NJSTRE1546027219 |  | Transition Incentive Program | Gibbstown | 8027 | 15 | 12.35 | Residential | No | Behind the Meter | Net-metered residential rooftop and canopy |  | None | EMT Renewables | AC Electric | Accepted | 2020-11-11 | 2020-11-13 | 2021-11-13 | Trina | TSM-325-DD06M.05(II) | Solar Panels |  | 0.325 | 7 | 263 | 34 |  | Fixed | Roof
NJSTRE1546027598 |  | Transition Incentive Program | Newark | 7114 | 9 | 5.19 | Residential | Yes | Behind the Meter | Net-metered residential rooftop and canopy |  | None | Sunrun Installation Services, Inc. | PSE&G | Accepted | 2020-11-11 | 2020-11-17 | 2021-11-17 | Enphase Energy | IQ7-60-x-US (240V) | Inverters | 240 |  | 17 |  |  | 0.96 |  | Outdoor | Rooftop
NJSTRE1546027598 |  | Transition Incentive Program | Newark | 7114 | 9 | 5.19 | Residential | Yes | Behind the Meter | Net-metered residential rooftop and canopy |  | None | Sunrun Installation Services, Inc. | PSE&G | Accepted | 2020-11-11 | 2020-11-17 | 2021-11-17 | LONGi Green Energy Technology Co Ltd | LR6-60HPB-305M | Solar Panels |  | 0.305 | 17 | 114 | 27 |  | Fixed | Roof
NJSTRE1546031281 |  | Transition Incentive Program | Bayville | 8721 | 18 | 10.08 | Residential | No | Behind the Meter | Net-metered residential rooftop and canopy |  | None | SunnyMac LLC | JCP&L | Accepted | 2020-11-11 | 2020-11-13 | 2021-11-13 | Solaredge | SE7600H-US | Inverters | 7600 |  | 1 |  |  | 0.99 |  | Outdoor | Next to Meter
NJSTRE1546031281 |  | Transition Incentive Program | Bayville | 8721 | 18 | 10.08 | Residential | No | Behind the Meter | Net-metered residential rooftop and canopy |  | None | SunnyMac LLC | JCP&L | Accepted | 2020-11-11 | 2020-11-13 | 2021-11-13 | Rec | TwinPeak 2 Mono | Solar Panels |  | 0.325 | 28 | 108 | 18 |  | Fixed | Roof
NJSTRE1546031281 |  | Transition Incentive Program | Bayville | 8721 | 18 | 10.08 | Residential | No | Behind the Meter | Net-metered residential rooftop and canopy |  | None | SunnyMac LLC | JCP&L | Accepted | 2020-11-11 | 2020-11-13 | 2021-11-13 | Rec | TwinPeak 2 Mono | Solar Panels |  | 0.325 | 3 | 288 | 18 |  | Fixed | Roof
NJSTRE1546031805 |  | Transition Incentive Program | Hillsborough TWP | 8844 | 5 | 7.14 | Residential | No | Behind the Meter | Net-metered residential rooftop and canopy |  | None | Tesla Energy Operations Inc. | PSE&G | Accepted | 2020-11-11 | 2020-11-13 | 2021-11-13 | SolarEdge Technologies | SE7600H-US [240V] | Inverters | 7600 |  | 1 |  |  | 0.99 |  | Outside | Outside
NJSTRE1546031805 |  | Transition Incentive Program | Hillsborough TWP | 8844 | 5 | 7.14 | Residential | No | Behind the Meter | Net-metered residential rooftop and canopy |  | None | Tesla Energy Operations Inc. | PSE&G | Accepted | 2020-11-11 | 2020-11-13 | 2021-11-13 | Hanwha Q-CELLS | Q.Peak DUO BLK-G6+ 340 | Solar Panels |  | 0.34 | 5 | 204 | 34 |  | Fixed | Roof
NJSTRE1546031805 |  | Transition Incentive Program | Hillsborough TWP | 8844 | 5 | 7.14 | Residential | No | Behind the Meter | Net-metered residential rooftop and canopy |  | None | Tesla Energy Operations Inc. | PSE&G | Accepted | 2020-11-11 | 2020-11-13 | 2021-11-13 | Hanwha Q-CELLS | Q.Peak DUO BLK-G6+ 340 | Solar Panels |  | 0.34 | 9 | 204 | 37 |  | Fixed | Roof
NJSTRE1546031805 |  | Transition Incentive Program | Hillsborough TWP | 8844 | 5 | 7.14 | Residential | No | Behind the Meter | Net-metered residential rooftop and canopy |  | None | Tesla Energy Operations Inc. | PSE&G | Accepted | 2020-11-11 | 2020-11-13 | 2021-11-13 | Hanwha Q-CELLS | Q.Peak DUO BLK-G6+ 340 | Solar Panels |  | 0.34 | 3 | 204 | 23 |  | Fixed | Roof
NJSTRE1546031805 |  | Transition Incentive Program | Hillsborough TWP | 8844 | 5 | 7.14 | Residential | No | Behind the Meter | Net-metered residential rooftop and canopy |  | None | Tesla Energy Operations Inc. | PSE&G | Accepted | 2020-11-11 | 2020-11-13 | 2021-11-13 | Hanwha Q-CELLS | Q.Peak DUO BLK-G6+ 340 | Solar Panels |  | 0.34 | 4 | 294 | 40 |  | Fixed | Roof
NJSTRE1546031844 |  | Transition Incentive Program | Sicklerville | 8081 | 14 | 6.62 | Residential | No | Behind the Meter | Net-metered residential rooftop and canopy |  | None | Skyline Solar LLC | AC Electric | Accepted | 2020-11-11 | 2020-11-17 | 2021-11-17 | ENPHASE | IQ7-60-2-US | Inverters | 240 |  | 21 |  |  | 0.97 |  | Outdoor | ROOF
NJSTRE1546031844 |  | Transition Incentive Program | Sicklerville | 8081 | 14 | 6.62 | Residential | No | Behind the Meter | Net-metered residential rooftop and canopy |  | None | Skyline Solar LLC | AC Electric | Accepted | 2020-11-11 | 2020-11-17 | 2021-11-17 | HANWHA | QCELL QPEAK DUO BLK | Solar Panels |  | 0.315 | 21 | 115 | 27 |  | Fixed | Roof
NJSTRE1546031853 |  | Transition Incentive Program | South Plainfield | 7080 | 11 | 7.35 | Residential | Yes | Behind the Meter | Net-metered residential rooftop and canopy |  | None | Pro Custom Solar dba Momentum Solar | PSE&G | Accepted | 2020-11-11 | 2020-11-13 | 2021-11-13 | Enphase | IQ7PLUS-72-2-US | Inverters | 290 |  | 21 |  |  | 0.97 |  | Outdoor | Roof
NJSTRE1546031853 |  | Transition Incentive Program | South Plainfield | 7080 | 11 | 7.35 | Residential | Yes | Behind the Meter | Net-metered residential rooftop and canopy |  | None | Pro Custom Solar dba Momentum Solar | PSE&G | Accepted | 2020-11-11 | 2020-11-13 | 2021-11-13 | LG | LG 350N1C-V5 | Solar Panels |  | 0.35 | 10 | 4 | 23 |  | Fixed | Roof
NJSTRE1546031853 |  | Transition Incentive Program | South Plainfield | 7080 | 11 | 7.35 | Residential | Yes | Behind the Meter | Net-metered residential rooftop and canopy |  | None | Pro Custom Solar dba Momentum Solar | PSE&G | Accepted | 2020-11-11 | 2020-11-13 | 2021-11-13 | LG | LG 350N1C-V5 | Solar Panels |  | 0.35 | 11 | 184 | 22 |  | Fixed | Roof
NJSTRE1546031860 |  | Transition Incentive Program | Toms River | 8753 | 18 | 20.48 | Residential | No | Behind the Meter | Net-metered residential rooftop and canopy |  | None | Kopp Electric Company | JCP&L | Accepted | 2020-11-11 | 2020-11-13 | 2021-11-13 | Solar Edge | SE10000H-US | Inverters | 10000 |  | 2 |  |  | 0.975 |  | Outdoor | Next to meter
NJSTRE1546031860 |  | Transition Incentive Program | Toms River | 8753 | 18 | 20.48 | Residential | No | Behind the Meter | Net-metered residential rooftop and canopy |  | None | Kopp Electric Company | JCP&L | Accepted | 2020-11-11 | 2020-11-13 | 2021-11-13 | CertainTeed | CT315HC11-04 | Solar Panels |  | 0.315 | 21 | 241 | 25 |  | Fixed | Roof
NJSTRE1546031860 |  | Transition Incentive Program | Toms River | 8753 | 18 | 20.48 | Residential | No | Behind the Meter | Net-metered residential rooftop and canopy |  | None | Kopp Electric Company | JCP&L | Accepted | 2020-11-11 | 2020-11-13 | 2021-11-13 | CertainTeed | CT315HC11-04 | Solar Panels |  | 0.315 | 15 | 61 | 25 |  | Fixed | Roof
NJSTRE1546031860 |  | Transition Incentive Program | Toms River | 8753 | 18 | 20.48 | Residential | No | Behind the Meter | Net-metered residential rooftop and canopy |  | None | Kopp Electric Company | JCP&L | Accepted | 2020-11-11 | 2020-11-13 | 2021-11-13 | CertainTeed | CT315HC11-04 | Solar Panels |  | 0.315 | 10 | 241 | 25 |  | Fixed | Roof
NJSTRE1546031860 |  | Transition Incentive Program | Toms River | 8753 | 18 | 20.48 | Residential | No | Behind the Meter | Net-metered residential rooftop and canopy |  | None | Kopp Electric Company | JCP&L | Accepted | 2020-11-11 | 2020-11-13 | 2021-11-13 | CertainTeed | CT315HC11-04 | Solar Panels |  | 0.315 | 19 | 241 | 25 |  | Fixed | Roof
NJSTRE1546031873 |  | Transition Incentive Program | Millstone Township | 8535 | 17 | 12.24 | Residential | No | Behind the Meter | Net-metered residential rooftop and canopy |  | None | Tesla Energy Operations Inc. | JCP&L | Accepted | 2020-11-11 | 2020-11-13 | 2021-11-13 | SolarEdge Technologies | SE10000H-US [240V] | Inverters | 10000 |  | 1 |  |  | 0.99 |  | Outside | Outside
NJSTRE1546031873 |  | Transition Incentive Program | Millstone Township | 8535 | 17 | 12.24 | Residential | No | Behind the Meter | Net-metered residential rooftop and canopy |  | None | Tesla Energy Operations Inc. | JCP&L | Accepted | 2020-11-11 | 2020-11-13 | 2021-11-13 | Hanwha Q-CELLS | Q.Peak DUO BLK-G6+ 340 | Solar Panels |  | 0.34 | 2 | 18 | 37 |  | Fixed | Roof
NJSTRE1546031873 |  | Transition Incentive Program | Millstone Township | 8535 | 17 | 12.24 | Residential | No | Behind the Meter | Net-metered residential rooftop and canopy |  | None | Tesla Energy Operations Inc. | JCP&L | Accepted | 2020-11-11 | 2020-11-13 | 2021-11-13 | Hanwha Q-CELLS | Q.Peak DUO BLK-G6+ 340 | Solar Panels |  | 0.34 | 3 | 198 | 37 |  | Fixed | Roof
NJSTRE1546031873 |  | Transition Incentive Program | Millstone Township | 8535 | 17 | 12.24 | Residential | No | Behind the Meter | Net-metered residential rooftop and canopy |  | None | Tesla Energy Operations Inc. | JCP&L | Accepted | 2020-11-11 | 2020-11-13 | 2021-11-13 | Hanwha Q-CELLS | Q.Peak DUO BLK-G6+ 340 | Solar Panels |  | 0.34 | 31 | 288 | 34 |  | Fixed | Roof
NJSTRE1546031892 |  | Transition Incentive Program | Williamstown | 8094 | 15 | 5.36 | Residential | Yes | Behind the Meter | Net-metered residential rooftop and canopy |  | None | Vision Solar LLC | AC Electric | Accepted | 2020-11-11 | 2020-11-13 | 2021-11-13 | ENPHASE | IQ7-60-2-US | Inverters | 0.24 |  | 16 |  |  | 0.96 |  | Other | BEHIND EACH PANEL
NJSTRE1546031892 |  | Transition Incentive Program | Williamstown | 8094 | 15 | 5.36 | Residential | Yes | Behind the Meter | Net-metered residential rooftop and canopy |  | None | Vision Solar LLC | AC Electric | Accepted | 2020-11-11 | 2020-11-13 | 2021-11-13 | HANWHA Q-CELLS | Q.PEAK DUO BLK-G6+ 335 | Solar Panels |  | 0.335 | 8 | 75 | 17 |  | Fixed | Roof
NJSTRE1546031892 |  | Transition Incentive Program | Williamstown | 8094 | 15 | 5.36 | Residential | Yes | Behind the Meter | Net-metered residential rooftop and canopy |  | None | Vision Solar LLC | AC Electric | Accepted | 2020-11-11 | 2020-11-13 | 2021-11-13 | HANWHA Q-CELLS | Q.PEAK DUO BLK-G6+ 335 | Solar Panels |  | 0.335 | 8 | 255 | 20 |  | Fixed | Roof
NJSTRE1546031912 |  | Transition Incentive Program | Flemington | 8822 | 4 | 10 | Residential | No | Behind the Meter | Net-metered residential rooftop and canopy |  | None | Tesla Energy Operations Inc. | JCP&L | Accepted | 2020-11-11 | 2020-11-13 | 2021-11-13 | Tesla | AC Powerwall 2.0 | Electric Storage Battery |  |  | 1 |  |  |  | Lithium Ion |  | Inside
NJSTRE1546031912 |  | Transition Incentive Program | Flemington | 8822 | 4 | 10 | Residential | No | Behind the Meter | Net-metered residential rooftop and canopy |  | None | Tesla Energy Operations Inc. | JCP&L | Accepted | 2020-11-11 | 2020-11-13 | 2021-11-13 | Delta Electronics | M8-TL-US [240V] | Inverters | 7680 |  | 1 |  |  | 0.975 |  | Indoor | Inside
NJSTRE1546031912 |  | Transition Incentive Program | Flemington | 8822 | 4 | 10 | Residential | No | Behind the Meter | Net-metered residential rooftop and canopy |  | None | Tesla Energy Operations Inc. | JCP&L | Accepted | 2020-11-11 | 2020-11-13 | 2021-11-13 | Delta Electronics | M4-TL-US [240V] | Inverters | 3840 |  | 1 |  |  | 0.975 |  | Indoor | Inside
NJSTRE1546031912 |  | Transition Incentive Program | Flemington | 8822 | 4 | 10 | Residential | No | Behind the Meter | Net-metered residential rooftop and canopy |  | None | Tesla Energy Operations Inc. | JCP&L | Accepted | 2020-11-11 | 2020-11-13 | 2021-11-13 | Tesla | SR60T1 | Solar Panels |  | 0.05847 | 15 | 83 | 32 |  | Fixed | Roof
NJSTRE1546031912 |  | Transition Incentive Program | Flemington | 8822 | 4 | 10 | Residential | No | Behind the Meter | Net-metered residential rooftop and canopy |  | None | Tesla Energy Operations Inc. | JCP&L | Accepted | 2020-11-11 | 2020-11-13 | 2021-11-13 | Tesla | SR60T1 | Solar Panels |  | 0.05847 | 46 | 353 | 36 |  | Fixed | Roof
NJSTRE1546031912 |  | Transition Incentive Program | Flemington | 8822 | 4 | 10 | Residential | No | Behind the Meter | Net-metered residential rooftop and canopy |  | None | Tesla Energy Operations Inc. | JCP&L | Accepted | 2020-11-11 | 2020-11-13 | 2021-11-13 | Tesla | SR60T1 | Solar Panels |  | 0.05847 | 35 | 173 | 35 |  | Fixed | Roof
NJSTRE1546031912 |  | Transition Incentive Program | Flemington | 8822 | 4 | 10 | Residential | No | Behind the Meter | Net-metered residential rooftop and canopy |  | None | Tesla Energy Operations Inc. | JCP&L | Accepted | 2020-11-11 | 2020-11-13 | 2021-11-13 | Tesla | SR60T1 | Solar Panels |  | 0.05847 | 34 | 353 | 37 |  | Fixed | Roof
NJSTRE1546031912 |  | Transition Incentive Program | Flemington | 8822 | 4 | 10 | Residential | No | Behind the Meter | Net-metered residential rooftop and canopy |  | None | Tesla Energy Operations Inc. | JCP&L | Accepted | 2020-11-11 | 2020-11-13 | 2021-11-13 | Tesla | SR60T1 | Solar Panels |  | 0.05847 | 41 | 353 | 37 |  | Fixed | Roof
NJSTRE1546031943 |  | Transition Incentive Program | Ewing | 8618 | 12 | 11.56 | Residential | No | Behind the Meter | Net-metered residential rooftop and canopy |  | None | Vision Solar LLC | PSE&G | Accepted | 2020-11-11 | 2020-11-13 | 2021-11-13 | ENPHASE | IQ7-60-2-US | Inverters | 0.24 |  | 34 |  |  | 0.96 |  | Other | BEHIND EACH PANEL
NJSTRE1546031943 |  | Transition Incentive Program | Ewing | 8618 | 12 | 11.56 | Residential | No | Behind the Meter | Net-metered residential rooftop and canopy |  | None | Vision Solar LLC | PSE&G | Accepted | 2020-11-11 | 2020-11-13 | 2021-11-13 | HANWHA Q-CELLS | Q.PEAK DUO BLK-G6+ 340 | Solar Panels |  | 0.34 | 16 | 105 | 25 |  | Fixed | Roof
NJSTRE1546031943 |  | Transition Incentive Program | Ewing | 8618 | 12 | 11.56 | Residential | No | Behind the Meter | Net-metered residential rooftop and canopy |  | None | Vision Solar LLC | PSE&G | Accepted | 2020-11-11 | 2020-11-13 | 2021-11-13 | HANWHA Q-CELLS | Q.PEAK DUO BLK-G6+ 340 | Solar Panels |  | 0.34 | 18 | 285 | 25 |  | Fixed | Roof
NJSTRE1546031950 |  | Transition Incentive Program | Clayton | 8312 | 15 | 8.78 | Residential | No | Behind the Meter | Net-metered residential rooftop and canopy |  | None | EMT Renewables | AC Electric | Accepted | 2020-11-11 | 2020-11-13 | 2021-11-13 | Enphase | IQ7-60-2-US | Inverters | 240 |  | 27 |  |  | 0.97 |  | Outside | under panels
NJSTRE1546031950 |  | Transition Incentive Program | Clayton | 8312 | 15 | 8.78 | Residential | No | Behind the Meter | Net-metered residential rooftop and canopy |  | None | EMT Renewables | AC Electric | Accepted | 2020-11-11 | 2020-11-13 | 2021-11-13 | Trina | TSM-325-DD06M.05(II) | Solar Panels |  | 0.325 | 3 | 168 | 45 |  | Fixed | Roof
NJSTRE1546031950 |  | Transition Incentive Program | Clayton | 8312 | 15 | 8.78 | Residential | No | Behind the Meter | Net-metered residential rooftop and canopy |  | None | EMT Renewables | AC Electric | Accepted | 2020-11-11 | 2020-11-13 | 2021-11-13 | Trina | TSM-325-DD06M.05(II) | Solar Panels |  | 0.325 | 11 | 258 | 45 |  | Fixed | Roof
NJSTRE1546031950 |  | Transition Incentive Program | Clayton | 8312 | 15 | 8.78 | Residential | No | Behind the Meter | Net-metered residential rooftop and canopy |  | None | EMT Renewables | AC Electric | Accepted | 2020-11-11 | 2020-11-13 | 2021-11-13 | Trina | TSM-325-DD06M.05(II) | Solar Panels |  | 0.325 | 2 | 348 | 45 |  | Fixed | Roof
NJSTRE1546031950 |  | Transition Incentive Program | Clayton | 8312 | 15 | 8.78 | Residential | No | Behind the Meter | Net-metered residential rooftop and canopy |  | None | EMT Renewables | AC Electric | Accepted | 2020-11-11 | 2020-11-13 | 2021-11-13 | Trina | TSM-325-DD06M.05(II) | Solar Panels |  | 0.325 | 8 | 168 | 4 |  | Fixed | Roof
NJSTRE1546031950 |  | Transition Incentive Program | Clayton | 8312 | 15 | 8.78 | Residential | No | Behind the Meter | Net-metered residential rooftop and canopy |  | None | EMT Renewables | AC Electric | Accepted | 2020-11-11 | 2020-11-13 | 2021-11-13 | Trina | TSM-325-DD06M.05(II) | Solar Panels |  | 0.325 | 3 | 78 | 45 |  | Fixed | Roof
NJSTRE1546031989 |  | Transition Incentive Program | Carteret | 7008 | 11 | 85.8 | Commercial | Yes | Behind the Meter | Net-metered non-residential rooftop and canopy |  | None | Infiniti Energy Services | PSE&G | Accepted | 2020-11-11 | 2020-12-08 | 2021-12-08 | Enphase | IQ7 Plus | Inverters | 295 |  | 220 |  |  | 0.97 |  | Outdoor | Wall
NJSTRE1546031989 |  | Transition Incentive Program | Carteret | 7008 | 11 | 85.8 | Commercial | Yes | Behind the Meter | Net-metered non-residential rooftop and canopy |  | None | Infiniti Energy Services | PSE&G | Accepted | 2020-11-11 | 2020-12-08 | 2021-12-08 | Hanwha | Q.Peak | Solar Panels |  | 0.39 | 220 | 212 | 10 |  | Fixed | Roof
NJSTRE1546031997 |  | Transition Incentive Program | Livingston Twp | 7039 | 9 | 29.16 | Residential | No | Behind the Meter | Net-metered residential rooftop and canopy |  | None | SunnyMac LLC | PSE&G | Accepted | 2020-11-11 | 2020-11-13 | 2021-11-13 | Solaredge | SE10000H-US | Inverters | 10000 |  | 2 |  |  | 0.99 |  | Outdoor | Next to meter
NJSTRE1546031997 |  | Transition Incentive Program | Livingston Twp | 7039 | 9 | 29.16 | Residential | No | Behind the Meter | Net-metered residential rooftop and canopy |  | None | SunnyMac LLC | PSE&G | Accepted | 2020-11-11 | 2020-11-13 | 2021-11-13 | REC | 360AA-Blk | Solar Panels |  | 0.36 | 25 | 111 | 30 |  | Fixed | Roof
NJSTRE1546031997 |  | Transition Incentive Program | Livingston Twp | 7039 | 9 | 29.16 | Residential | No | Behind the Meter | Net-metered residential rooftop and canopy |  | None | SunnyMac LLC | PSE&G | Accepted | 2020-11-11 | 2020-11-13 | 2021-11-13 | REC | 360AA-Blk | Solar Panels |  | 0.36 | 2 | 201 | 30 |  | Fixed | Roof
NJSTRE1546031997 |  | Transition Incentive Program | Livingston Twp | 7039 | 9 | 29.16 | Residential | No | Behind the Meter | Net-metered residential rooftop and canopy |  | None | SunnyMac LLC | PSE&G | Accepted | 2020-11-11 | 2020-11-13 | 2021-11-13 | REC | 360AA-Blk | Solar Panels |  | 0.36 | 2 | 291 | 30 |  | Fixed | Roof
NJSTRE1546031997 |  | Transition Incentive Program | Livingston Twp | 7039 | 9 | 29.16 | Residential | No | Behind the Meter | Net-metered residential rooftop and canopy |  | None | SunnyMac LLC | PSE&G | Accepted | 2020-11-11 | 2020-11-13 | 2021-11-13 | REC | 360AA-Blk | Solar Panels |  | 0.36 | 10 | 291 | 30 |  | Fixed | Roof
NJSTRE1546031997 |  | Transition Incentive Program | Livingston Twp | 7039 | 9 | 29.16 | Residential | No | Behind the Meter | Net-metered residential rooftop and canopy |  | None | SunnyMac LLC | PSE&G | Accepted | 2020-11-11 | 2020-11-13 | 2021-11-13 | REC | 360AA-Blk | Solar Panels |  | 0.36 | 20 | 291 | 30 |  | Fixed | Roof
NJSTRE1546031997 |  | Transition Incentive Program | Livingston Twp | 7039 | 9 | 29.16 | Residential | No | Behind the Meter | Net-metered residential rooftop and canopy |  | None | SunnyMac LLC | PSE&G | Accepted | 2020-11-11 | 2020-11-13 | 2021-11-13 | REC | 360AA-Blk | Solar Panels |  | 0.36 | 11 | 21 | 11 |  | Fixed | Roof
NJSTRE1546031997 |  | Transition Incentive Program | Livingston Twp | 7039 | 9 | 29.16 | Residential | No | Behind the Meter | Net-metered residential rooftop and canopy |  | None | SunnyMac LLC | PSE&G | Accepted | 2020-11-11 | 2020-11-13 | 2021-11-13 | REC | 360AA-Blk | Solar Panels |  | 0.36 | 11 | 201 | 30 |  | Fixed | Roof
NJSTRE1546032017 |  | Transition Incentive Program | Carteret | 7008 | 11 | 102.96 | Commercial | Yes | Behind the Meter | Net-metered non-residential rooftop and canopy |  | None | Infiniti Energy Services | PSE&G | Accepted | 2020-11-11 | 2020-12-08 | 2021-12-08 | Enphase | IQ7 Plus | Inverters | 295 |  | 264 |  |  | 0.97 |  | Outdoor | Roof
NJSTRE1546032017 |  | Transition Incentive Program | Carteret | 7008 | 11 | 102.96 | Commercial | Yes | Behind the Meter | Net-metered non-residential rooftop and canopy |  | None | Infiniti Energy Services | PSE&G | Accepted | 2020-11-11 | 2020-12-08 | 2021-12-08 | Hanwha | Q.Peak | Solar Panels |  | 0.39 | 264 | 259 | 22 |  | Fixed | Roof
NJSTRE1546032042 |  | Transition Incentive Program | Hewitt | 7421 | 6 | 5.78 | Residential | Yes | Behind the Meter | Net-metered residential rooftop and canopy |  | None | Tesla Energy Operations Inc. | Orange Rockland Electric | Accepted | 2020-11-11 | 2020-11-16 | 2021-11-16 | SolarEdge Technologies | SE7600H-US [240V] | Inverters | 7600 |  | 1 |  |  | 0.99 |  | Outside | Outside
NJSTRE1546032042 |  | Transition Incentive Program | Hewitt | 7421 | 6 | 5.78 | Residential | Yes | Behind the Meter | Net-metered residential rooftop and canopy |  | None | Tesla Energy Operations Inc. | Orange Rockland Electric | Accepted | 2020-11-11 | 2020-11-16 | 2021-11-16 | Hanwha Q-CELLS | Q.Peak DUO BLK-G6+ 340 | Solar Panels |  | 0.34 | 8 | 58 | 23 |  | Fixed | Roof
NJSTRE1546032042 |  | Transition Incentive Program | Hewitt | 7421 | 6 | 5.78 | Residential | Yes | Behind the Meter | Net-metered residential rooftop and canopy |  | None | Tesla Energy Operations Inc. | Orange Rockland Electric | Accepted | 2020-11-11 | 2020-11-16 | 2021-11-16 | Hanwha Q-CELLS | Q.Peak DUO BLK-G6+ 340 | Solar Panels |  | 0.34 | 9 | 238 | 23 |  | Fixed | Roof
NJSTRE1546032195 |  | Transition Incentive Program | Beachwood | 8722 | 18 | 6.8 | Residential | Yes | Behind the Meter | Net-metered residential rooftop and canopy |  | None | Freedom Forever New Jersey LLC | JCP&L | Accepted | 2020-11-23 | 2020-11-23 | 2021-11-23 | Solar Edge | SE6000H-US [SI1] RGM | Inverters | 6000 |  | 1 |  |  | 0.99 |  | Outdoor | n/a
NJSTRE1546032195 |  | Transition Incentive Program | Beachwood | 8722 | 18 | 6.8 | Residential | Yes | Behind the Meter | Net-metered residential rooftop and canopy |  | None | Freedom Forever New Jersey LLC | JCP&L | Accepted | 2020-11-23 | 2020-11-23 | 2021-11-23 | LG | LG340N1K-L5 | Solar Panels |  | 0.34 | 12 | 2 | 40 |  | Fixed | Roof | n/a
NJSTRE1546032195 |  | Transition Incentive Program | Beachwood | 8722 | 18 | 6.8 | Residential | Yes | Behind the Meter | Net-metered residential rooftop and canopy |  | None | Freedom Forever New Jersey LLC | JCP&L | Accepted | 2020-11-23 | 2020-11-23 | 2021-11-23 | LG | LG340N1K-L5 | Solar Panels |  | 0.34 | 8 | 1 | 18 |  | Fixed | Roof | n/a
NJSTRE1546032202 |  | Transition Incentive Program | Woodbridge | 7077 | 11 | 9.2 | Residential | No | Behind the Meter | Net-metered residential rooftop and canopy |  | None | SunPower Corporation, Systems | PSE&G | Accepted | 2020-11-11 | 2020-11-19 | 2021-11-19 | SunPower | SPR-A400-G-AC | Inverters | 349 |  | 23 |  |  | 0.97 |  | Other | under each panel
NJSTRE1546032202 |  | Transition Incentive Program | Woodbridge | 7077 | 11 | 9.2 | Residential | No | Behind the Meter | Net-metered residential rooftop and canopy |  | None | SunPower Corporation, Systems | PSE&G | Accepted | 2020-11-11 | 2020-11-19 | 2021-11-19 | SunPower | SPR-A400-G-AC | Solar Panels |  | 0.4 | 8 | 286 | 25 |  | Fixed | Roof
NJSTRE1546032202 |  | Transition Incentive Program | Woodbridge | 7077 | 11 | 9.2 | Residential | No | Behind the Meter | Net-metered residential rooftop and canopy |  | None | SunPower Corporation, Systems | PSE&G | Accepted | 2020-11-11 | 2020-11-19 | 2021-11-19 | SunPower | SPR-A400-G-AC | Solar Panels |  | 0.4 | 3 | 106 | 35 |  | Fixed | Roof
NJSTRE1546032202 |  | Transition Incentive Program | Woodbridge | 7077 | 11 | 9.2 | Residential | No | Behind the Meter | Net-metered residential rooftop and canopy |  | None | SunPower Corporation, Systems | PSE&G | Accepted | 2020-11-11 | 2020-11-19 | 2021-11-19 | SunPower | SPR-A400-G-AC | Solar Panels |  | 0.4 | 12 | 106 | 25 |  | Fixed | Roof
NJSTRE1546033993 |  | Transition Incentive Program | Williamstown | 8094 | 15 | 12.6 | Residential | No | Behind the Meter | Net-metered residential rooftop and canopy |  | None | Advanced Renewable Solutions | AC Electric | Accepted | 2020-11-12 | 2020-11-16 | 2021-11-16 | ENPHASE | IQ7-60-2-US | Inverters | 9600 |  | 40 |  |  | 0.976 |  | Outdoor | Micro-inverters are mounted to the underside of each so
NJSTRE1546033993 |  | Transition Incentive Program | Williamstown | 8094 | 15 | 12.6 | Residential | No | Behind the Meter | Net-metered residential rooftop and canopy |  | None | Advanced Renewable Solutions | AC Electric | Accepted | 2020-11-12 | 2020-11-16 | 2021-11-16 | CertainTeed | CT315M11-02 | Solar Panels |  | 0.315 | 21 | 140 | 35 |  | Fixed | Roof
NJSTRE1546033993 |  | Transition Incentive Program | Williamstown | 8094 | 15 | 12.6 | Residential | No | Behind the Meter | Net-metered residential rooftop and canopy |  | None | Advanced Renewable Solutions | AC Electric | Accepted | 2020-11-12 | 2020-11-16 | 2021-11-16 | CertainTeed | CT315M11-02 | Solar Panels |  | 0.315 | 7 | 140 | 35 |  | Fixed | Roof
NJSTRE1546033993 |  | Transition Incentive Program | Williamstown | 8094 | 15 | 12.6 | Residential | No | Behind the Meter | Net-metered residential rooftop and canopy |  | None | Advanced Renewable Solutions | AC Electric | Accepted | 2020-11-12 | 2020-11-16 | 2021-11-16 | CertainTeed | CT315M11-02 | Solar Panels |  | 0.315 | 12 | 140 | 36 |  | Fixed | Roof
NJSTRE1546033994 |  | Transition Incentive Program | Maple Shade | 8052 | 13 | 7.25 | Residential | No | Behind the Meter | Net-metered residential rooftop and canopy |  | None | Advanced Renewable Solutions | PSE&G | Accepted | 2020-11-12 | 2020-11-13 | 2021-11-13 | ENPHASE | IQ7-60-2-US | Inverters | 5520 |  | 23 |  |  | 0.976 |  | Outdoor | Micro-inverters are mounted to the underside of every s
NJSTRE1546033994 |  | Transition Incentive Program | Maple Shade | 8052 | 13 | 7.25 | Residential | No | Behind the Meter | Net-metered residential rooftop and canopy |  | None | Advanced Renewable Solutions | PSE&G | Accepted | 2020-11-12 | 2020-11-13 | 2021-11-13 | CertainTeed | CT315M11-02 | Solar Panels |  | 0.315 | 10 | 131 | 20 |  | Fixed | Roof
NJSTRE1546033994 |  | Transition Incentive Program | Maple Shade | 8052 | 13 | 7.25 | Residential | No | Behind the Meter | Net-metered residential rooftop and canopy |  | None | Advanced Renewable Solutions | PSE&G | Accepted | 2020-11-12 | 2020-11-13 | 2021-11-13 | CertainTeed | CT315M11-02 | Solar Panels |  | 0.315 | 3 | 221 | 20 |  | Fixed | Roof
NJSTRE1546033994 |  | Transition Incentive Program | Maple Shade | 8052 | 13 | 7.25 | Residential | No | Behind the Meter | Net-metered residential rooftop and canopy |  | None | Advanced Renewable Solutions | PSE&G | Accepted | 2020-11-12 | 2020-11-13 | 2021-11-13 | CertainTeed | CT315M11-02 | Solar Panels |  | 0.315 | 10 | 311 | 20 |  | Fixed | Roof
NJSTRE1546033998 |  | Transition Incentive Program | Bellmawr | 8031 | 14 | 9.8 | Residential | No | Behind the Meter | Net-metered residential rooftop and canopy |  | None | Suntuity Solar LLC | PSE&G | Accepted | 2020-11-12 | 2020-11-13 | 2021-11-13 | Enphase Energy | IQ7-60-2-US | Inverters | 240 |  | 28 |  |  | 0.97 |  | Outdoor | Behind the PV Modules
NJSTRE1546033998 |  | Transition Incentive Program | Bellmawr | 8031 | 14 | 9.8 | Residential | No | Behind the Meter | Net-metered residential rooftop and canopy |  | None | Suntuity Solar LLC | PSE&G | Accepted | 2020-11-12 | 2020-11-13 | 2021-11-13 | Longi | LR4-60HPB-350M | Solar Panels |  | 0.35 | 17 | 339 | 18 |  | Fixed | Roof
NJSTRE1546033998 |  | Transition Incentive Program | Bellmawr | 8031 | 14 | 9.8 | Residential | No | Behind the Meter | Net-metered residential rooftop and canopy |  | None | Suntuity Solar LLC | PSE&G | Accepted | 2020-11-12 | 2020-11-13 | 2021-11-13 | Longi | LR4-60HPB-350M | Solar Panels |  | 0.35 | 11 | 159 | 18 |  | Fixed | Roof
NJSTRE1546033999 |  | Transition Incentive Program | Ewing | 8638 | 12 | 5.6 | Residential | No | Behind the Meter | Net-metered residential rooftop and canopy |  | None | Suntuity Solar LLC | PSE&G | Accepted | 2020-11-12 | 2020-11-13 | 2021-11-13 | Enphase Energy | IQ7-60-2-US | Inverters | 240 |  | 16 |  |  | 0.97 |  | Outdoor | Behind the PV Modules
NJSTRE1546033999 |  | Transition Incentive Program | Ewing | 8638 | 12 | 5.6 | Residential | No | Behind the Meter | Net-metered residential rooftop and canopy |  | None | Suntuity Solar LLC | PSE&G | Accepted | 2020-11-12 | 2020-11-13 | 2021-11-13 | Longi | LR4-60HPB-350M | Solar Panels |  | 0.35 | 16 | 129 | 33 |  | Fixed | Roof
NJSTRE1546034000 |  | Transition Incentive Program | Cinnaminson | 8077 | 13 | 10.5 | Residential | No | Behind the Meter | Net-metered residential rooftop and canopy |  | None | Suntuity Solar LLC | PSE&G | Accepted | 2020-11-13 | 2020-11-16 | 2021-11-16 | Enphase Energy | IQ7-60-2-US | Inverters | 240 |  | 30 |  |  | 0.97 |  | Outdoor | Behind the PV Modules
NJSTRE1546034000 |  | Transition Incentive Program | Cinnaminson | 8077 | 13 | 10.5 | Residential | No | Behind the Meter | Net-metered residential rooftop and canopy |  | None | Suntuity Solar LLC | PSE&G | Accepted | 2020-11-13 | 2020-11-16 | 2021-11-16 | Longi | LR4-60HPB-350M | Solar Panels |  | 0.35 | 16 | 331 | 22 |  | Fixed | Roof
NJSTRE1546034000 |  | Transition Incentive Program | Cinnaminson | 8077 | 13 | 10.5 | Residential | No | Behind the Meter | Net-metered residential rooftop and canopy |  | None | Suntuity Solar LLC | PSE&G | Accepted | 2020-11-13 | 2020-11-16 | 2021-11-16 | Longi | LR4-60HPB-350M | Solar Panels |  | 0.35 | 14 | 151 | 22 |  | Fixed | Roof
NJSTRE1546034001 |  | Transition Incentive Program | West Long Branch | 7764 | 17 | 8.4 | Residential | No | Behind the Meter | Net-metered residential rooftop and canopy |  | None | Suntuity Solar LLC | JCP&L | Accepted | 2020-11-17 | 2020-11-17 | 2021-11-17 | Enphase Energy | IQ7-60-2-US | Inverters | 240 |  | 24 |  |  | 0.97 |  | Outdoor | Behind the PV Modules
NJSTRE1546034001 |  | Transition Incentive Program | West Long Branch | 7764 | 17 | 8.4 | Residential | No | Behind the Meter | Net-metered residential rooftop and canopy |  | None | Suntuity Solar LLC | JCP&L | Accepted | 2020-11-17 | 2020-11-17 | 2021-11-17 | Longi | LR4-60HPB-350M | Solar Panels |  | 0.35 | 4 | 266 | 15 |  | Fixed | Roof
NJSTRE1546034001 |  | Transition Incentive Program | West Long Branch | 7764 | 17 | 8.4 | Residential | No | Behind the Meter | Net-metered residential rooftop and canopy |  | None | Suntuity Solar LLC | JCP&L | Accepted | 2020-11-17 | 2020-11-17 | 2021-11-17 | Longi | LR4-60HPB-350M | Solar Panels |  | 0.35 | 6 | 86 | 15 |  | Fixed | Roof
NJSTRE1546034001 |  | Transition Incentive Program | West Long Branch | 7764 | 17 | 8.4 | Residential | No | Behind the Meter | Net-metered residential rooftop and canopy |  | None | Suntuity Solar LLC | JCP&L | Accepted | 2020-11-17 | 2020-11-17 | 2021-11-17 | Longi | LR4-60HPB-350M | Solar Panels |  | 0.35 | 14 | 176 | 20 |  | Fixed | Roof
NJSTRE1546034002 |  | Transition Incentive Program | Deptford Township | 8096 | 15 | 9.45 | Residential | No | Behind the Meter | Net-metered residential rooftop and canopy |  | None | Suntuity Solar LLC | PSE&G | Accepted | 2020-11-12 | 2020-11-16 | 2021-11-16 | Enphase Energy | IQ7-60-2-US | Inverters | 240 |  | 27 |  |  | 0.97 |  | Outdoor | Behind the PV Modules
NJSTRE1546034002 |  | Transition Incentive Program | Deptford Township | 8096 | 15 | 9.45 | Residential | No | Behind the Meter | Net-metered residential rooftop and canopy |  | None | Suntuity Solar LLC | PSE&G | Accepted | 2020-11-12 | 2020-11-16 | 2021-11-16 | Longi | LR4-60HPB-350M | Solar Panels |  | 0.35 | 18 | 150 | 19 |  | Fixed | Roof
NJSTRE1546034002 |  | Transition Incentive Program | Deptford Township | 8096 | 15 | 9.45 | Residential | No | Behind the Meter | Net-metered residential rooftop and canopy |  | None | Suntuity Solar LLC | PSE&G | Accepted | 2020-11-12 | 2020-11-16 | 2021-11-16 | Longi | LR4-60HPB-350M | Solar Panels |  | 0.35 | 9 | 330 | 30 |  | Fixed | Roof
NJSTRE1546034003 |  | Transition Incentive Program | East Brunswick | 8816 | 11 | 11.9 | Residential | Yes | Behind the Meter | Net-metered residential rooftop and canopy |  | None | Suntuity Solar LLC | PSE&G | Accepted | 2020-11-16 | 2020-11-16 | 2021-11-16 | Enphase Energy | IQ7-60-2-US | Inverters | 240 |  | 34 |  |  | 0.97 |  | Outdoor | Behind the PV Modules
NJSTRE1546034003 |  | Transition Incentive Program | East Brunswick | 8816 | 11 | 11.9 | Residential | Yes | Behind the Meter | Net-metered residential rooftop and canopy |  | None | Suntuity Solar LLC | PSE&G | Accepted | 2020-11-16 | 2020-11-16 | 2021-11-16 | Longi | LR4-60HPB-350M | Solar Panels |  | 0.35 | 15 | 220 | 19 |  | Fixed | Roof
NJSTRE1546034003 |  | Transition Incentive Program | East Brunswick | 8816 | 11 | 11.9 | Residential | Yes | Behind the Meter | Net-metered residential rooftop and canopy |  | None | Suntuity Solar LLC | PSE&G | Accepted | 2020-11-16 | 2020-11-16 | 2021-11-16 | Longi | LR4-60HPB-350M | Solar Panels |  | 0.35 | 3 | 219 | 20 |  | Fixed | Roof
NJSTRE1546034003 |  | Transition Incentive Program | East Brunswick | 8816 | 11 | 11.9 | Residential | Yes | Behind the Meter | Net-metered residential rooftop and canopy |  | None | Suntuity Solar LLC | PSE&G | Accepted | 2020-11-16 | 2020-11-16 | 2021-11-16 | Longi | LR4-60HPB-350M | Solar Panels |  | 0.35 | 16 | 40 | 19 |  | Fixed | Roof
NJSTRE1546034004 |  | Transition Incentive Program | Williamstown | 8094 | 15 | 9.1 | Residential | Yes | Behind the Meter | Net-metered residential rooftop and canopy |  | None | Suntuity Solar LLC | AC Electric | Accepted | 2020-11-12 | 2020-11-13 | 2021-11-13 | Enphase Energy | IQ7-60-2-US | Inverters | 240 |  | 26 |  |  | 0.97 |  | Outdoor | Behind the PV Modules
NJSTRE1546034004 |  | Transition Incentive Program | Williamstown | 8094 | 15 | 9.1 | Residential | Yes | Behind the Meter | Net-metered residential rooftop and canopy |  | None | Suntuity Solar LLC | AC Electric | Accepted | 2020-11-12 | 2020-11-13 | 2021-11-13 | Longi | LR4-60HPB-350M | Solar Panels |  | 0.35 | 26 | 75 | 27 |  | Fixed | Roof
NJSTRE1546034005 |  | Transition Incentive Program | BELLMAWR | 8031 | 14 | 8.05 | Residential | Yes | Behind the Meter | Net-metered residential rooftop and canopy |  | None | Suntuity Solar LLC | PSE&G | Accepted | 2020-11-12 | 2020-11-16 | 2021-11-16 | Enphase Energy | IQ7-60-2-US | Inverters | 240 |  | 23 |  |  | 0.97 |  | Outdoor | Behind the PV Modules
NJSTRE1546034005 |  | Transition Incentive Program | BELLMAWR | 8031 | 14 | 8.05 | Residential | Yes | Behind the Meter | Net-metered residential rooftop and canopy |  | None | Suntuity Solar LLC | PSE&G | Accepted | 2020-11-12 | 2020-11-16 | 2021-11-16 | Longi | LR4-60HPB-350M | Solar Panels |  | 0.35 | 10 | 84 | 21 |  | Fixed | Roof
NJSTRE1546034005 |  | Transition Incentive Program | BELLMAWR | 8031 | 14 | 8.05 | Residential | Yes | Behind the Meter | Net-metered residential rooftop and canopy |  | None | Suntuity Solar LLC | PSE&G | Accepted | 2020-11-12 | 2020-11-16 | 2021-11-16 | Longi | LR4-60HPB-350M | Solar Panels |  | 0.35 | 13 | 264 | 21 |  | Fixed | Roof
NJSTRE1546034006 |  | Transition Incentive Program | Plainfield | 7062 | 10 | 6.65 | Residential | Yes | Behind the Meter | Net-metered residential rooftop and canopy |  | None | Suntuity Solar LLC | PSE&G | Accepted | 2020-11-12 | 2020-11-17 | 2021-11-17 | Enphase Energy | IQ7-60-2-US | Inverters | 240 |  | 19 |  |  | 0.97 |  | Outdoor | Behind the PV Modules
NJSTRE1546034006 |  | Transition Incentive Program | Plainfield | 7062 | 10 | 6.65 | Residential | Yes | Behind the Meter | Net-metered residential rooftop and canopy |  | None | Suntuity Solar LLC | PSE&G | Accepted | 2020-11-12 | 2020-11-17 | 2021-11-17 | Longi | LR4-60HPB-350M | Solar Panels |  | 0.35 | 12 | 319 | 44 |  | Fixed | Roof
NJSTRE1546034006 |  | Transition Incentive Program | Plainfield | 7062 | 10 | 6.65 | Residential | Yes | Behind the Meter | Net-metered residential rooftop and canopy |  | None | Suntuity Solar LLC | PSE&G | Accepted | 2020-11-12 | 2020-11-17 | 2021-11-17 | Longi | LR4-60HPB-350M | Solar Panels |  | 0.35 | 7 | 139 | 44 |  | Fixed | Roof
NJSTRE1546034022 |  | Transition Incentive Program | Cape May | 8204 | 21 | 9.9 | Residential | Yes | Behind the Meter | Net-metered residential rooftop and canopy |  | None | Posigen NJ LLC | AC Electric | Accepted | 2020-11-12 | 2020-11-16 | 2021-11-16 | SolarEdge | SE10000H-US | Inverters | 10000 |  | 1 |  |  | 0.99 |  | Outside | within ten feet of meter
NJSTRE1546034022 |  | Transition Incentive Program | Cape May | 8204 | 21 | 9.9 | Residential | Yes | Behind the Meter | Net-metered residential rooftop and canopy |  | None | Posigen NJ LLC | AC Electric | Accepted | 2020-11-12 | 2020-11-16 | 2021-11-16 | Silfab | SIL330HL | Solar Panels |  | 0.33 | 30 | 26116206296 | 20 |  | Fixed | Roof
NJSTRE1546034024 |  | Transition Incentive Program | Wrightstown | 8562 | 13 | 9.16 | Residential | Yes | Behind the Meter | Net-metered residential ground mount |  | None | Vision Solar LLC | JCP&L | Accepted | 2020-11-12 | 2020-11-16 | 2021-11-16 | SUNPOWER | 28 - SUNPOWER E20-327-E-AC | Inverters | 0.24 |  | 28 |  |  | 0.96 |  | Other | BEHIND EACH PANEL
NJSTRE1546034024 |  | Transition Incentive Program | Wrightstown | 8562 | 13 | 9.16 | Residential | Yes | Behind the Meter | Net-metered residential ground mount |  | None | Vision Solar LLC | JCP&L | Accepted | 2020-11-12 | 2020-11-16 | 2021-11-16 | SUNPOWER | 28 - SUNPOWER E20-327-E-AC | Solar Panels |  | 0.327 | 28 | 179 | 30 |  | Fixed | Ground
NJSTRE1546034025 |  | Transition Incentive Program | Irvington | 7111 | 9 | 3.96 | Residential | Yes | Behind the Meter | Net-metered residential rooftop and canopy |  | None | Posigen NJ LLC | PSE&G | Accepted | 2020-11-12 | 2020-11-16 | 2021-11-16 | SolarEdge | SE3800H-US | Inverters | 3800 |  | 1 |  |  | 0.99 |  | Outside | within ten feet of meter
NJSTRE1546034025 |  | Transition Incentive Program | Irvington | 7111 | 9 | 3.96 | Residential | Yes | Behind the Meter | Net-metered residential rooftop and canopy |  | None | Posigen NJ LLC | PSE&G | Accepted | 2020-11-12 | 2020-11-16 | 2021-11-16 | Silfab | SIL330HL | Solar Panels |  | 0.33 | 12 | 101 | 40 |  | Fixed | Roof
NJSTRE1546034037 |  | Transition Incentive Program | Blackwood | 8012 | 14 | 7.26 | Residential | Yes | Behind the Meter | Net-metered residential rooftop and canopy |  | None | Posigen NJ LLC | AC Electric | Accepted | 2020-11-12 | 2020-11-16 | 2021-11-16 | SolarEdge | SE7600H-US | Inverters | 7600 |  | 1 |  |  | 0.99 |  | Outside | within ten feet of meter
NJSTRE1546034037 |  | Transition Incentive Program | Blackwood | 8012 | 14 | 7.26 | Residential | Yes | Behind the Meter | Net-metered residential rooftop and canopy |  | None | Posigen NJ LLC | AC Electric | Accepted | 2020-11-12 | 2020-11-16 | 2021-11-16 | Silfab | SIL330HL | Solar Panels |  | 0.33 | 22 | 251 | 35 |  | Fixed | Roof
NJSTRE1546034057 |  | Transition Incentive Program | Irvington | 7111 | 9 | 4.02 | Residential | Yes | Behind the Meter | Net-metered residential rooftop and canopy |  | None | Vision Solar LLC | PSE&G | Accepted | 2020-11-12 | 2020-11-16 | 2021-11-16 | ENPHASE | IQ7-60-2-US | Inverters | 0.24 |  | 12 |  |  | 0.96 |  | Other | BEHIND EACH PANEL
NJSTRE1546034057 |  | Transition Incentive Program | Irvington | 7111 | 9 | 4.02 | Residential | Yes | Behind the Meter | Net-metered residential rooftop and canopy |  | None | Vision Solar LLC | PSE&G | Accepted | 2020-11-12 | 2020-11-16 | 2021-11-16 | HANWHA Q-CELLS | Q.PEAK DUO BLK-G6+ 335 | Solar Panels |  | 0.335 | 2 | 266 | 20 |  | Fixed | Roof
NJSTRE1546034057 |  | Transition Incentive Program | Irvington | 7111 | 9 | 4.02 | Residential | Yes | Behind the Meter | Net-metered residential rooftop and canopy |  | None | Vision Solar LLC | PSE&G | Accepted | 2020-11-12 | 2020-11-16 | 2021-11-16 | HANWHA Q-CELLS | Q.PEAK DUO BLK-G6+ 335 | Solar Panels |  | 0.335 | 10 | 86 | 30 |  | Fixed | Roof
NJSTRE1546034067 |  | Transition Incentive Program | Pitman | 8071 | 15 | 5.76 | Residential | No | Behind the Meter | Net-metered residential rooftop and canopy |  | None | National Energy Partners LLC | AC Electric | Accepted | 2020-11-12 | 2020-11-16 | 2021-11-16 | SOLAREDGE TECHNOLOGIES | SE5000H-US | Inverters | 5000 |  | 1 |  |  | 0.98 |  | Outdoor | Near the point of interconnection
NJSTRE1546034067 |  | Transition Incentive Program | Pitman | 8071 | 15 | 5.76 | Residential | No | Behind the Meter | Net-metered residential rooftop and canopy |  | None | National Energy Partners LLC | AC Electric | Accepted | 2020-11-12 | 2020-11-16 | 2021-11-16 | HANWHA | Q.PEAK DUO BLK-G5 320 W | Solar Panels |  | 0.32 | 18 | 91 | 38 |  | Fixed | Roof
NJSTRE1546034078 |  | Transition Incentive Program | Brick | 8723 | 18 | 7.26 | Residential | Yes | Behind the Meter | Net-metered residential rooftop and canopy |  | None | Posigen NJ LLC | JCP&L | Accepted | 2020-11-12 | 2020-11-16 | 2021-11-16 | SolarEdge | SE7600H-US | Inverters | 7600 |  | 1 |  |  | 0.99 |  | Outside | within ten feet of meter
NJSTRE1546034078 |  | Transition Incentive Program | Brick | 8723 | 18 | 7.26 | Residential | Yes | Behind the Meter | Net-metered residential rooftop and canopy |  | None | Posigen NJ LLC | JCP&L | Accepted | 2020-11-12 | 2020-11-16 | 2021-11-16 | Silfab | SIL330HL | Solar Panels |  | 0.33 | 22 | 129 | 20 |  | Fixed | Roof
NJSTRE1546034081 |  | Transition Incentive Program | Kenilworth | 7033 | 10 | 6.8 | Residential | No | Behind the Meter | Net-metered residential rooftop and canopy |  | None | Public Service Solar | PSE&G | Accepted | 2020-11-12 | 2020-11-17 | 2021-11-17 | Enphase | IQ7+ | Inverters | 0.29 |  | 20 |  |  | 0.96 |  | Outdoor | under panels
NJSTRE1546034081 |  | Transition Incentive Program | Kenilworth | 7033 | 10 | 6.8 | Residential | No | Behind the Meter | Net-metered residential rooftop and canopy |  | None | Public Service Solar | PSE&G | Accepted | 2020-11-12 | 2020-11-17 | 2021-11-17 | LG | N1K-L5 | Solar Panels |  | 0.34 | 5 | 174 | 23 |  | Fixed | Roof
NJSTRE1546034081 |  | Transition Incentive Program | Kenilworth | 7033 | 10 | 6.8 | Residential | No | Behind the Meter | Net-metered residential rooftop and canopy |  | None | Public Service Solar | PSE&G | Accepted | 2020-11-12 | 2020-11-17 | 2021-11-17 | LG | N1K-L5 | Solar Panels |  | 0.34 | 15 | 173 | 40 |  | Fixed | Roof
NJSTRE1546034089 |  | Transition Incentive Program | Pitman | 8071 | 15 | 5.12 | Residential | No | Behind the Meter | Net-metered residential rooftop and canopy |  | None | National Energy Partners LLC | AC Electric | Accepted | 2020-11-12 | 2020-11-16 | 2021-11-16 | SOLAREDGE TECHNOLOGIES | SE5000H-US | Inverters | 5000 |  | 1 |  |  | 0.98 |  | Outdoor | NEAR THE POINT OF INTERCONNECTION
NJSTRE1546034089 |  | Transition Incentive Program | Pitman | 8071 | 15 | 5.12 | Residential | No | Behind the Meter | Net-metered residential rooftop and canopy |  | None | National Energy Partners LLC | AC Electric | Accepted | 2020-11-12 | 2020-11-16 | 2021-11-16 | HANWHA | Q.PEAK DUO BLK-G5 320 W | Solar Panels |  | 0.32 | 16 | 271 | 38 |  | Fixed | Roof
NJSTRE1546034114 |  | Transition Incentive Program | Riverside | 8075 | 13 | 9.05 | Residential | Yes | Behind the Meter | Net-metered residential rooftop and canopy |  | None | Vision Solar LLC | PSE&G | Accepted | 2020-11-12 | 2020-11-16 | 2021-11-16 | ENPHASE | IQ7-60-2-US | Inverters | 0.24 |  | 27 |  |  | 0.96 |  | Other | BEHIND EACH PANEL
NJSTRE1546034114 |  | Transition Incentive Program | Riverside | 8075 | 13 | 9.05 | Residential | Yes | Behind the Meter | Net-metered residential rooftop and canopy |  | None | Vision Solar LLC | PSE&G | Accepted | 2020-11-12 | 2020-11-16 | 2021-11-16 | HANWHA Q-CELLS | Q.PEAK DUO BLK-G6+ 335 | Solar Panels |  | 0.335 | 11 | 30 | 14 |  | Fixed | Roof
NJSTRE1546034114 |  | Transition Incentive Program | Riverside | 8075 | 13 | 9.05 | Residential | Yes | Behind the Meter | Net-metered residential rooftop and canopy |  | None | Vision Solar LLC | PSE&G | Accepted | 2020-11-12 | 2020-11-16 | 2021-11-16 | HANWHA Q-CELLS | Q.PEAK DUO BLK-G6+ 335 | Solar Panels |  | 0.335 | 14 | 213 | 18 |  | Fixed | Roof
NJSTRE1546034114 |  | Transition Incentive Program | Riverside | 8075 | 13 | 9.05 | Residential | Yes | Behind the Meter | Net-metered residential rooftop and canopy |  | None | Vision Solar LLC | PSE&G | Accepted | 2020-11-12 | 2020-11-16 | 2021-11-16 | HANWHA Q-CELLS | Q.PEAK DUO BLK-G6+ 335 | Solar Panels |  | 0.335 | 2 | 120 | 16 |  | Fixed | Roof
NJSTRE1546034127 |  | Transition Incentive Program | Peapack | 7977 | 5 | 17.54 | Residential | No | Behind the Meter | Net-metered residential rooftop and canopy |  | None | Tesla Energy Operations Inc. | JCP&L | Accepted | 2020-11-12 | 2020-11-16 | 2021-11-16 | Tesla | AC Powerwall 2.0 | Electric Storage Battery |  |  | 2 |  |  |  | Lithium Ion |  | Inside
NJSTRE1546034127 |  | Transition Incentive Program | Peapack | 7977 | 5 | 17.54 | Residential | No | Behind the Meter | Net-metered residential rooftop and canopy |  | None | Tesla Energy Operations Inc. | JCP&L | Accepted | 2020-11-12 | 2020-11-16 | 2021-11-16 | Delta Electronics | M8-TL-US [240V] | Inverters | 7680 |  | 2 |  |  | 0.975 |  | Indoor | Inside
NJSTRE1546034127 |  | Transition Incentive Program | Peapack | 7977 | 5 | 17.54 | Residential | No | Behind the Meter | Net-metered residential rooftop and canopy |  | None | Tesla Energy Operations Inc. | JCP&L | Accepted | 2020-11-12 | 2020-11-16 | 2021-11-16 | Tesla | SR60T1 | Solar Panels |  | 0.05847 | 93 | 357 | 40 |  | Fixed | Roof
NJSTRE1546034127 |  | Transition Incentive Program | Peapack | 7977 | 5 | 17.54 | Residential | No | Behind the Meter | Net-metered residential rooftop and canopy |  | None | Tesla Energy Operations Inc. | JCP&L | Accepted | 2020-11-12 | 2020-11-16 | 2021-11-16 | Tesla | SR60T1 | Solar Panels |  | 0.05847 | 39 | 177 | 23 |  | Fixed | Roof
NJSTRE1546034127 |  | Transition Incentive Program | Peapack | 7977 | 5 | 17.54 | Residential | No | Behind the Meter | Net-metered residential rooftop and canopy |  | None | Tesla Energy Operations Inc. | JCP&L | Accepted | 2020-11-12 | 2020-11-16 | 2021-11-16 | Tesla | SR60T1 | Solar Panels |  | 0.05847 | 150 | 177 | 40 |  | Fixed | Roof
NJSTRE1546034127 |  | Transition Incentive Program | Peapack | 7977 | 5 | 17.54 | Residential | No | Behind the Meter | Net-metered residential rooftop and canopy |  | None | Tesla Energy Operations Inc. | JCP&L | Accepted | 2020-11-12 | 2020-11-16 | 2021-11-16 | Tesla | SR60T1 | Solar Panels |  | 0.05847 | 18 | 357 | 40 |  | Fixed | Roof
NJSTRE1546034136 |  | Transition Incentive Program | Chatham | 7928 | 3 | 12.6 | Residential | No | Behind the Meter | Net-metered residential rooftop and canopy |  | None | Whitman Construction, LLC | JCP&L | Accepted | 2020-11-12 | 2020-11-16 | 2021-11-16 | enphase energy | iq7plus-72-2-us | Inverters | 295 |  | 35 |  |  | 0.975 |  | Outdoor | microinverters located under modules
NJSTRE1546034136 |  | Transition Incentive Program | Chatham | 7928 | 3 | 12.6 | Residential | No | Behind the Meter | Net-metered residential rooftop and canopy |  | None | Whitman Construction, LLC | JCP&L | Accepted | 2020-11-12 | 2020-11-16 | 2021-11-16 | solaria power | xt 360r pd | Solar Panels |  | 0.36 | 4 | 90 | 20 |  | Fixed | Roof
NJSTRE1546034136 |  | Transition Incentive Program | Chatham | 7928 | 3 | 12.6 | Residential | No | Behind the Meter | Net-metered residential rooftop and canopy |  | None | Whitman Construction, LLC | JCP&L | Accepted | 2020-11-12 | 2020-11-16 | 2021-11-16 | solaria power | xt 360r pd | Solar Panels |  | 0.36 | 2 | 180 | 20 |  | Fixed | Roof
NJSTRE1546034136 |  | Transition Incentive Program | Chatham | 7928 | 3 | 12.6 | Residential | No | Behind the Meter | Net-metered residential rooftop and canopy |  | None | Whitman Construction, LLC | JCP&L | Accepted | 2020-11-12 | 2020-11-16 | 2021-11-16 | solaria power | xt 360r pd | Solar Panels |  | 0.36 | 15 | 270 | 20 |  | Fixed | Roof
NJSTRE1546034136 |  | Transition Incentive Program | Chatham | 7928 | 3 | 12.6 | Residential | No | Behind the Meter | Net-metered residential rooftop and canopy |  | None | Whitman Construction, LLC | JCP&L | Accepted | 2020-11-12 | 2020-11-16 | 2021-11-16 | solaria power | xt 360r pd | Solar Panels |  | 0.36 | 8 | 270 | 20 |  | Fixed | Roof
NJSTRE1546034136 |  | Transition Incentive Program | Chatham | 7928 | 3 | 12.6 | Residential | No | Behind the Meter | Net-metered residential rooftop and canopy |  | None | Whitman Construction, LLC | JCP&L | Accepted | 2020-11-12 | 2020-11-16 | 2021-11-16 | soalria power | xt 360r pd | Solar Panels |  | 0.36 | 6 | 180 | 20 |  | Fixed | Roof
NJSTRE1546034143 |  | Transition Incentive Program | Fieldsboro | 8505 | 13 | 19.04 | Residential | No | Behind the Meter | Net-metered residential rooftop and canopy |  | None | Maier Solar Engineering dba Solar Me | PSE&G | Accepted | 2020-11-12 | 2020-11-16 | 2021-11-16 | Enphase | IQ7+ | Inverters | 290 |  | 56 |  |  | 0.96 |  | Outdoor | Next to meter
NJSTRE1546034143 |  | Transition Incentive Program | Fieldsboro | 8505 | 13 | 19.04 | Residential | No | Behind the Meter | Net-metered residential rooftop and canopy |  | None | Maier Solar Engineering dba Solar Me | PSE&G | Accepted | 2020-11-12 | 2020-11-16 | 2021-11-16 | Hanwha | Q.PEAK DUO BLK G6 340W | Solar Panels |  | 0.34 | 16 | 59 | 34 |  | Fixed | Roof
NJSTRE1546034143 |  | Transition Incentive Program | Fieldsboro | 8505 | 13 | 19.04 | Residential | No | Behind the Meter | Net-metered residential rooftop and canopy |  | None | Maier Solar Engineering dba Solar Me | PSE&G | Accepted | 2020-11-12 | 2020-11-16 | 2021-11-16 | Hanwha | Q.PEAK DUO BLK G6 340W | Solar Panels |  | 0.34 | 11 | 239 | 30 |  | Fixed | Roof
NJSTRE1546034143 |  | Transition Incentive Program | Fieldsboro | 8505 | 13 | 19.04 | Residential | No | Behind the Meter | Net-metered residential rooftop and canopy |  | None | Maier Solar Engineering dba Solar Me | PSE&G | Accepted | 2020-11-12 | 2020-11-16 | 2021-11-16 | Hanwha | Q.PEAK DUO BLK G6 340W | Solar Panels |  | 0.34 | 17 | 239 | 34 |  | Fixed | Roof
NJSTRE1546034143 |  | Transition Incentive Program | Fieldsboro | 8505 | 13 | 19.04 | Residential | No | Behind the Meter | Net-metered residential rooftop and canopy |  | None | Maier Solar Engineering dba Solar Me | PSE&G | Accepted | 2020-11-12 | 2020-11-16 | 2021-11-16 | Hanwha | Q.PEAK DUO BLK G6 340W | Solar Panels |  | 0.34 | 12 | 59 | 30 |  | Fixed | Roof
NJSTRE1546034146 |  | Transition Incentive Program | Ewing TWP | 8638 | 12 | 5.78 | Residential | Yes | Behind the Meter | Net-metered residential rooftop and canopy |  | None | Tesla Energy Operations Inc. | PSE&G | Accepted | 2020-11-12 | 2020-11-16 | 2021-11-16 | Tesla | AC Powerwall 2.0 | Electric Storage Battery |  |  | 1 |  |  |  | Lithium Ion |  | Inside
NJSTRE1546034146 |  | Transition Incentive Program | Ewing TWP | 8638 | 12 | 5.78 | Residential | Yes | Behind the Meter | Net-metered residential rooftop and canopy |  | None | Tesla Energy Operations Inc. | PSE&G | Accepted | 2020-11-12 | 2020-11-16 | 2021-11-16 | SolarEdge Technologies | SE7600H-US [240V] | Inverters | 7600 |  | 1 |  |  | 0.99 |  | Indoor | Inside garage
NJSTRE1546034146 |  | Transition Incentive Program | Ewing TWP | 8638 | 12 | 5.78 | Residential | Yes | Behind the Meter | Net-metered residential rooftop and canopy |  | None | Tesla Energy Operations Inc. | PSE&G | Accepted | 2020-11-12 | 2020-11-16 | 2021-11-16 | Hanwha Q-CELLS | Q.Peak DUO BLK-G6+ 340 | Solar Panels |  | 0.34 | 17 | 217 | 23 |  | Fixed | Roof
NJSTRE1546034201 |  | Transition Incentive Program | North Brunswick TWP | 8902 | 11 | 9.53 | Residential | No | Behind the Meter | Net-metered residential rooftop and canopy |  | None | Tesla Energy Operations Inc. | PSE&G | Accepted | 2020-11-12 | 2020-11-16 | 2021-11-16 | Tesla | AC Powerwall 2.0 | Electric Storage Battery |  |  | 2 |  |  |  | Lithium Ion |  | Inside garage
NJSTRE1546034201 |  | Transition Incentive Program | North Brunswick TWP | 8902 | 11 | 9.53 | Residential | No | Behind the Meter | Net-metered residential rooftop and canopy |  | None | Tesla Energy Operations Inc. | PSE&G | Accepted | 2020-11-12 | 2020-11-16 | 2021-11-16 | Delta Electronics | M8-TL-US [240V] | Inverters | 7680 |  | 1 |  |  | 0.975 |  | Indoor | Inside garage
NJSTRE1546034201 |  | Transition Incentive Program | North Brunswick TWP | 8902 | 11 | 9.53 | Residential | No | Behind the Meter | Net-metered residential rooftop and canopy |  | None | Tesla Energy Operations Inc. | PSE&G | Accepted | 2020-11-12 | 2020-11-16 | 2021-11-16 | Tesla | SR60T1 | Solar Panels |  | 0.05847 | 67 | 83 | 18 |  | Fixed | Roof
NJSTRE1546034201 |  | Transition Incentive Program | North Brunswick TWP | 8902 | 11 | 9.53 | Residential | No | Behind the Meter | Net-metered residential rooftop and canopy |  | None | Tesla Energy Operations Inc. | PSE&G | Accepted | 2020-11-12 | 2020-11-16 | 2021-11-16 | Tesla | SR60T1 | Solar Panels |  | 0.05847 | 96 | 263 | 18 |  | Fixed | Roof
NJSTRE1546034213 |  | Transition Incentive Program | Monroe | 8831 | 11 | 10.08 | Residential | No | Behind the Meter | Net-metered residential rooftop and canopy |  | None | Impact Solar LLC | JCP&L | Accepted | 2020-11-12 | 2020-11-16 | 2021-11-16 | Enphase | Envoy | Meters |  |  | 1 |  |  |  | Yes | Indoor
NJSTRE1546034213 |  | Transition Incentive Program | Monroe | 8831 | 11 | 10.08 | Residential | No | Behind the Meter | Net-metered residential rooftop and canopy |  | None | Impact Solar LLC | JCP&L | Accepted | 2020-11-12 | 2020-11-16 | 2021-11-16 | Enphase | IQ7PLUS-27-2-US | Inverters | 290 |  | 28 |  |  | 0.96 |  | Outside | roof under panels
NJSTRE1546034213 |  | Transition Incentive Program | Monroe | 8831 | 11 | 10.08 | Residential | No | Behind the Meter | Net-metered residential rooftop and canopy |  | None | Impact Solar LLC | JCP&L | Accepted | 2020-11-12 | 2020-11-16 | 2021-11-16 | LG | LG360Q1C-A5 | Solar Panels |  | 0.36 | 22 | 130 | 34 |  | Fixed | Roof
NJSTRE1546034213 |  | Transition Incentive Program | Monroe | 8831 | 11 | 10.08 | Residential | No | Behind the Meter | Net-metered residential rooftop and canopy |  | None | Impact Solar LLC | JCP&L | Accepted | 2020-11-12 | 2020-11-16 | 2021-11-16 | LG | LG360Q1C-A5 | Solar Panels |  | 0.36 | 6 | 130 | 34 |  | Fixed | Roof
NJSTRE1546034215 |  | Transition Incentive Program | Dumont | 7628 | 7 | 3.11 | Residential | Yes | Behind the Meter | Net-metered residential rooftop and canopy |  | None | Sunrun Installation Services, Inc. | PSE&G | Accepted | 2020-11-12 | 2020-11-17 | 2021-11-17 | Enphase Energy | IQ7PLUS-72-x-US (240V) | Inverters | 290 |  | 9 |  |  | 0.96 |  | Outdoor | Rooftop
NJSTRE1546034215 |  | Transition Incentive Program | Dumont | 7628 | 7 | 3.11 | Residential | Yes | Behind the Meter | Net-metered residential rooftop and canopy |  | None | Sunrun Installation Services, Inc. | PSE&G | Accepted | 2020-11-12 | 2020-11-17 | 2021-11-17 | LG Electronics | LG345N1C-V5 | Solar Panels |  | 0.345 | 9 | 176 | 34 |  | Fixed | Roof
NJSTRE1546034231 |  | Transition Incentive Program | Clifton City | 7013 | 6 | 8.65 | Residential | Yes | Behind the Meter | Net-metered residential rooftop and canopy |  | None | Tesla Energy Operations Inc. | PSE&G | Accepted | 2020-11-12 | 2020-11-16 | 2021-11-16 | Delta Electronics | M8-TL-US [240V] | Inverters | 7680 |  | 1 |  |  | 0.975 |  | Outside | Outside
NJSTRE1546034231 |  | Transition Incentive Program | Clifton City | 7013 | 6 | 8.65 | Residential | Yes | Behind the Meter | Net-metered residential rooftop and canopy |  | None | Tesla Energy Operations Inc. | PSE&G | Accepted | 2020-11-12 | 2020-11-16 | 2021-11-16 | Tesla | SR60T1 | Solar Panels |  | 0.05847 | 74 | 292 | 23 |  | Fixed | Roof
NJSTRE1546034231 |  | Transition Incentive Program | Clifton City | 7013 | 6 | 8.65 | Residential | Yes | Behind the Meter | Net-metered residential rooftop and canopy |  | None | Tesla Energy Operations Inc. | PSE&G | Accepted | 2020-11-12 | 2020-11-16 | 2021-11-16 | Tesla | SR60T1 | Solar Panels |  | 0.05847 | 17 | 22 | 23 |  | Fixed | Roof
NJSTRE1546034231 |  | Transition Incentive Program | Clifton City | 7013 | 6 | 8.65 | Residential | Yes | Behind the Meter | Net-metered residential rooftop and canopy |  | None | Tesla Energy Operations Inc. | PSE&G | Accepted | 2020-11-12 | 2020-11-16 | 2021-11-16 | Tesla | SR60T1 | Solar Panels |  | 0.05847 | 26 | 202 | 23 |  | Fixed | Roof
NJSTRE1546034231 |  | Transition Incentive Program | Clifton City | 7013 | 6 | 8.65 | Residential | Yes | Behind the Meter | Net-metered residential rooftop and canopy |  | None | Tesla Energy Operations Inc. | PSE&G | Accepted | 2020-11-12 | 2020-11-16 | 2021-11-16 | Tesla | SR60T1 | Solar Panels |  | 0.05847 | 31 | 112 | 23 |  | Fixed | Roof
NJSTRE1546034240 |  | Transition Incentive Program | South Plainfiled | 7080 | 11 | 7.88 | Residential | Yes | Behind the Meter | Net-metered residential rooftop and canopy |  | None | EMT Renewables | PSE&G | Accepted | 2020-11-12 | 2020-11-16 | 2021-11-16 | Enphase | IQ7-60-2-US | Inverters | 240 |  | 25 |  |  | 0.97 |  | Outside | under panels
NJSTRE1546034240 |  | Transition Incentive Program | South Plainfiled | 7080 | 11 | 7.88 | Residential | Yes | Behind the Meter | Net-metered residential rooftop and canopy |  | None | EMT Renewables | PSE&G | Accepted | 2020-11-12 | 2020-11-16 | 2021-11-16 | Hanwha | QCells Q.Peak BLK-DUO-G5 315 | Solar Panels |  | 0.315 | 3 | 248 | 14 |  | Fixed | Roof
NJSTRE1546034240 |  | Transition Incentive Program | South Plainfiled | 7080 | 11 | 7.88 | Residential | Yes | Behind the Meter | Net-metered residential rooftop and canopy |  | None | EMT Renewables | PSE&G | Accepted | 2020-11-12 | 2020-11-16 | 2021-11-16 | Hanwha | QCells Q.Peak BLK-DUO-G5 315 | Solar Panels |  | 0.315 | 9 | 248 | 30 |  | Fixed | Roof
NJSTRE1546034240 |  | Transition Incentive Program | South Plainfiled | 7080 | 11 | 7.88 | Residential | Yes | Behind the Meter | Net-metered residential rooftop and canopy |  | None | EMT Renewables | PSE&G | Accepted | 2020-11-12 | 2020-11-16 | 2021-11-16 | Hanwha | QCells Q.Peak BLK-DUO-G5 315 | Solar Panels |  | 0.315 | 13 | 68 | 30 |  | Fixed | Roof
NJSTRE1546034245 |  | Transition Incentive Program | Mount Laurel Twp | 8054 | 13 | 15.28 | Residential | Yes | Behind the Meter | Net-metered residential rooftop and canopy |  | None | SunnyMac LLC | PSE&G | Accepted | 2020-11-12 | 2020-11-16 | 2021-11-16 | Solaredge | SE11400H-US | Inverters | 11400 |  | 1 |  |  | 0.99 |  | Outdoor | Next to meter
NJSTRE1546034245 |  | Transition Incentive Program | Mount Laurel Twp | 8054 | 13 | 15.28 | Residential | Yes | Behind the Meter | Net-metered residential rooftop and canopy |  | None | SunnyMac LLC | PSE&G | Accepted | 2020-11-12 | 2020-11-16 | 2021-11-16 | REC | TwinPeak 2 Mono | Solar Panels |  | 0.325 | 6 | 261 | 7 |  | Fixed | Roof
NJSTRE1546034245 |  | Transition Incentive Program | Mount Laurel Twp | 8054 | 13 | 15.28 | Residential | Yes | Behind the Meter | Net-metered residential rooftop and canopy |  | None | SunnyMac LLC | PSE&G | Accepted | 2020-11-12 | 2020-11-16 | 2021-11-16 | REC | TwinPeak 2 Mono | Solar Panels |  | 0.325 | 8 | 261 | 34 |  | Fixed | Roof
NJSTRE1546034245 |  | Transition Incentive Program | Mount Laurel Twp | 8054 | 13 | 15.28 | Residential | Yes | Behind the Meter | Net-metered residential rooftop and canopy |  | None | SunnyMac LLC | PSE&G | Accepted | 2020-11-12 | 2020-11-16 | 2021-11-16 | REC | TwinPeak 2 Mono | Solar Panels |  | 0.325 | 10 | 171 | 30 |  | Fixed | Roof
NJSTRE1546034245 |  | Transition Incentive Program | Mount Laurel Twp | 8054 | 13 | 15.28 | Residential | Yes | Behind the Meter | Net-metered residential rooftop and canopy |  | None | SunnyMac LLC | PSE&G | Accepted | 2020-11-12 | 2020-11-16 | 2021-11-16 | REC | TwinPeak 2 Mono | Solar Panels |  | 0.325 | 23 | 171 | 34 |  | Fixed | Roof
NJSTRE1546034250 |  | Transition Incentive Program | South Brunswick Township | 8810 | 11 | 8.24 | Residential | Yes | Behind the Meter | Net-metered residential rooftop and canopy |  | None | Sunrun Installation Services, Inc. | PSE&G | Accepted | 2020-11-12 | 2020-11-17 | 2021-11-17 | Tesla | Powerwall 2 AC | Electric Storage Battery |  |  | 1 |  |  |  | Lithium Ion |  | outside
NJSTRE1546034250 |  | Transition Incentive Program | South Brunswick Township | 8810 | 11 | 8.24 | Residential | Yes | Behind the Meter | Net-metered residential rooftop and canopy |  | None | Sunrun Installation Services, Inc. | PSE&G | Accepted | 2020-11-12 | 2020-11-17 | 2021-11-17 | Delta Electronics | M8-TL-US | Inverters | 8000 |  | 1 |  |  | 0.96 |  | Outdoor | Next To Meter
NJSTRE1546034250 |  | Transition Incentive Program | South Brunswick Township | 8810 | 11 | 8.24 | Residential | Yes | Behind the Meter | Net-metered residential rooftop and canopy |  | None | Sunrun Installation Services, Inc. | PSE&G | Accepted | 2020-11-12 | 2020-11-17 | 2021-11-17 | LONGi Green Energy Technology Co Ltd | LR6-60HPB-305M | Solar Panels |  | 0.305 | 12 | 16 | 17 |  | Fixed | Roof
NJSTRE1546034250 |  | Transition Incentive Program | South Brunswick Township | 8810 | 11 | 8.24 | Residential | Yes | Behind the Meter | Net-metered residential rooftop and canopy |  | None | Sunrun Installation Services, Inc. | PSE&G | Accepted | 2020-11-12 | 2020-11-17 | 2021-11-17 | LONGi Green Energy Technology Co Ltd | LR6-60HPB-305M | Solar Panels |  | 0.305 | 15 | 195 | 29 |  | Fixed | Roof
NJSTRE1546034271 |  | Transition Incentive Program | Atlantic City | 8401 | 19 | 5.23 | Residential | Yes | Behind the Meter | Net-metered residential rooftop and canopy |  | None | Castle Energy, LLC | AC Electric | Accepted | 2020-11-12 | 2020-11-25 | 2021-11-25 | SunPower | SPR-E20-327-E-AC | Inverters | 320 |  | 16 |  |  | 0.975 |  | Outdoor | on the rooftop under each solar panel
NJSTRE1546034271 |  | Transition Incentive Program | Atlantic City | 8401 | 19 | 5.23 | Residential | Yes | Behind the Meter | Net-metered residential rooftop and canopy |  | None | Castle Energy, LLC | AC Electric | Accepted | 2020-11-12 | 2020-11-25 | 2021-11-25 | SunPower | SPR-E20-327-E-AC | Solar Panels |  | 0.327 | 16 | 147 | 15 |  | Fixed | Roof
NJSTRE1546034274 |  | Transition Incentive Program | Union | 7083 | 10 | 6.4 | Residential | Yes | Behind the Meter | Net-metered residential rooftop and canopy |  | None | Vivint Solar Developer, LLC | PSE&G | Accepted | 2020-11-13 | 2020-11-16 | 2021-11-16 | SolarEdge | SE7600H-US | Inverters | 7600 |  | 1 |  |  | 0.992 |  | Outdoor | Near the Utility Meter
NJSTRE1546034274 |  | Transition Incentive Program | Union | 7083 | 10 | 6.4 | Residential | Yes | Behind the Meter | Net-metered residential rooftop and canopy |  | None | Vivint Solar Developer, LLC | PSE&G | Accepted | 2020-11-13 | 2020-11-16 | 2021-11-16 | Jinko Solar | JKM320M-60HBL | Solar Panels |  | 0.32 | 8 | 316 | 33 |  | Fixed | Roof
NJSTRE1546034274 |  | Transition Incentive Program | Union | 7083 | 10 | 6.4 | Residential | Yes | Behind the Meter | Net-metered residential rooftop and canopy |  | None | Vivint Solar Developer, LLC | PSE&G | Accepted | 2020-11-13 | 2020-11-16 | 2021-11-16 | Jinko Solar | JKM320M-60HBL | Solar Panels |  | 0.32 | 12 | 136 | 33 |  | Fixed | Roof
NJSTRE1546034280 |  | Transition Incentive Program | Vineland | 8360 | 20 | 6.37 | Residential | Yes | Behind the Meter | Net-metered residential rooftop and canopy |  | None | Vision Solar LLC | Vineland Muni Electric | Accepted | 2020-11-12 | 2020-11-16 | 2021-11-16 | ENPHASE | IQ7-60-2-US | Inverters | 0.24 |  | 19 |  |  | 0.96 |  | Other | BEHIND EACH PANEL
NJSTRE1546034280 |  | Transition Incentive Program | Vineland | 8360 | 20 | 6.37 | Residential | Yes | Behind the Meter | Net-metered residential rooftop and canopy |  | None | Vision Solar LLC | Vineland Muni Electric | Accepted | 2020-11-12 | 2020-11-16 | 2021-11-16 | HANWHA Q-CELLS | Q.PEAK DUO BLK-G6+ 335 | Solar Panels |  | 0.335 | 11 | 191 | 32 |  | Fixed | Roof
NJSTRE1546034280 |  | Transition Incentive Program | Vineland | 8360 | 20 | 6.37 | Residential | Yes | Behind the Meter | Net-metered residential rooftop and canopy |  | None | Vision Solar LLC | Vineland Muni Electric | Accepted | 2020-11-12 | 2020-11-16 | 2021-11-16 | HANWHA Q-CELLS | Q.PEAK DUO BLK-G6+ 335 | Solar Panels |  | 0.335 | 8 | 101 | 28 |  | Fixed | Roof
NJSTRE1546034281 |  | Transition Incentive Program | Hasbrouck Heights | 7604 | 7 | 7.94 | Residential | No | Behind the Meter | Net-metered residential rooftop and canopy |  | None | Sunrun Installation Services, Inc. | PSE&G | Accepted | 2020-11-12 | 2020-11-17 | 2021-11-17 | Tesla | Powerwall 2 AC | Electric Storage Battery |  |  | 3 |  |  |  | Lithium Ion |  | outside
NJSTRE1546034281 |  | Transition Incentive Program | Hasbrouck Heights | 7604 | 7 | 7.94 | Residential | No | Behind the Meter | Net-metered residential rooftop and canopy |  | None | Sunrun Installation Services, Inc. | PSE&G | Accepted | 2020-11-12 | 2020-11-17 | 2021-11-17 | Enphase Energy | IQ7PLUS-72-x-US (240V) | Inverters | 290 |  | 23 |  |  | 0.96 |  | Outdoor | Rooftop
NJSTRE1546034281 |  | Transition Incentive Program | Hasbrouck Heights | 7604 | 7 | 7.94 | Residential | No | Behind the Meter | Net-metered residential rooftop and canopy |  | None | Sunrun Installation Services, Inc. | PSE&G | Accepted | 2020-11-12 | 2020-11-17 | 2021-11-17 | LG Electronics | LG345N1C-V5 | Solar Panels |  | 0.345 | 4 | 37 | 10 |  | Fixed | Roof
NJSTRE1546034281 |  | Transition Incentive Program | Hasbrouck Heights | 7604 | 7 | 7.94 | Residential | No | Behind the Meter | Net-metered residential rooftop and canopy |  | None | Sunrun Installation Services, Inc. | PSE&G | Accepted | 2020-11-12 | 2020-11-17 | 2021-11-17 | LG Electronics | LG345N1C-V5 | Solar Panels |  | 0.345 | 14 | 36 | 15 |  | Fixed | Roof
NJSTRE1546034281 |  | Transition Incentive Program | Hasbrouck Heights | 7604 | 7 | 7.94 | Residential | No | Behind the Meter | Net-metered residential rooftop and canopy |  | None | Sunrun Installation Services, Inc. | PSE&G | Accepted | 2020-11-12 | 2020-11-17 | 2021-11-17 | LG Electronics | LG345N1C-V5 | Solar Panels |  | 0.345 | 5 | 216 | 10 |  | Fixed | Roof
NJSTRE1546034291 |  | Transition Incentive Program | Willingboro Twp | 8046 | 13 | 7.8 | Residential | No | Behind the Meter | Net-metered residential rooftop and canopy |  | None | SunnyMac LLC | PSE&G | Accepted | 2020-11-12 | 2020-11-16 | 2021-11-16 | Solaredge | SE6000H-US | Inverters | 6000 |  | 1 |  |  | 0.99 |  | Outdoor | Next to Meter
NJSTRE1546034291 |  | Transition Incentive Program | Willingboro Twp | 8046 | 13 | 7.8 | Residential | No | Behind the Meter | Net-metered residential rooftop and canopy |  | None | SunnyMac LLC | PSE&G | Accepted | 2020-11-12 | 2020-11-16 | 2021-11-16 | REC | TwinPeak 2 Mono | Solar Panels |  | 0.325 | 24 | 197 | 19 |  | Fixed | Roof
NJSTRE1546034295 |  | Transition Incentive Program | Carteret | 7008 | 11 | 85.8 | Commercial | Yes | Behind the Meter | Net-metered non-residential rooftop and canopy |  | None | Infiniti Energy Services | PSE&G | Accepted | 2020-11-12 | 2020-12-15 | 2021-12-15 | Enphase | IQ7 Plus | Inverters | 295 |  | 220 |  |  | 0.97 |  | Outdoor | Roof
NJSTRE1546034295 |  | Transition Incentive Program | Carteret | 7008 | 11 | 85.8 | Commercial | Yes | Behind the Meter | Net-metered non-residential rooftop and canopy |  | None | Infiniti Energy Services | PSE&G | Accepted | 2020-11-12 | 2020-12-15 | 2021-12-15 | Hanwha | Q.Peak | Solar Panels |  | 0.39 | 220 | 169 | 22 |  | Fixed | Roof
NJSTRE1546034361 |  | Transition Incentive Program | Westville | 8093 | 15 | 9 | Residential | Yes | Behind the Meter | Net-metered residential rooftop and canopy |  | None | Sunrun Installation Services, Inc. | PSE&G | Accepted | 2020-11-12 | 2020-11-20 | 2021-11-20 | Enphase Energy | IQ7PLUS-72-x-US (240V) | Inverters | 290 |  | 25 |  |  | 0.96 |  | Outdoor | Rooftop
NJSTRE1546034361 |  | Transition Incentive Program | Westville | 8093 | 15 | 9 | Residential | Yes | Behind the Meter | Net-metered residential rooftop and canopy |  | None | Sunrun Installation Services, Inc. | PSE&G | Accepted | 2020-11-12 | 2020-11-20 | 2021-11-20 | LG Electronics | LG360Q1C-A5 | Solar Panels |  | 0.36 | 8 | 317 | 28 |  | Fixed | Roof
NJSTRE1546034361 |  | Transition Incentive Program | Westville | 8093 | 15 | 9 | Residential | Yes | Behind the Meter | Net-metered residential rooftop and canopy |  | None | Sunrun Installation Services, Inc. | PSE&G | Accepted | 2020-11-12 | 2020-11-20 | 2021-11-20 | LG Electronics | LG360Q1C-A5 | Solar Panels |  | 0.36 | 17 | 137 | 28 |  | Fixed | Roof
NJSTRE1546035714 |  | Transition Incentive Program | Carteret | 7008 | 11 | 94.38 | Commercial | Yes | Behind the Meter | Net-metered non-residential rooftop and canopy |  | None | Infiniti Energy Services | PSE&G | Accepted | 2020-11-12 | 2020-12-15 | 2021-12-15 | Enphase | IQ7 Plus | Inverters | 295 |  | 242 |  |  | 0.97 |  | Outdoor | Roof
NJSTRE1546035714 |  | Transition Incentive Program | Carteret | 7008 | 11 | 94.38 | Commercial | Yes | Behind the Meter | Net-metered non-residential rooftop and canopy |  | None | Infiniti Energy Services | PSE&G | Accepted | 2020-11-12 | 2020-12-15 | 2021-12-15 | Hanwha | Q.Peak | Solar Panels |  | 0.39 | 242 | 259 | 22 |  | Fixed | Roof
NJSTRE1546035715 |  | Transition Incentive Program | Montgomery TWP | 8512 | 11 | 8.16 | Residential | Yes | Behind the Meter | Net-metered residential rooftop and canopy |  | None | Tesla Energy Operations Inc. | PSE&G | Accepted | 2020-11-12 | 2020-11-16 | 2021-11-16 | Tesla | AC Powerwall 2.0 | Electric Storage Battery |  |  | 3 |  |  |  | Lithium Ion |  | Inside
NJSTRE1546035715 |  | Transition Incentive Program | Montgomery TWP | 8512 | 11 | 8.16 | Residential | Yes | Behind the Meter | Net-metered residential rooftop and canopy |  | None | Tesla Energy Operations Inc. | PSE&G | Accepted | 2020-11-12 | 2020-11-16 | 2021-11-16 | SolarEdge Technologies | SE7600H-US [240V] | Inverters | 7600 |  | 1 |  |  | 0.99 |  | Indoor | Inside
NJSTRE1546035715 |  | Transition Incentive Program | Montgomery TWP | 8512 | 11 | 8.16 | Residential | Yes | Behind the Meter | Net-metered residential rooftop and canopy |  | None | Tesla Energy Operations Inc. | PSE&G | Accepted | 2020-11-12 | 2020-11-16 | 2021-11-16 | Hanwha Q-CELLS | Q.Peak DUO BLK-G6+ 340 | Solar Panels |  | 0.34 | 10 | 251 | 27 |  | Fixed | Roof
NJSTRE1546035715 |  | Transition Incentive Program | Montgomery TWP | 8512 | 11 | 8.16 | Residential | Yes | Behind the Meter | Net-metered residential rooftop and canopy |  | None | Tesla Energy Operations Inc. | PSE&G | Accepted | 2020-11-12 | 2020-11-16 | 2021-11-16 | Hanwha Q-CELLS | Q.Peak DUO BLK-G6+ 340 | Solar Panels |  | 0.34 | 14 | 71 | 29 |  | Fixed | Roof
NJSTRE1546035717 |  | Transition Incentive Program | Old Bridge | 8857 | 11 | 8.68 | Residential | Yes | Behind the Meter | Net-metered residential rooftop and canopy |  | None | Freedom Forever New Jersey LLC | JCP&L | Accepted | 2020-11-29 | 2020-11-30 | 2021-11-30 | Solar Edge | SE7600H-US [SI1] RGM | Inverters | 7600 |  | 1 |  |  | 0.99 |  | Outdoor | n/a
NJSTRE1546035717 |  | Transition Incentive Program | Old Bridge | 8857 | 11 | 8.68 | Residential | Yes | Behind the Meter | Net-metered residential rooftop and canopy |  | None | Freedom Forever New Jersey LLC | JCP&L | Accepted | 2020-11-29 | 2020-11-30 | 2021-11-30 | Rec Solar | REC310TP2M | Solar Panels |  | 0.31 | 3 | 1 | 25 |  | Fixed | Roof | n/a
NJSTRE1546035717 |  | Transition Incentive Program | Old Bridge | 8857 | 11 | 8.68 | Residential | Yes | Behind the Meter | Net-metered residential rooftop and canopy |  | None | Freedom Forever New Jersey LLC | JCP&L | Accepted | 2020-11-29 | 2020-11-30 | 2021-11-30 | Rec Solar | REC310TP2M | Solar Panels |  | 0.31 | 10 | 4 | 25 |  | Fixed | Roof | n/a
NJSTRE1546035717 |  | Transition Incentive Program | Old Bridge | 8857 | 11 | 8.68 | Residential | Yes | Behind the Meter | Net-metered residential rooftop and canopy |  | None | Freedom Forever New Jersey LLC | JCP&L | Accepted | 2020-11-29 | 2020-11-30 | 2021-11-30 | Rec Solar | REC310TP2M | Solar Panels |  | 0.31 | 7 | 2 | 25 |  | Fixed | Roof | n/a
NJSTRE1546035717 |  | Transition Incentive Program | Old Bridge | 8857 | 11 | 8.68 | Residential | Yes | Behind the Meter | Net-metered residential rooftop and canopy |  | None | Freedom Forever New Jersey LLC | JCP&L | Accepted | 2020-11-29 | 2020-11-30 | 2021-11-30 | Rec Solar | REC310TP2M | Solar Panels |  | 0.31 | 8 | 3 | 25 |  | Fixed | Roof | n/a
NJSTRE1546035726 |  | Transition Incentive Program | Maplewood Township | 7040 | 9 | 5.76 | Residential | No | Behind the Meter | Net-metered residential rooftop and canopy |  | None | Green Power Energy | PSE&G | Accepted | 2020-11-12 | 2020-11-16 | 2021-11-16 | Enphase Energy | IQ7PLUS-72-2-US (240V) | Inverters | 290 |  | 16 |  |  | 0.975 |  | Outside | next to meter
NJSTRE1546035726 |  | Transition Incentive Program | Maplewood Township | 7040 | 9 | 5.76 | Residential | No | Behind the Meter | Net-metered residential rooftop and canopy |  | None | Green Power Energy | PSE&G | Accepted | 2020-11-12 | 2020-11-16 | 2021-11-16 | LG Electronics | LG360N1C-N5 | Solar Panels |  | 0.36 | 11 | 131 | 30 |  | Fixed | Roof
NJSTRE1546035726 |  | Transition Incentive Program | Maplewood Township | 7040 | 9 | 5.76 | Residential | No | Behind the Meter | Net-metered residential rooftop and canopy |  | None | Green Power Energy | PSE&G | Accepted | 2020-11-12 | 2020-11-16 | 2021-11-16 | LG Electronics | LG360N1C-N5 | Solar Panels |  | 0.36 | 5 | 311 | 30 |  | Fixed | Roof
NJSTRE1546035763 |  | Transition Incentive Program | Highstown | 8520 | 12 | 8.5 | Residential | No | Behind the Meter | Net-metered residential rooftop and canopy |  | None |  | JCP&L | Accepted | 2020-11-12 | 2020-11-16 | 2021-11-16 | Enphase Energy | IQ7PLUS-72-2-US (240V) | Inverters | 290 |  | 25 |  |  | 0.975 |  | Outside | next to meter
NJSTRE1546035763 |  | Transition Incentive Program | Highstown | 8520 | 12 | 8.5 | Residential | No | Behind the Meter | Net-metered residential rooftop and canopy |  | None |  | JCP&L | Accepted | 2020-11-12 | 2020-11-16 | 2021-11-16 | Hanwha | Q.PEAK DUO BLK-G6+ 340 | Solar Panels |  | 0.34 | 14 | 98 | 20 |  | Fixed | Roof
NJSTRE1546035763 |  | Transition Incentive Program | Highstown | 8520 | 12 | 8.5 | Residential | No | Behind the Meter | Net-metered residential rooftop and canopy |  | None |  | JCP&L | Accepted | 2020-11-12 | 2020-11-16 | 2021-11-16 | Hanwha | Q.PEAK DUO BLK-G6+ 340 | Solar Panels |  | 0.34 | 11 | 278 | 20 |  | Fixed | Roof
NJSTRE1546035775 |  | Transition Incentive Program | Plainfield | 7063 | 10 | 4.69 | Residential | No | Behind the Meter | Net-metered residential rooftop and canopy |  | None | New Jersey Suntech | PSE&G | Accepted | 2020-11-12 | 2020-11-16 | 2021-11-16 | Solaredge | SE3800-US | Inverters | 3800 |  | 1 |  |  | 0.97 |  | Outdoor | Side of house
NJSTRE1546035775 |  | Transition Incentive Program | Plainfield | 7063 | 10 | 4.69 | Residential | No | Behind the Meter | Net-metered residential rooftop and canopy |  | None | New Jersey Suntech | PSE&G | Accepted | 2020-11-12 | 2020-11-16 | 2021-11-16 | Hanwha | Q.Peak DUO 335 | Solar Panels |  | 0.335 | 3 | 209 | 49 |  | Fixed | Roof
NJSTRE1546035775 |  | Transition Incentive Program | Plainfield | 7063 | 10 | 4.69 | Residential | No | Behind the Meter | Net-metered residential rooftop and canopy |  | None | New Jersey Suntech | PSE&G | Accepted | 2020-11-12 | 2020-11-16 | 2021-11-16 | Hanwha | Q.Peak duo 335 | Solar Panels |  | 0.335 | 7 | 132 | 49 |  | Fixed | Roof
NJSTRE1546035775 |  | Transition Incentive Program | Plainfield | 7063 | 10 | 4.69 | Residential | No | Behind the Meter | Net-metered residential rooftop and canopy |  | None | New Jersey Suntech | PSE&G | Accepted | 2020-11-12 | 2020-11-16 | 2021-11-16 | Hanwha | Q.Peak DUO 335 | Solar Panels |  | 0.335 | 4 | 216 | 14 |  | Fixed | Roof
NJSTRE1546035776 |  | Transition Incentive Program | Williamstown | 8094 | 15 | 14.62 | Residential | No | Behind the Meter | Net-metered residential rooftop and canopy |  | None | Castle Energy, LLC | AC Electric | Accepted | 2020-11-12 | 2020-12-01 | 2021-12-01 | Enphase Energy | IQ7-60-2-US | Inverters | 240 |  | 43 |  |  | 0.967 |  | Outdoor | on the rooftop under each solar panel
NJSTRE1546035776 |  | Transition Incentive Program | Williamstown | 8094 | 15 | 14.62 | Residential | No | Behind the Meter | Net-metered residential rooftop and canopy |  | None | Castle Energy, LLC | AC Electric | Accepted | 2020-11-12 | 2020-12-01 | 2021-12-01 | LG Electronics | LG340N1K-L5 | Solar Panels |  | 0.34 | 34 | 248 | 30 |  | Fixed | Roof
NJSTRE1546035776 |  | Transition Incentive Program | Williamstown | 8094 | 15 | 14.62 | Residential | No | Behind the Meter | Net-metered residential rooftop and canopy |  | None | Castle Energy, LLC | AC Electric | Accepted | 2020-11-12 | 2020-12-01 | 2021-12-01 | LG Electronics | LG340N1K-L5 | Solar Panels |  | 0.34 | 9 | 68 | 30 |  | Fixed | Roof
NJSTRE1546035781 |  | Transition Incentive Program | Willingboro Township | 8046 | 13 | 10.8 | Residential | No | Behind the Meter | Net-metered residential rooftop and canopy |  | None | Green Power Energy | PSE&G | Accepted | 2020-11-12 | 2020-11-16 | 2021-11-16 | Enphase Energy | IQ7PLUS-72-2-US (240V) | Inverters | 290 |  | 30 |  |  | 0.975 |  | Outside | next to meter
NJSTRE1546035781 |  | Transition Incentive Program | Willingboro Township | 8046 | 13 | 10.8 | Residential | No | Behind the Meter | Net-metered residential rooftop and canopy |  | None | Green Power Energy | PSE&G | Accepted | 2020-11-12 | 2020-11-16 | 2021-11-16 | LG Electronics | LG360N1C-N5 | Solar Panels |  | 0.36 | 15 | 130 | 17 |  | Fixed | Roof
NJSTRE1546035781 |  | Transition Incentive Program | Willingboro Township | 8046 | 13 | 10.8 | Residential | No | Behind the Meter | Net-metered residential rooftop and canopy |  | None | Green Power Energy | PSE&G | Accepted | 2020-11-12 | 2020-11-16 | 2021-11-16 | LG Electronics | LG360N1C-N5 | Solar Panels |  | 0.36 | 15 | 220 | 17 |  | Fixed | Roof
NJSTRE1546035785 |  | Transition Incentive Program | Neptune City | 7753 | 17 | 4.93 | Residential | Yes | Behind the Meter | Net-metered residential rooftop and canopy |  | None | Freedom Forever New Jersey LLC | JCP&L | Accepted | 2020-11-25 | 2020-11-25 | 2021-11-25 | Solar Edge | SE5000H-US [SI1] RGM | Inverters | 5000 |  | 1 |  |  | 0.99 |  | Outdoor | n/a
NJSTRE1546035785 |  | Transition Incentive Program | Neptune City | 7753 | 17 | 4.93 | Residential | Yes | Behind the Meter | Net-metered residential rooftop and canopy |  | None | Freedom Forever New Jersey LLC | JCP&L | Accepted | 2020-11-25 | 2020-11-25 | 2021-11-25 | Hanwha | Q.PLUS BFR-G4.1- 290 | Solar Panels |  | 0.29 | 17 | 1 | 22 |  | Fixed | Roof | n/a
NJSTRE1546035789 |  | Transition Incentive Program | East Brunswick Twp | 8816 | 11 | 14.4 | Residential | No | Behind the Meter | Net-metered residential rooftop and canopy |  | None | SunnyMac LLC | PSE&G | Accepted | 2020-11-12 | 2020-11-16 | 2021-11-16 | Solaredge | SE10000H-US | Inverters | 10000 |  | 1 |  |  | 0.99 |  | Outdoor | Next to meter
NJSTRE1546035789 |  | Transition Incentive Program | East Brunswick Twp | 8816 | 11 | 14.4 | Residential | No | Behind the Meter | Net-metered residential rooftop and canopy |  | None | SunnyMac LLC | PSE&G | Accepted | 2020-11-12 | 2020-11-16 | 2021-11-16 | REC | 360AA-BLK | Solar Panels |  | 0.36 | 9 | 170 | 21 |  | Fixed | Roof
NJSTRE1546035789 |  | Transition Incentive Program | East Brunswick Twp | 8816 | 11 | 14.4 | Residential | No | Behind the Meter | Net-metered residential rooftop and canopy |  | None | SunnyMac LLC | PSE&G | Accepted | 2020-11-12 | 2020-11-16 | 2021-11-16 | REC | 360AA-BLK | Solar Panels |  | 0.36 | 3 | 350 | 18 |  | Fixed | Roof
NJSTRE1546035789 |  | Transition Incentive Program | East Brunswick Twp | 8816 | 11 | 14.4 | Residential | No | Behind the Meter | Net-metered residential rooftop and canopy |  | None | SunnyMac LLC | PSE&G | Accepted | 2020-11-12 | 2020-11-16 | 2021-11-16 | REC | 360AA-BLK | Solar Panels |  | 0.36 | 16 | 350 | 21 |  | Fixed | Roof
NJSTRE1546035789 |  | Transition Incentive Program | East Brunswick Twp | 8816 | 11 | 14.4 | Residential | No | Behind the Meter | Net-metered residential rooftop and canopy |  | None | SunnyMac LLC | PSE&G | Accepted | 2020-11-12 | 2020-11-16 | 2021-11-16 | REC | 360AA-BLK | Solar Panels |  | 0.36 | 12 | 170 | 18 |  | Fixed | Roof
NJSTRE1546035796 |  | Transition Incentive Program | Washington TWP MER | 8691 | 12 | 10.58 | Residential | No | Behind the Meter | Net-metered residential rooftop and canopy |  | None | Tesla Energy Operations Inc. | PSE&G | Accepted | 2020-11-12 | 2020-11-16 | 2021-11-16 | Tesla | AC Powerwall 2.0 | Electric Storage Battery |  |  | 3 |  |  |  | Lithium Ion |  | Inside
NJSTRE1546035796 |  | Transition Incentive Program | Washington TWP MER | 8691 | 12 | 10.58 | Residential | No | Behind the Meter | Net-metered residential rooftop and canopy |  | None | Tesla Energy Operations Inc. | PSE&G | Accepted | 2020-11-12 | 2020-11-16 | 2021-11-16 | Delta Electronics | M8-TL-US [240V] | Inverters | 7680 |  | 1 |  |  | 0.975 |  | Indoor | Inside
NJSTRE1546035796 |  | Transition Incentive Program | Washington TWP MER | 8691 | 12 | 10.58 | Residential | No | Behind the Meter | Net-metered residential rooftop and canopy |  | None | Tesla Energy Operations Inc. | PSE&G | Accepted | 2020-11-12 | 2020-11-16 | 2021-11-16 | Delta Electronics | M4-TL-US [240V] | Inverters | 3840 |  | 1 |  |  | 0.975 |  | Indoor | Inside
NJSTRE1546035796 |  | Transition Incentive Program | Washington TWP MER | 8691 | 12 | 10.58 | Residential | No | Behind the Meter | Net-metered residential rooftop and canopy |  | None | Tesla Energy Operations Inc. | PSE&G | Accepted | 2020-11-12 | 2020-11-16 | 2021-11-16 | Tesla | SR60T1 | Solar Panels |  | 0.05847 | 23 | 227 | 41 |  | Fixed | Roof
NJSTRE1546035796 |  | Transition Incentive Program | Washington TWP MER | 8691 | 12 | 10.58 | Residential | No | Behind the Meter | Net-metered residential rooftop and canopy |  | None | Tesla Energy Operations Inc. | PSE&G | Accepted | 2020-11-12 | 2020-11-16 | 2021-11-16 | Tesla | SR60T1 | Solar Panels |  | 0.05847 | 95 | 137 | 32 |  | Fixed | Roof
NJSTRE1546035796 |  | Transition Incentive Program | Washington TWP MER | 8691 | 12 | 10.58 | Residential | No | Behind the Meter | Net-metered residential rooftop and canopy |  | None | Tesla Energy Operations Inc. | PSE&G | Accepted | 2020-11-12 | 2020-11-16 | 2021-11-16 | Tesla | SR60T1 | Solar Panels |  | 0.05847 | 63 | 317 | 32 |  | Fixed | Roof
NJSTRE1546035808 |  | Transition Incentive Program | Sayreville | 8872 | 11 | 24.57 | Commercial | Yes | Behind the Meter | Net-metered non-residential rooftop and canopy |  | None | Infiniti Energy Services | JCP&L | Accepted | 2020-11-12 | 2020-11-17 | 2021-11-17 | Enphase | IQ7 Plus | Inverters | 295 |  | 63 |  |  | 0.97 |  | Outdoor | Roof
NJSTRE1546035808 |  | Transition Incentive Program | Sayreville | 8872 | 11 | 24.57 | Commercial | Yes | Behind the Meter | Net-metered non-residential rooftop and canopy |  | None | Infiniti Energy Services | JCP&L | Accepted | 2020-11-12 | 2020-11-17 | 2021-11-17 | Hanwha | Q.Peak | Solar Panels |  | 0.39 | 63 | 252 | 22 |  | Fixed | Roof
NJSTRE1546035813 |  | Transition Incentive Program | Mount Laurel | 8054 | 13 | 9.92 | Residential | No | Behind the Meter | Net-metered residential rooftop and canopy |  | None | Surge Solar, LLC | PSE&G | Accepted | 2020-11-18 | 2020-11-18 | 2021-11-18 | SolarEdge Technologies | SE-RGMTR-1D-240C-A | Meters |  |  | 1 |  |  |  | Yes | Outdoor
NJSTRE1546035813 |  | Transition Incentive Program | Mount Laurel | 8054 | 13 | 9.92 | Residential | No | Behind the Meter | Net-metered residential rooftop and canopy |  | None | Surge Solar, LLC | PSE&G | Accepted | 2020-11-18 | 2020-11-18 | 2021-11-18 | SolarEdge Technologies | SE7600H-US | Inverters | 7600 |  | 1 |  |  | 0.99 |  | Outdoor | next to existing utility meter
NJSTRE1546035813 |  | Transition Incentive Program | Mount Laurel | 8054 | 13 | 9.92 | Residential | No | Behind the Meter | Net-metered residential rooftop and canopy |  | None | Surge Solar, LLC | PSE&G | Accepted | 2020-11-18 | 2020-11-18 | 2021-11-18 | Hanwha Q Cells | Q.PEAK DUO BLK-5G | Solar Panels |  | 0.32 | 31 | 109 | 27 |  | Fixed | Roof | Front roof
NJSTRE1546035828 |  | Transition Incentive Program | Sayreville | 8872 | 11 | 31.59 | Commercial | Yes | Behind the Meter | Net-metered non-residential rooftop and canopy |  | None | Infiniti Energy Services | JCP&L | Accepted | 2020-11-12 | 2020-11-17 | 2021-11-17 | Enphase | IQ7 Plus | Inverters | 295 |  | 81 |  |  | 0.97 |  | Outdoor | Roof
NJSTRE1546035828 |  | Transition Incentive Program | Sayreville | 8872 | 11 | 31.59 | Commercial | Yes | Behind the Meter | Net-metered non-residential rooftop and canopy |  | None | Infiniti Energy Services | JCP&L | Accepted | 2020-11-12 | 2020-11-17 | 2021-11-17 | Hanwha | Q.Peak | Solar Panels |  | 0.39 | 81 | 228 | 10 |  | Fixed | Roof
NJSTRE1546035835 |  | Transition Incentive Program | Egg Harbor Township | 8234 | 19 | 6.6 | Residential | No | Behind the Meter | Net-metered residential rooftop and canopy |  | None | CE Team Inc. | AC Electric | Accepted | 2020-11-13 | 2020-12-04 | 2021-12-04 | Solaredge | Smtr | Meters | 3 |  | 1 |  |  |  | Yes | Outdoor
NJSTRE1546035835 |  | Transition Incentive Program | Egg Harbor Township | 8234 | 19 | 6.6 | Residential | No | Behind the Meter | Net-metered residential rooftop and canopy |  | None | CE Team Inc. | AC Electric | Accepted | 2020-11-13 | 2020-12-04 | 2021-12-04 | Solaredge | SE6000h | Inverters | 6000 |  | 1 |  |  | 0.992 |  | Outdoor | south wall
NJSTRE1546035835 |  | Transition Incentive Program | Egg Harbor Township | 8234 | 19 | 6.6 | Residential | No | Behind the Meter | Net-metered residential rooftop and canopy |  | None | CE Team Inc. | AC Electric | Accepted | 2020-11-13 | 2020-12-04 | 2021-12-04 | AXITEC | AC330MH | Solar Panels |  | 0.33 | 3 | 350 | 20 |  | Fixed | Roof
NJSTRE1546035835 |  | Transition Incentive Program | Egg Harbor Township | 8234 | 19 | 6.6 | Residential | No | Behind the Meter | Net-metered residential rooftop and canopy |  | None | CE Team Inc. | AC Electric | Accepted | 2020-11-13 | 2020-12-04 | 2021-12-04 | AXITEC | AC330MH | Solar Panels |  | 0.33 | 5 | 260 | 20 |  | Fixed | Roof
NJSTRE1546035835 |  | Transition Incentive Program | Egg Harbor Township | 8234 | 19 | 6.6 | Residential | No | Behind the Meter | Net-metered residential rooftop and canopy |  | None | CE Team Inc. | AC Electric | Accepted | 2020-11-13 | 2020-12-04 | 2021-12-04 | Axitec | AC330mh | Solar Panels |  | 0.33 | 12 | 170 | 20 |  | Fixed | Roof
NJSTRE1546035841 |  | Transition Incentive Program | Woodbridge Township | 8863 | 11 | 7.83 | Residential | Yes | Behind the Meter | Subsection (t): landfill, brownfield, areas of historic fill. |  | None | Freedom Forever New Jersey LLC | PSE&G | Accepted | 2020-12-02 | 2020-12-02 | 2021-12-02 | Solar Edge | SE6000H-US [SI1] RGM | Inverters | 6000 |  | 1 |  |  | 0.99 |  | Outdoor | n/a
NJSTRE1546035841 |  | Transition Incentive Program | Woodbridge Township | 8863 | 11 | 7.83 | Residential | Yes | Behind the Meter | Subsection (t): landfill, brownfield, areas of historic fill. |  | None | Freedom Forever New Jersey LLC | PSE&G | Accepted | 2020-12-02 | 2020-12-02 | 2021-12-02 | Hanwha | Q.Plus BFR-G4.1 290 | Solar Panels |  | 0.29 | 13 | 1 | 31 |  | Fixed | Roof | n/a
NJSTRE1546035841 |  | Transition Incentive Program | Woodbridge Township | 8863 | 11 | 7.83 | Residential | Yes | Behind the Meter | Subsection (t): landfill, brownfield, areas of historic fill. |  | None | Freedom Forever New Jersey LLC | PSE&G | Accepted | 2020-12-02 | 2020-12-02 | 2021-12-02 | Hanwha | Q.Plus BFR-G4.1 290 | Solar Panels |  | 0.29 | 14 | 2 | 21 |  | Fixed | Roof | n/a
NJSTRE1546035848 |  | Transition Incentive Program | Wildwood Crest | 8260 | 21 | 7.04 | Residential | No | Behind the Meter | Net-metered residential rooftop and canopy |  | None | Ad Energy | AC Electric | Accepted | 2020-11-12 | 2020-11-16 | 2021-11-16 | Enphase Energy | IQ7XS-96-ACM-US | Inverters | 315 |  | 21 |  |  | 0.975 |  | Outdoor | At each panel
NJSTRE1546035848 |  | Transition Incentive Program | Wildwood Crest | 8260 | 21 | 7.04 | Residential | No | Behind the Meter | Net-metered residential rooftop and canopy |  | None | Ad Energy | AC Electric | Accepted | 2020-11-12 | 2020-11-16 | 2021-11-16 | SunPower | SPR-X21-335-BLK-E-AC | Solar Panels |  | 0.335 | 2 | 136 | 28 |  | Fixed | Roof
NJSTRE1546035848 |  | Transition Incentive Program | Wildwood Crest | 8260 | 21 | 7.04 | Residential | No | Behind the Meter | Net-metered residential rooftop and canopy |  | None | Ad Energy | AC Electric | Accepted | 2020-11-12 | 2020-11-16 | 2021-11-16 | SunPower | SPR-X21-335-BLK-E-AC | Solar Panels |  | 0.335 | 19 | 226 | 23 |  | Fixed | Roof
NJSTRE1546035856 |  | Transition Incentive Program | Springfield | 7081 | 10 | 5.56 | Residential | No | Behind the Meter | Net-metered residential rooftop and canopy |  | None | SunPower Corporation, Systems | JCP&L | Accepted | 2020-11-12 | 2020-11-20 | 2021-11-20 | SunPower | SPR-E20-327-E-AC | Inverters | 320 |  | 17 |  |  | 0.96 |  | Other | under each panel
NJSTRE1546035856 |  | Transition Incentive Program | Springfield | 7081 | 10 | 5.56 | Residential | No | Behind the Meter | Net-metered residential rooftop and canopy |  | None | SunPower Corporation, Systems | JCP&L | Accepted | 2020-11-12 | 2020-11-20 | 2021-11-20 | SunPower | SPR-E20-327-E-AC | Solar Panels |  | 0.327 | 2 | 182 | 15 |  | Fixed | Roof
NJSTRE1546035856 |  | Transition Incentive Program | Springfield | 7081 | 10 | 5.56 | Residential | No | Behind the Meter | Net-metered residential rooftop and canopy |  | None | SunPower Corporation, Systems | JCP&L | Accepted | 2020-11-12 | 2020-11-20 | 2021-11-20 | SunPower | SPR-E20-327-E-AC | Solar Panels |  | 0.327 | 15 | 182 | 25 |  | Fixed | Roof
NJSTRE1546035858 |  | Transition Incentive Program | Sayreville | 8872 | 11 | 30.81 | Commercial | Yes | Behind the Meter | Net-metered non-residential rooftop and canopy |  | None | Infiniti Energy Services | JCP&L | Accepted | 2020-11-12 | 2020-11-24 | 2021-11-24 | Enphase | IQ7 Plus | Inverters | 295 |  | 78 |  |  | 0.97 |  | Outdoor | Roof
NJSTRE1546035858 |  | Transition Incentive Program | Sayreville | 8872 | 11 | 30.81 | Commercial | Yes | Behind the Meter | Net-metered non-residential rooftop and canopy |  | None | Infiniti Energy Services | JCP&L | Accepted | 2020-11-12 | 2020-11-24 | 2021-11-24 | Hanwha | Q.Peak | Solar Panels |  | 0.395 | 78 | 228 | 10 |  | Fixed | Roof
NJSTRE1546035875 |  | Transition Incentive Program | Sayreville | 8872 | 11 | 25.68 | Commercial | Yes | Behind the Meter | Net-metered non-residential rooftop and canopy |  | None | Infiniti Energy Services | JCP&L | Accepted | 2020-11-12 | 2020-11-17 | 2021-11-17 | Enphase | IQ7 Plus | Inverters | 295 |  | 65 |  |  | 0.97 |  | Outdoor | roof
NJSTRE1546035875 |  | Transition Incentive Program | Sayreville | 8872 | 11 | 25.68 | Commercial | Yes | Behind the Meter | Net-metered non-residential rooftop and canopy |  | None | Infiniti Energy Services | JCP&L | Accepted | 2020-11-12 | 2020-11-17 | 2021-11-17 | Hanwha | Q.Peak | Solar Panels |  | 0.395 | 65 | 252 | 10 |  | Fixed | Roof
NJSTRE1546035893 |  | Transition Incentive Program | Lodi | 7644 | 7 | 9.6 | Residential | No | Behind the Meter | Net-metered residential rooftop and canopy |  | None | Orbit Energy & Power, LLC | PSE&G | Accepted | 2020-11-12 | 2020-11-16 | 2021-11-16 | enphase | iq7-60-2-us | Inverters | 0.24 |  | 30 |  |  | 0.99 |  | Other | BEHIND PANELS
NJSTRE1546035893 |  | Transition Incentive Program | Lodi | 7644 | 7 | 9.6 | Residential | No | Behind the Meter | Net-metered residential rooftop and canopy |  | None | Orbit Energy & Power, LLC | PSE&G | Accepted | 2020-11-12 | 2020-11-16 | 2021-11-16 | hanwha qcells | qpeak320w | Solar Panels |  | 0.32 | 6 | 306 | 25 |  | Fixed | Roof
NJSTRE1546035893 |  | Transition Incentive Program | Lodi | 7644 | 7 | 9.6 | Residential | No | Behind the Meter | Net-metered residential rooftop and canopy |  | None | Orbit Energy & Power, LLC | PSE&G | Accepted | 2020-11-12 | 2020-11-16 | 2021-11-16 | hanwha qcells | qpeak320w | Solar Panels |  | 0.32 | 6 | 36 | 28 |  | Fixed | Roof
NJSTRE1546035893 |  | Transition Incentive Program | Lodi | 7644 | 7 | 9.6 | Residential | No | Behind the Meter | Net-metered residential rooftop and canopy |  | None | Orbit Energy & Power, LLC | PSE&G | Accepted | 2020-11-12 | 2020-11-16 | 2021-11-16 | hanwha qcells | qpeak 320w | Solar Panels |  | 0.32 | 6 | 126 | 28 |  | Fixed | Roof
NJSTRE1546035893 |  | Transition Incentive Program | Lodi | 7644 | 7 | 9.6 | Residential | No | Behind the Meter | Net-metered residential rooftop and canopy |  | None | Orbit Energy & Power, LLC | PSE&G | Accepted | 2020-11-12 | 2020-11-16 | 2021-11-16 | hanwha qcells | qpeak320w | Solar Panels |  | 0.32 | 6 | 126 | 25 |  | Fixed | Roof
NJSTRE1546035893 |  | Transition Incentive Program | Lodi | 7644 | 7 | 9.6 | Residential | No | Behind the Meter | Net-metered residential rooftop and canopy |  | None | Orbit Energy & Power, LLC | PSE&G | Accepted | 2020-11-12 | 2020-11-16 | 2021-11-16 | hanwha qcells | qpeak320w | Solar Panels |  | 0.32 | 6 | 306 | 28 |  | Fixed | Roof
NJSTRE1546035904 |  | Transition Incentive Program | Hamilton Twp | 8690 | 12 | 4.76 | Residential | No | Behind the Meter | Net-metered residential rooftop and canopy |  | None | Vision Solar LLC | PSE&G | Accepted | 2020-11-12 | 2020-11-16 | 2021-11-16 | ENPHASE | IQ7-60-2-US | Inverters | 0.24 |  | 14 |  |  | 0.96 |  | Other | BEHIND EACH PANEL
NJSTRE1546035904 |  | Transition Incentive Program | Hamilton Twp | 8690 | 12 | 4.76 | Residential | No | Behind the Meter | Net-metered residential rooftop and canopy |  | None | Vision Solar LLC | PSE&G | Accepted | 2020-11-12 | 2020-11-16 | 2021-11-16 | HANWHA Q-CELLS | Q.PEAK DUO BLK-G6+ 340 | Solar Panels |  | 0.34 | 12 | 130 | 29 |  | Fixed | Roof
NJSTRE1546035904 |  | Transition Incentive Program | Hamilton Twp | 8690 | 12 | 4.76 | Residential | No | Behind the Meter | Net-metered residential rooftop and canopy |  | None | Vision Solar LLC | PSE&G | Accepted | 2020-11-12 | 2020-11-16 | 2021-11-16 | HANWHA Q-CELLS | Q.PEAK DUO BLK-G6+ 340 | Solar Panels |  | 0.34 | 2 | 310 | 29 |  | Fixed | Roof
NJSTRE1546035921 |  | Transition Incentive Program | HOWELL | 7731 | 17 | 2.56 | Residential | Yes | Behind the Meter | Net-metered residential rooftop and canopy |  | None | Vivint Solar Developer, LLC | JCP&L | Accepted | 2020-11-13 | 2020-11-16 | 2021-11-16 | Solar Edge | SE3800H-US | Inverters | 3800 |  | 1 |  |  | 0.992 |  | Outdoor | Near the Utility Meter
NJSTRE1546035921 |  | Transition Incentive Program | HOWELL | 7731 | 17 | 2.56 | Residential | Yes | Behind the Meter | Net-metered residential rooftop and canopy |  | None | Vivint Solar Developer, LLC | JCP&L | Accepted | 2020-11-13 | 2020-11-16 | 2021-11-16 | JINKO SOLAR | JKM320M-60HBL | Solar Panels |  | 0.32 | 6 | 200 | 24 |  | Fixed | Roof
NJSTRE1546035921 |  | Transition Incentive Program | HOWELL | 7731 | 17 | 2.56 | Residential | Yes | Behind the Meter | Net-metered residential rooftop and canopy |  | None | Vivint Solar Developer, LLC | JCP&L | Accepted | 2020-11-13 | 2020-11-16 | 2021-11-16 | JINKO SOLAR | JKM320M-60HBL | Solar Panels |  | 0.32 | 2 | 20 | 24 |  | Fixed | Roof
NJSTRE1546035923 |  | Transition Incentive Program | East Brunswick TWP | 8816 | 11 | 18.01 | Residential | Yes | Behind the Meter | Net-metered residential rooftop and canopy |  | None | Tesla Energy Operations Inc. | PSE&G | Accepted | 2020-11-12 | 2020-11-16 | 2021-11-16 | Tesla | AC Powerwall 2.0 | Electric Storage Battery |  |  | 2 |  |  |  | Lithium Ion |  | Inside garage
NJSTRE1546035923 |  | Transition Incentive Program | East Brunswick TWP | 8816 | 11 | 18.01 | Residential | Yes | Behind the Meter | Net-metered residential rooftop and canopy |  | None | Tesla Energy Operations Inc. | PSE&G | Accepted | 2020-11-12 | 2020-11-16 | 2021-11-16 | Delta Electronics | M4-TL-US [240V] | Inverters | 3840 |  | 2 |  |  | 0.975 |  | Indoor | Inside garage
NJSTRE1546035923 |  | Transition Incentive Program | East Brunswick TWP | 8816 | 11 | 18.01 | Residential | Yes | Behind the Meter | Net-metered residential rooftop and canopy |  | None | Tesla Energy Operations Inc. | PSE&G | Accepted | 2020-11-12 | 2020-11-16 | 2021-11-16 | Delta Electronics | M8-TL-US [240V] | Inverters | 7680 |  | 1 |  |  | 0.975 |  | Indoor | Inside garage
NJSTRE1546035923 |  | Transition Incentive Program | East Brunswick TWP | 8816 | 11 | 18.01 | Residential | Yes | Behind the Meter | Net-metered residential rooftop and canopy |  | None | Tesla Energy Operations Inc. | PSE&G | Accepted | 2020-11-12 | 2020-11-16 | 2021-11-16 | Tesla | SR60T1 | Solar Panels |  | 0.05847 | 24 | 216 | 26 |  | Fixed | Roof
NJSTRE1546035923 |  | Transition Incentive Program | East Brunswick TWP | 8816 | 11 | 18.01 | Residential | Yes | Behind the Meter | Net-metered residential rooftop and canopy |  | None | Tesla Energy Operations Inc. | PSE&G | Accepted | 2020-11-12 | 2020-11-16 | 2021-11-16 | Tesla | SR60T1 | Solar Panels |  | 0.05847 | 15 | 306 | 26 |  | Fixed | Roof
NJSTRE1546035923 |  | Transition Incentive Program | East Brunswick TWP | 8816 | 11 | 18.01 | Residential | Yes | Behind the Meter | Net-metered residential rooftop and canopy |  | None | Tesla Energy Operations Inc. | PSE&G | Accepted | 2020-11-12 | 2020-11-16 | 2021-11-16 | Tesla | SR60T1 | Solar Panels |  | 0.05847 | 31 | 306 | 27 |  | Fixed | Roof
NJSTRE1546035923 |  | Transition Incentive Program | East Brunswick TWP | 8816 | 11 | 18.01 | Residential | Yes | Behind the Meter | Net-metered residential rooftop and canopy |  | None | Tesla Energy Operations Inc. | PSE&G | Accepted | 2020-11-12 | 2020-11-16 | 2021-11-16 | Tesla | SR60T1 | Solar Panels |  | 0.05847 | 38 | 126 | 26 |  | Fixed | Roof
NJSTRE1546035923 |  | Transition Incentive Program | East Brunswick TWP | 8816 | 11 | 18.01 | Residential | Yes | Behind the Meter | Net-metered residential rooftop and canopy |  | None | Tesla Energy Operations Inc. | PSE&G | Accepted | 2020-11-12 | 2020-11-16 | 2021-11-16 | Tesla | SR60T1 | Solar Panels |  | 0.05847 | 79 | 36 | 26 |  | Fixed | Roof
NJSTRE1546035923 |  | Transition Incentive Program | East Brunswick TWP | 8816 | 11 | 18.01 | Residential | Yes | Behind the Meter | Net-metered residential rooftop and canopy |  | None | Tesla Energy Operations Inc. | PSE&G | Accepted | 2020-11-12 | 2020-11-16 | 2021-11-16 | Tesla | SR60T1 | Solar Panels |  | 0.05847 | 39 | 126 | 27 |  | Fixed | Roof
NJSTRE1546035923 |  | Transition Incentive Program | East Brunswick TWP | 8816 | 11 | 18.01 | Residential | Yes | Behind the Meter | Net-metered residential rooftop and canopy |  | None | Tesla Energy Operations Inc. | PSE&G | Accepted | 2020-11-12 | 2020-11-16 | 2021-11-16 | Tesla | SR60T1 | Solar Panels |  | 0.05847 | 21 | 36 | 26 |  | Fixed | Roof
NJSTRE1546035923 |  | Transition Incentive Program | East Brunswick TWP | 8816 | 11 | 18.01 | Residential | Yes | Behind the Meter | Net-metered residential rooftop and canopy |  | None | Tesla Energy Operations Inc. | PSE&G | Accepted | 2020-11-12 | 2020-11-16 | 2021-11-16 | Tesla | SR60T1 | Solar Panels |  | 0.05847 | 27 | 126 | 26 |  | Fixed | Roof
NJSTRE1546035923 |  | Transition Incentive Program | East Brunswick TWP | 8816 | 11 | 18.01 | Residential | Yes | Behind the Meter | Net-metered residential rooftop and canopy |  | None | Tesla Energy Operations Inc. | PSE&G | Accepted | 2020-11-12 | 2020-11-16 | 2021-11-16 | Tesla | SR60T1 | Solar Panels |  | 0.05847 | 34 | 216 | 26 |  | Fixed | Roof
NJSTRE1546036220 |  | Transition Incentive Program | Elizabeth | 7201 | 10 | 3.84 | Residential | Yes | Behind the Meter | Net-metered residential rooftop and canopy |  | None | Trinity Solar | PSE&G | Accepted | 2020-11-12 | 2020-11-16 | 2021-11-16 | SOLAR EDGE | SE3000H-US | Inverters | 3000 |  | 1 |  |  | 0.97 |  | Outside | SIDE OF HOME
NJSTRE1546036220 |  | Transition Incentive Program | Elizabeth | 7201 | 10 | 3.84 | Residential | Yes | Behind the Meter | Net-metered residential rooftop and canopy |  | None | Trinity Solar | PSE&G | Accepted | 2020-11-12 | 2020-11-16 | 2021-11-16 | HANWHA 320 (Q.PEAK DUO BLK-G5 320) | HANWHA 320 (Q.PEAK DUO BLK-G5 320) | Solar Panels |  | 0.32 | 12 | 209 | 34 |  | Fixed | Roof
NJSTRE1546037173 |  | Transition Incentive Program | SWEDESBORO | 8085 | 15 | 5.1 | Residential | Yes | Behind the Meter | Net-metered residential rooftop and canopy |  | None | Trinity Solar | AC Electric | Accepted | 2020-11-12 | 2020-11-16 | 2021-11-16 | Solar Edge | SE3800H-US000BNC4 | Inverters | 3800 |  | 1 |  |  | 0.97 |  | Outdoor | side of home
NJSTRE1546037173 |  | Transition Incentive Program | SWEDESBORO | 8085 | 15 | 5.1 | Residential | Yes | Behind the Meter | Net-metered residential rooftop and canopy |  | None | Trinity Solar | AC Electric | Accepted | 2020-11-12 | 2020-11-16 | 2021-11-16 | HANWHA | Q.PEAK DUO BLK-G6 340 | Solar Panels |  | 0.34 | 15 | 116 | 27 |  | Fixed | Roof
NJSTRE1546038823 |  | Transition Incentive Program | West Deptford | 8096 | 15 | 9.92 | Residential | Yes | Behind the Meter | Net-metered residential rooftop and canopy |  | None | Vivint Solar Developer, LLC | PSE&G | Accepted | 2020-11-13 | 2020-11-17 | 2021-11-17 | SolarEdge | SE7600H-US | Inverters | 7600 |  | 1 |  |  | 0.992 |  | Outdoor | Near the Utility Meter
NJSTRE1546038823 |  | Transition Incentive Program | West Deptford | 8096 | 15 | 9.92 | Residential | Yes | Behind the Meter | Net-metered residential rooftop and canopy |  | None | Vivint Solar Developer, LLC | PSE&G | Accepted | 2020-11-13 | 2020-11-17 | 2021-11-17 | Jinko Solar | JKM320M-60HBL | Solar Panels |  | 0.32 | 24 | 165 | 24 |  | Fixed | Roof
NJSTRE1546038823 |  | Transition Incentive Program | West Deptford | 8096 | 15 | 9.92 | Residential | Yes | Behind the Meter | Net-metered residential rooftop and canopy |  | None | Vivint Solar Developer, LLC | PSE&G | Accepted | 2020-11-13 | 2020-11-17 | 2021-11-17 | Jinko Solar | JKM320M-60HBL | Solar Panels |  | 0.32 | 7 | 255 | 24 |  | Fixed | Roof
NJSTRE1546039313 |  | Transition Incentive Program | Sayreville | 8872 | 11 | 25.35 | Commercial | Yes | Behind the Meter | Net-metered non-residential rooftop and canopy |  | None | Infiniti Energy Services | JCP&L | Accepted | 2020-11-12 | 2020-11-17 | 2021-11-17 | Enphase | IQ7 Plus | Inverters | 295 |  | 65 |  |  | 0.97 |  | Outdoor | roof
NJSTRE1546039313 |  | Transition Incentive Program | Sayreville | 8872 | 11 | 25.35 | Commercial | Yes | Behind the Meter | Net-metered non-residential rooftop and canopy |  | None | Infiniti Energy Services | JCP&L | Accepted | 2020-11-12 | 2020-11-17 | 2021-11-17 | Hanwha | Q.Peak | Solar Panels |  | 0.39 | 65 | 157 | 10 |  | Fixed | Roof
NJSTRE1546039530 |  | Transition Incentive Program | Keyport | 7735 | 17 | 9.75 | Residential | Yes | Behind the Meter | Net-metered residential rooftop and canopy |  | None | Vivint Solar Developer, LLC | JCP&L | Accepted | 2020-11-13 | 2020-11-16 | 2021-11-16 | Solar Edge | SE7600H-US | Inverters | 7600 |  | 1 |  |  | 0.992 |  | Outdoor | Near the Utility Meter
NJSTRE1546039530 |  | Transition Incentive Program | Keyport | 7735 | 17 | 9.75 | Residential | Yes | Behind the Meter | Net-metered residential rooftop and canopy |  | None | Vivint Solar Developer, LLC | JCP&L | Accepted | 2020-11-13 | 2020-11-16 | 2021-11-16 | JINKO SOLAR | JKM325M-60HL | Solar Panels |  | 0.325 | 8 | 271 | 30 |  | Fixed | Roof
NJSTRE1546039530 |  | Transition Incentive Program | Keyport | 7735 | 17 | 9.75 | Residential | Yes | Behind the Meter | Net-metered residential rooftop and canopy |  | None | Vivint Solar Developer, LLC | JCP&L | Accepted | 2020-11-13 | 2020-11-16 | 2021-11-16 | JINKO SOLAR | JKM325M-60HL | Solar Panels |  | 0.325 | 11 | 91 | 30 |  | Fixed | Roof
NJSTRE1546039530 |  | Transition Incentive Program | Keyport | 7735 | 17 | 9.75 | Residential | Yes | Behind the Meter | Net-metered residential rooftop and canopy |  | None | Vivint Solar Developer, LLC | JCP&L | Accepted | 2020-11-13 | 2020-11-16 | 2021-11-16 | JINKO SOLAR | JKM325M-60HL | Solar Panels |  | 0.325 | 8 | 181 | 30 |  | Fixed | Roof
NJSTRE1546039530 |  | Transition Incentive Program | Keyport | 7735 | 17 | 9.75 | Residential | Yes | Behind the Meter | Net-metered residential rooftop and canopy |  | None | Vivint Solar Developer, LLC | JCP&L | Accepted | 2020-11-13 | 2020-11-16 | 2021-11-16 | JINKO SOLAR | JKM325M-60HL | Solar Panels |  | 0.325 | 3 | 1 | 30 |  | Fixed | Roof
NJSTRE1546039794 |  | Transition Incentive Program | Howell | 7731 | 17 | 9.18 | Residential | Yes | Behind the Meter | Net-metered residential rooftop and canopy |  | None | Trinity Solar | JCP&L | Accepted | 2020-11-12 | 2020-11-16 | 2021-11-16 | SOLAR EDGE | SE7600H-US | Inverters | 7600 |  | 1 |  |  | 0.97 |  | Outside | SIDE OF HOME
NJSTRE1546039794 |  | Transition Incentive Program | Howell | 7731 | 17 | 9.18 | Residential | Yes | Behind the Meter | Net-metered residential rooftop and canopy |  | None | Trinity Solar | JCP&L | Accepted | 2020-11-12 | 2020-11-16 | 2021-11-16 | HANWHA 340 (Q.PEAK DUO BLK-G6 340) | HANWHA 340 (Q.PEAK DUO BLK-G6 340) | Solar Panels |  | 0.34 | 18 | 192 | 27 |  | Fixed | Roof
NJSTRE1546039794 |  | Transition Incentive Program | Howell | 7731 | 17 | 9.18 | Residential | Yes | Behind the Meter | Net-metered residential rooftop and canopy |  | None | Trinity Solar | JCP&L | Accepted | 2020-11-12 | 2020-11-16 | 2021-11-16 | HANWHA 340 (Q.PEAK DUO BLK-G6 340) | HANWHA 340 (Q.PEAK DUO BLK-G6 340) | Solar Panels |  | 0.34 | 9 | 192 | 14 |  | Fixed | Roof
NJSTRE1546040196 |  | Transition Incentive Program | Bayville | 8721 | 18 | 5.78 | Residential | Yes | Behind the Meter | Net-metered residential rooftop and canopy |  | None | Trinity Solar | JCP&L | Accepted | 2020-11-12 | 2020-11-16 | 2021-11-16 | Solar Edge | SE5000H-US000BNC4 | Inverters | 5000 |  | 1 |  |  | 0.97 |  | Outdoor | side of home
NJSTRE1546040196 |  | Transition Incentive Program | Bayville | 8721 | 18 | 5.78 | Residential | Yes | Behind the Meter | Net-metered residential rooftop and canopy |  | None | Trinity Solar | JCP&L | Accepted | 2020-11-12 | 2020-11-16 | 2021-11-16 | HANWHA | Q.PEAK DUO BLK-G6 340 | Solar Panels |  | 0.34 | 17 | 171 | 18 |  | Fixed | Roof
NJSTRE1546040288 |  | Transition Incentive Program | Hackettstown | 7840 | 2 | 22.45 | Residential | No | Behind the Meter | Net-metered residential rooftop and canopy |  | None | Ad Energy LLC | JCP&L | Accepted | 2020-11-12 | 2020-11-16 | 2021-11-16 | Enphase Energy | IQ7XS-96-ACM-US | Inverters | 315 |  | 67 |  |  | 0.975 |  | Outdoor | At each panel
NJSTRE1546040288 |  | Transition Incentive Program | Hackettstown | 7840 | 2 | 22.45 | Residential | No | Behind the Meter | Net-metered residential rooftop and canopy |  | None | Ad Energy LLC | JCP&L | Accepted | 2020-11-12 | 2020-11-16 | 2021-11-16 | SunPower | SPR-X21-335-BLK-E-AC | Solar Panels |  | 0.335 | 6 | 220 | 45 |  | Fixed | Roof
NJSTRE1546040288 |  | Transition Incentive Program | Hackettstown | 7840 | 2 | 22.45 | Residential | No | Behind the Meter | Net-metered residential rooftop and canopy |  | None | Ad Energy LLC | JCP&L | Accepted | 2020-11-12 | 2020-11-16 | 2021-11-16 | SunPower | SPR-X21-335-BLK-E-AC | Solar Panels |  | 0.335 | 7 | 130 | 36 |  | Fixed | Roof
NJSTRE1546040288 |  | Transition Incentive Program | Hackettstown | 7840 | 2 | 22.45 | Residential | No | Behind the Meter | Net-metered residential rooftop and canopy |  | None | Ad Energy LLC | JCP&L | Accepted | 2020-11-12 | 2020-11-16 | 2021-11-16 | SunPower | SPR-X21-335-BLK-E-AC | Solar Panels |  | 0.335 | 6 | 220 | 41 |  | Fixed | Roof
NJSTRE1546040288 |  | Transition Incentive Program | Hackettstown | 7840 | 2 | 22.45 | Residential | No | Behind the Meter | Net-metered residential rooftop and canopy |  | None | Ad Energy LLC | JCP&L | Accepted | 2020-11-12 | 2020-11-16 | 2021-11-16 | SunPower | SPR-X21-335-BLK-E-AC | Solar Panels |  | 0.335 | 38 | 130 | 36 |  | Fixed | Roof
NJSTRE1546040288 |  | Transition Incentive Program | Hackettstown | 7840 | 2 | 22.45 | Residential | No | Behind the Meter | Net-metered residential rooftop and canopy |  | None | Ad Energy LLC | JCP&L | Accepted | 2020-11-12 | 2020-11-16 | 2021-11-16 | SunPower | SPR-X21-335-BLK-E-AC | Solar Panels |  | 0.335 | 10 | 220 | 45 |  | Fixed | Roof
NJSTRE1546041307 |  | Transition Incentive Program | Aberdeen | 7747 | 17 | 6.12 | Residential | No | Behind the Meter | Net-metered residential rooftop and canopy |  | None | Tesla Energy Operations Inc. | JCP&L | Accepted | 2020-11-12 | 2020-11-16 | 2021-11-16 | SolarEdge Technologies | SE7600H-US [240V] | Inverters | 7600 |  | 1 |  |  | 0.99 |  | Outside | Outside
NJSTRE1546041307 |  | Transition Incentive Program | Aberdeen | 7747 | 17 | 6.12 | Residential | No | Behind the Meter | Net-metered residential rooftop and canopy |  | None | Tesla Energy Operations Inc. | JCP&L | Accepted | 2020-11-12 | 2020-11-16 | 2021-11-16 | Hanwha Q-CELLS | Q.Peak DUO BLK-G6+ 340 | Solar Panels |  | 0.34 | 18 | 188 | 32 |  | Fixed | Roof
NJSTRE1546042182 |  | Transition Incentive Program | Emerson | 7630 | 7 | 8.16 | Residential | No | Behind the Meter | Net-metered residential rooftop and canopy |  | None | Tesla Energy Operations, Inc. | PSE&G | Accepted | 2020-11-12 | 2020-11-17 | 2021-11-17 | Tesla | AC Powerwall 2.0 | Electric Storage Battery |  |  | 1 |  |  |  | Lithium Ion |  | Inside in Garage
NJSTRE1546042182 |  | Transition Incentive Program | Emerson | 7630 | 7 | 8.16 | Residential | No | Behind the Meter | Net-metered residential rooftop and canopy |  | None | Tesla Energy Operations, Inc. | PSE&G | Accepted | 2020-11-12 | 2020-11-17 | 2021-11-17 | SolarEdge Technologies Ltd | SE7600H-US [240V] | Inverters | 7600 |  | 1 |  |  | 0.99 |  | Outdoor | Outside
NJSTRE1546042182 |  | Transition Incentive Program | Emerson | 7630 | 7 | 8.16 | Residential | No | Behind the Meter | Net-metered residential rooftop and canopy |  | None | Tesla Energy Operations, Inc. | PSE&G | Accepted | 2020-11-12 | 2020-11-17 | 2021-11-17 | Hanwa Q-CELLS | Q.Peak DUO BLK-G6+ 340 | Solar Panels |  | 0.34 | 24 | 107 | 30 |  | Fixed | Roof
NJSTRE1546043600 |  | Transition Incentive Program | Camden | 8105 | 14 | 6.12 | Residential | Yes | Behind the Meter | Net-metered residential rooftop and canopy |  | None | Castle Energy, LLC | PSE&G | Accepted | 2020-11-12 | 2020-11-16 | 2021-11-16 | Enphase Energy | IQ7-60-2-US | Inverters | 240 |  | 18 |  |  | 0.967 |  | Outdoor | on the rooftop under each solar panel
NJSTRE1546043600 |  | Transition Incentive Program | Camden | 8105 | 14 | 6.12 | Residential | Yes | Behind the Meter | Net-metered residential rooftop and canopy |  | None | Castle Energy, LLC | PSE&G | Accepted | 2020-11-12 | 2020-11-16 | 2021-11-16 | Hanwha Q-Cells | Q.Peak DUO BLK-G6 340 | Solar Panels |  | 0.34 | 18 | 0 | 0 |  | Fixed | Roof
NJSTRE1546043866 |  | Transition Incentive Program | Bayville | 8721 | 18 | 4.8 | Residential | Yes | Behind the Meter | Net-metered residential rooftop and canopy |  | None | Vivint Solar Developer, LLC | JCP&L | Accepted | 2020-11-13 | 2020-11-16 | 2021-11-16 | SolarEdge | SE3800H-US | Inverters | 3800 |  | 1 |  |  | 0.992 |  | Outdoor | Near the Utility Meter
NJSTRE1546043866 |  | Transition Incentive Program | Bayville | 8721 | 18 | 4.8 | Residential | Yes | Behind the Meter | Net-metered residential rooftop and canopy |  | None | Vivint Solar Developer, LLC | JCP&L | Accepted | 2020-11-13 | 2020-11-16 | 2021-11-16 | Jinko Solar | JKM320M-60HBL | Solar Panels |  | 0.32 | 15 | 198 | 14 |  | Fixed | Roof
NJSTRE1546045204 |  | Transition Incentive Program | North Arlington | 7031 | 7 | 11.22 | Residential | No | Behind the Meter | Net-metered residential rooftop and canopy |  | None | EMT Renewables | PSE&G | Accepted | 2020-11-12 | 2020-11-17 | 2021-11-17 | Enphase | IQ7+-72-2-US | Inverters | 290 |  | 33 |  |  | 0.97 |  | Outside | under panels
NJSTRE1546045204 |  | Transition Incentive Program | North Arlington | 7031 | 7 | 11.22 | Residential | No | Behind the Meter | Net-metered residential rooftop and canopy |  | None | EMT Renewables | PSE&G | Accepted | 2020-11-12 | 2020-11-17 | 2021-11-17 | Hanwha | Q-Cells Q.Peak Duo-G6-340 | Solar Panels |  | 0.34 | 17 | 199 | 10 |  | Fixed | Roof
NJSTRE1546045204 |  | Transition Incentive Program | North Arlington | 7031 | 7 | 11.22 | Residential | No | Behind the Meter | Net-metered residential rooftop and canopy |  | None | EMT Renewables | PSE&G | Accepted | 2020-11-12 | 2020-11-17 | 2021-11-17 | Hanwha | Q-Cells Q.Peak Duo-G6-340 | Solar Panels |  | 0.34 | 11 | 199 | 14 |  | Fixed | Roof
NJSTRE1546045204 |  | Transition Incentive Program | North Arlington | 7031 | 7 | 11.22 | Residential | No | Behind the Meter | Net-metered residential rooftop and canopy |  | None | EMT Renewables | PSE&G | Accepted | 2020-11-12 | 2020-11-17 | 2021-11-17 | Hanwha | Q-Cells Q.Peak Duo-G6-340 | Solar Panels |  | 0.34 | 5 | 19 | 18 |  | Fixed | Roof
NJSTRE1546047986 |  | Transition Incentive Program | Jackson | 8527 | 18 | 9.61 | Residential | Yes | Behind the Meter | Net-metered residential rooftop and canopy |  | None | Freedom Forever New Jersey LLC | JCP&L | Accepted | 2020-11-29 | 2020-11-30 | 2021-11-30 | Solar Edge | SE7600H-US [SI1] RGM | Inverters | 7600 |  | 1 |  |  | 0.99 |  | Outdoor | n/a
NJSTRE1546047986 |  | Transition Incentive Program | Jackson | 8527 | 18 | 9.61 | Residential | Yes | Behind the Meter | Net-metered residential rooftop and canopy |  | None | Freedom Forever New Jersey LLC | JCP&L | Accepted | 2020-11-29 | 2020-11-30 | 2021-11-30 | Rec Solar | REC310TP2M | Solar Panels |  | 0.31 | 5 | 2 | 37 |  | Fixed | Roof | n/a
NJSTRE1546047986 |  | Transition Incentive Program | Jackson | 8527 | 18 | 9.61 | Residential | Yes | Behind the Meter | Net-metered residential rooftop and canopy |  | None | Freedom Forever New Jersey LLC | JCP&L | Accepted | 2020-11-29 | 2020-11-30 | 2021-11-30 | Rec Solar | REC310TP2M | Solar Panels |  | 0.31 | 26 | 1 | 34 |  | Fixed | Roof | n/a
NJSTRE1546047989 |  | Transition Incentive Program | Middlesex | 8846 | 11 | 5.25 | Residential | Yes | Behind the Meter | Net-metered residential rooftop and canopy |  | None | Pro Custom Solar dba Momentum Solar | PSE&G | Accepted | 2020-11-12 | 2020-11-16 | 2021-11-16 | Enphase | IQ7Plus-72-2-US | Inverters | 290 |  | 15 |  |  | 0.97 |  | Outdoor | Roof
NJSTRE1546047989 |  | Transition Incentive Program | Middlesex | 8846 | 11 | 5.25 | Residential | Yes | Behind the Meter | Net-metered residential rooftop and canopy |  | None | Pro Custom Solar dba Momentum Solar | PSE&G | Accepted | 2020-11-12 | 2020-11-16 | 2021-11-16 | LG ELECTRONICS | LG 350N1C-V5 | Solar Panels |  | 0.35 | 7 | 84 | 22 |  | Fixed | Roof
NJSTRE1546047989 |  | Transition Incentive Program | Middlesex | 8846 | 11 | 5.25 | Residential | Yes | Behind the Meter | Net-metered residential rooftop and canopy |  | None | Pro Custom Solar dba Momentum Solar | PSE&G | Accepted | 2020-11-12 | 2020-11-16 | 2021-11-16 | LG ELECTRONICS | LG 350N1C-V5 | Solar Panels |  | 0.35 | 8 | 264 | 23 |  | Fixed | Roof
NJSTRE1546048006 |  | Transition Incentive Program | Lanoka Harbor | 8734 | 18 | 14.26 | Residential | Yes | Behind the Meter | Net-metered residential rooftop and canopy |  | None | Bright Planet Solar | JCP&L | Accepted | 2020-11-12 | 2020-11-17 | 2021-11-17 | SOLAR EDGE | SE11400H-USRGM | Inverters | 11400 |  | 1 |  |  | 0.98 |  | Outdoor | OUTSIDE
NJSTRE1546048006 |  | Transition Incentive Program | Lanoka Harbor | 8734 | 18 | 14.26 | Residential | Yes | Behind the Meter | Net-metered residential rooftop and canopy |  | None | Bright Planet Solar | JCP&L | Accepted | 2020-11-12 | 2020-11-17 | 2021-11-17 | HANWHA | Q.PEAK DUO BLK-G5 310W | Solar Panels |  | 0.31 | 8 | 4 | 22 |  | Fixed | Roof
NJSTRE1546048006 |  | Transition Incentive Program | Lanoka Harbor | 8734 | 18 | 14.26 | Residential | Yes | Behind the Meter | Net-metered residential rooftop and canopy |  | None | Bright Planet Solar | JCP&L | Accepted | 2020-11-12 | 2020-11-17 | 2021-11-17 | HANWHA Q-CELLS | Q.PEAK DUO BLK-G5 310W | Solar Panels |  | 0.31 | 13 | 274 | 22 |  | Fixed | Roof
NJSTRE1546048006 |  | Transition Incentive Program | Lanoka Harbor | 8734 | 18 | 14.26 | Residential | Yes | Behind the Meter | Net-metered residential rooftop and canopy |  | None | Bright Planet Solar | JCP&L | Accepted | 2020-11-12 | 2020-11-17 | 2021-11-17 | HANWHA Q-CELLS | Q.PEAK DUO BLK-G5 310W | Solar Panels |  | 0.31 | 12 | 184 | 22 |  | Fixed | Roof
NJSTRE1546048006 |  | Transition Incentive Program | Lanoka Harbor | 8734 | 18 | 14.26 | Residential | Yes | Behind the Meter | Net-metered residential rooftop and canopy |  | None | Bright Planet Solar | JCP&L | Accepted | 2020-11-12 | 2020-11-17 | 2021-11-17 | HANWHA Q-CELLS | Q.PEAK DUO BLK-G5 310W | Solar Panels |  | 0.31 | 13 | 94 | 22 |  | Fixed | Roof
NJSTRE1546048008 |  | Transition Incentive Program | Piscataway | 8854 | 11 | 4.9 | Residential | Yes | Behind the Meter | Net-metered residential rooftop and canopy |  | None | Pro Custom Solar dba Momentum Solar | PSE&G | Accepted | 2020-11-12 | 2020-11-17 | 2021-11-17 | Enphase | IQ7Plus-72-2-US | Inverters | 290 |  | 14 |  |  | 0.97 |  | Outdoor | Roof
NJSTRE1546048008 |  | Transition Incentive Program | Piscataway | 8854 | 11 | 4.9 | Residential | Yes | Behind the Meter | Net-metered residential rooftop and canopy |  | None | Pro Custom Solar dba Momentum Solar | PSE&G | Accepted | 2020-11-12 | 2020-11-17 | 2021-11-17 | LG ELECTRONICS | LG 350N1C-V5 | Solar Panels |  | 0.35 | 14 | 127 | 25 |  | Fixed | Roof
NJSTRE1546048201 |  | Transition Incentive Program | Washington Twp GLO | 8016 | 13 | 5.58 | Residential | Yes | Behind the Meter | Net-metered residential rooftop and canopy |  | None | Bright Planet Solar | PSE&G | Accepted | 2020-11-12 | 2020-11-17 | 2021-11-17 | SOLAR EDGE | SE5000H-USRGM | Inverters | 5000 |  | 1 |  |  | 0.98 |  | Outdoor | OUTSIDE
NJSTRE1546048201 |  | Transition Incentive Program | Washington Twp GLO | 8016 | 13 | 5.58 | Residential | Yes | Behind the Meter | Net-metered residential rooftop and canopy |  | None | Bright Planet Solar | PSE&G | Accepted | 2020-11-12 | 2020-11-17 | 2021-11-17 | HANWHA Q-CELLS | Q.PEAK DUO BLK-F5 310W | Solar Panels |  | 0.31 | 18 | 150 | 18 |  | Fixed | Roof
NJSTRE1546048217 |  | Transition Incentive Program | Irvington Town | 7111 | 9 | 3.1 | Residential | Yes | Behind the Meter | Net-metered residential rooftop and canopy |  | None | Bright Planet Solar | PSE&G | Accepted | 2020-11-12 | 2020-11-17 | 2021-11-17 | SOLAR EDGE | SE3000H-USRGM | Inverters | 3000 |  | 1 |  |  | 0.98 |  | Outdoor | OUTSIDE
NJSTRE1546048217 |  | Transition Incentive Program | Irvington Town | 7111 | 9 | 3.1 | Residential | Yes | Behind the Meter | Net-metered residential rooftop and canopy |  | None | Bright Planet Solar | PSE&G | Accepted | 2020-11-12 | 2020-11-17 | 2021-11-17 | HANWHA Q-CELLS | Q.PEAK DUO BLK-G5 310W | Solar Panels |  | 0.31 | 10 | 211 | 9 |  | Fixed | Roof
NJSTRE1546048219 |  | Transition Incentive Program | Brick | 8723 | 18 | 7.13 | Residential | Yes | Behind the Meter | Net-metered residential rooftop and canopy |  | None | Bright Planet Solar | JCP&L | Accepted | 2020-11-12 | 2020-11-24 | 2021-11-24 | SOLAR EDGE | SE6000H-USRGM | Inverters | 6000 |  | 1 |  |  | 0.98 |  | Outdoor | OUTSIDE
NJSTRE1546048219 |  | Transition Incentive Program | Brick | 8723 | 18 | 7.13 | Residential | Yes | Behind the Meter | Net-metered residential rooftop and canopy |  | None | Bright Planet Solar | JCP&L | Accepted | 2020-11-12 | 2020-11-24 | 2021-11-24 | HANWHA Q-CELLS | Q.PEAK DUO BLK-G5 310W | Solar Panels |  | 0.31 | 23 | 204 | 32 |  | Fixed | Roof
NJSTRE1546048224 |  | Transition Incentive Program | Washington | 7882 | 2 | 6.71 | Residential | Yes | Behind the Meter | Net-metered residential rooftop and canopy |  | None | Bright Planet Solar | JCP&L | Accepted | 2020-11-12 | 2020-11-18 | 2021-11-18 | SOLAR EDGE | SE6000H-USRGM | Inverters | 6000 |  | 1 |  |  | 0.98 |  | Outdoor | OUTSIDE
NJSTRE1546048224 |  | Transition Incentive Program | Washington | 7882 | 2 | 6.71 | Residential | Yes | Behind the Meter | Net-metered residential rooftop and canopy |  | None | Bright Planet Solar | JCP&L | Accepted | 2020-11-12 | 2020-11-18 | 2021-11-18 | LONGI | LR6-60HPB-305M | Solar Panels |  | 0.305 | 20 | 168 | 26 |  | Fixed | Roof
NJSTRE1546048224 |  | Transition Incentive Program | Washington | 7882 | 2 | 6.71 | Residential | Yes | Behind the Meter | Net-metered residential rooftop and canopy |  | None | Bright Planet Solar | JCP&L | Accepted | 2020-11-12 | 2020-11-18 | 2021-11-18 | LONGI | LR6-60HPB-305M | Solar Panels |  | 0.305 | 2 | 348 | 26 |  | Fixed | Roof
NJSTRE1546048230 |  | Transition Incentive Program | Jersey City | 7305 | 8 | 8.99 | Residential | Yes | Behind the Meter | Net-metered residential rooftop and canopy |  | None | Bright Planet Solar | PSE&G | Accepted | 2020-11-12 | 2020-11-18 | 2021-11-18 | SOLAR EDGE | SE7600H-USRGM | Inverters | 7600 |  | 1 |  |  | 0.98 |  | Outdoor | OUTSIDE
NJSTRE1546048230 |  | Transition Incentive Program | Jersey City | 7305 | 8 | 8.99 | Residential | Yes | Behind the Meter | Net-metered residential rooftop and canopy |  | None | Bright Planet Solar | PSE&G | Accepted | 2020-11-12 | 2020-11-18 | 2021-11-18 | HANWHA Q-CELLS | Q.PEAK DUO BLK-G5 310W | Solar Panels |  | 0.31 | 13 | 280 | 22 |  | Fixed | Roof
NJSTRE1546048230 |  | Transition Incentive Program | Jersey City | 7305 | 8 | 8.99 | Residential | Yes | Behind the Meter | Net-metered residential rooftop and canopy |  | None | Bright Planet Solar | PSE&G | Accepted | 2020-11-12 | 2020-11-18 | 2021-11-18 | HANWHA Q-CELLS | Q.PEAK DUO BLK-G5 310W | Solar Panels |  | 0.31 | 16 | 100 | 22 |  | Fixed | Roof
NJSTRE1546048235 |  | Transition Incentive Program | Jersey City | 7304 | 8 | 4.4 | Residential | Yes | Behind the Meter | Subsection (t): landfill, brownfield, areas of historic fill. |  | None | Bright Planet Solar | PSE&G | Accepted | 2020-11-12 | 2020-12-01 | 2021-12-01 | SOLAR EDGE | SE3800H-USRGM | Inverters | 3800 |  | 1 |  |  | 0.98 |  | Outdoor | OUTSIDE
NJSTRE1546048235 |  | Transition Incentive Program | Jersey City | 7304 | 8 | 4.4 | Residential | Yes | Behind the Meter | Subsection (t): landfill, brownfield, areas of historic fill. |  | None | Bright Planet Solar | PSE&G | Accepted | 2020-11-12 | 2020-12-01 | 2021-12-01 | SUNPOWER | SPR-A400 | Solar Panels |  | 0.4 | 10 | 214 | 9 |  | Fixed | Roof
NJSTRE1546048235 |  | Transition Incentive Program | Jersey City | 7304 | 8 | 4.4 | Residential | Yes | Behind the Meter | Subsection (t): landfill, brownfield, areas of historic fill. |  | None | Bright Planet Solar | PSE&G | Accepted | 2020-11-12 | 2020-12-01 | 2021-12-01 | HANWHA Q-CELLS | Q.PEAK DUO BLK-G5 310W | Solar Panels |  | 0.4 | 1 | 34 | 39 |  | Fixed | Roof
NJSTRE1546048239 |  | Transition Incentive Program | Ridgefield Park Village | 7760 | 17 | 11.78 | Residential | Yes | Behind the Meter | Net-metered residential rooftop and canopy |  | None | Bright Planet Solar | PSE&G | Accepted | 2020-11-12 | 2020-11-17 | 2021-11-17 | SOLAR EDGE | SE10000H-USRGM | Inverters | 10000 |  | 1 |  |  | 0.98 |  | Outdoor | OUTSIDE
NJSTRE1546048239 |  | Transition Incentive Program | Ridgefield Park Village | 7760 | 17 | 11.78 | Residential | Yes | Behind the Meter | Net-metered residential rooftop and canopy |  | None | Bright Planet Solar | PSE&G | Accepted | 2020-11-12 | 2020-11-17 | 2021-11-17 | LONGI | LR6-60HPB-310M | Solar Panels |  | 0.31 | 22 | 107 | 22 |  | Fixed | Roof
NJSTRE1546048239 |  | Transition Incentive Program | Ridgefield Park Village | 7760 | 17 | 11.78 | Residential | Yes | Behind the Meter | Net-metered residential rooftop and canopy |  | None | Bright Planet Solar | PSE&G | Accepted | 2020-11-12 | 2020-11-17 | 2021-11-17 | LONGI | LR6-60HPB-310M | Solar Panels |  | 0.31 | 16 | 286 | 22 |  | Fixed | Roof
NJSTRE1546048244 |  | Transition Incentive Program | Teaneck Twp | 7666 | 7 | 6.8 | Residential | Yes | Behind the Meter | Net-metered residential rooftop and canopy |  | None | Bright Planet Solar | PSE&G | Accepted | 2020-11-12 | 2020-11-17 | 2021-11-17 | SOLAR EDGE | SE6000H-USRGM | Inverters | 6000 |  | 1 |  |  | 0.98 |  | Outdoor | OUTSIDE
NJSTRE1546048244 |  | Transition Incentive Program | Teaneck Twp | 7666 | 7 | 6.8 | Residential | Yes | Behind the Meter | Net-metered residential rooftop and canopy |  | None | Bright Planet Solar | PSE&G | Accepted | 2020-11-12 | 2020-11-17 | 2021-11-17 | SUNPOWER | SPR-A400 | Solar Panels |  | 0.4 | 17 | 195 | 18 |  | Fixed | Roof
NJSTRE1546048245 |  | Transition Incentive Program | Mansfield Twp Bur | 8022 | 13 | 7.13 | Residential | Yes | Behind the Meter | Net-metered residential rooftop and canopy |  | None | Bright Planet Solar | PSE&G | Accepted | 2020-11-12 | 2020-11-17 | 2021-11-17 | SOLAR EDGE | SE6000H-USRGM | Inverters | 6000 |  | 1 |  |  | 0.98 |  | Outdoor | OUTSIDE
NJSTRE1546048245 |  | Transition Incentive Program | Mansfield Twp Bur | 8022 | 13 | 7.13 | Residential | Yes | Behind the Meter | Net-metered residential rooftop and canopy |  | None | Bright Planet Solar | PSE&G | Accepted | 2020-11-12 | 2020-11-17 | 2021-11-17 | HANWHA Q-CELLS | Q.PEAK DUO BLK-G5 310W | Solar Panels |  | 0.31 | 23 | 222 | 33 |  | Fixed | Roof
NJSTRE1546048246 |  | Transition Incentive Program | Jackson | 8527 | 18 | 6.51 | Residential | Yes | Behind the Meter | Net-metered residential rooftop and canopy |  | None | Bright Planet Solar | JCP&L | Accepted | 2020-11-12 | 2020-11-17 | 2021-11-17 | SOLAR EDGE | SE6000H-USRGM | Inverters | 6000 |  | 1 |  |  | 0.98 |  | Outdoor | OUTSIDE
NJSTRE1546048246 |  | Transition Incentive Program | Jackson | 8527 | 18 | 6.51 | Residential | Yes | Behind the Meter | Net-metered residential rooftop and canopy |  | None | Bright Planet Solar | JCP&L | Accepted | 2020-11-12 | 2020-11-17 | 2021-11-17 | HANWHA Q-CELLS | Q.PEAK DUO BLK-G5 310W | Solar Panels |  | 0.31 | 21 | 179 | 18 |  | Fixed | Roof
NJSTRE1546048247 |  | Transition Incentive Program | Linden City | 7036 | 10 | 9.3 | Residential | Yes | Behind the Meter | Net-metered residential rooftop and canopy |  | None | Bright Planet Solar | PSE&G | Accepted | 2020-11-13 | 2020-11-17 | 2021-11-17 | SOLAR EDGE | SE7600H-USRGM | Inverters | 7600 |  | 1 |  |  | 0.98 |  | Outdoor | OUTSIDE
NJSTRE1546048247 |  | Transition Incentive Program | Linden City | 7036 | 10 | 9.3 | Residential | Yes | Behind the Meter | Net-metered residential rooftop and canopy |  | None | Bright Planet Solar | PSE&G | Accepted | 2020-11-13 | 2020-11-17 | 2021-11-17 | HANWHA Q-CELLS | Q.PEAK DUO BLK-G5 310W | Solar Panels |  | 0.31 | 14 | 218 | 39 |  | Fixed | Roof
NJSTRE1546048247 |  | Transition Incentive Program | Linden City | 7036 | 10 | 9.3 | Residential | Yes | Behind the Meter | Net-metered residential rooftop and canopy |  | None | Bright Planet Solar | PSE&G | Accepted | 2020-11-13 | 2020-11-17 | 2021-11-17 | HANWHA Q-CELLS | Q.PEAK DUO BLK-G5 310W | Solar Panels |  | 0.31 | 9 | 129 | 10 |  | Fixed | Roof
NJSTRE1546048247 |  | Transition Incentive Program | Linden City | 7036 | 10 | 9.3 | Residential | Yes | Behind the Meter | Net-metered residential rooftop and canopy |  | None | Bright Planet Solar | PSE&G | Accepted | 2020-11-13 | 2020-11-17 | 2021-11-17 | HANWHA Q-CELLS | Q.PEAK DUO BLK-G5 310W | Solar Panels |  | 0.31 | 7 | 38 | 39 |  | Fixed | Roof
NJSTRE1546049828 |  | Transition Incentive Program | Garfield City | 7026 | 7 | 3.72 | Residential | Yes | Behind the Meter | Net-metered residential rooftop and canopy |  | None | Bright Planet Solar | PSE&G | Accepted | 2020-11-13 | 2020-11-17 | 2021-11-17 | SOLAR EDGE | SE3000H-USRGM | Inverters | 3000 |  | 1 |  |  | 0.98 |  | Outdoor | OUTSIDE
NJSTRE1546049828 |  | Transition Incentive Program | Garfield City | 7026 | 7 | 3.72 | Residential | Yes | Behind the Meter | Net-metered residential rooftop and canopy |  | None | Bright Planet Solar | PSE&G | Accepted | 2020-11-13 | 2020-11-17 | 2021-11-17 | HANWHA Q-CELLS | Q.PEAK DUO BLK-G5 310W | Solar Panels |  | 0.31 | 3 | 105 | 14 |  | Fixed | Roof
NJSTRE1546049828 |  | Transition Incentive Program | Garfield City | 7026 | 7 | 3.72 | Residential | Yes | Behind the Meter | Net-metered residential rooftop and canopy |  | None | Bright Planet Solar | PSE&G | Accepted | 2020-11-13 | 2020-11-17 | 2021-11-17 | HANWHA Q-CELLS | Q.PEAK DUO BLK-G5 310W | Solar Panels |  | 0.31 | 7 | 195 | 45 |  | Fixed | Roof
NJSTRE1546049828 |  | Transition Incentive Program | Garfield City | 7026 | 7 | 3.72 | Residential | Yes | Behind the Meter | Net-metered residential rooftop and canopy |  | None | Bright Planet Solar | PSE&G | Accepted | 2020-11-13 | 2020-11-17 | 2021-11-17 | HANWHA Q-CELLS | Q.PEAK DUO BLK-G5 310W | Solar Panels |  | 0.31 | 2 | 15 | 18 |  | Fixed | Roof
NJSTRE1546050402 |  | Transition Incentive Program | Keansburg | 7734 | 17 | 9.5 | Residential | Yes | Behind the Meter | Net-metered residential rooftop and canopy |  | None | Bright Planet Solar | JCP&L | Accepted | 2020-11-13 | 2020-11-17 | 2021-11-17 | SOLAR EDGE | SE7600H-USRGM | Inverters | 7600 |  | 1 |  |  | 0.98 |  | Outdoor | OUTSIDE
NJSTRE1546050402 |  | Transition Incentive Program | Keansburg | 7734 | 17 | 9.5 | Residential | Yes | Behind the Meter | Net-metered residential rooftop and canopy |  | None | Bright Planet Solar | JCP&L | Accepted | 2020-11-13 | 2020-11-17 | 2021-11-17 | LONGI | LR6-60HPB-305M | Solar Panels |  | 0.305 | 3 | 191 | 39 |  | Fixed | Roof
NJSTRE1546050402 |  | Transition Incentive Program | Keansburg | 7734 | 17 | 9.5 | Residential | Yes | Behind the Meter | Net-metered residential rooftop and canopy |  | None | Bright Planet Solar | JCP&L | Accepted | 2020-11-13 | 2020-11-17 | 2021-11-17 | LONGI | LR6-60HPB-305M | Solar Panels |  | 0.305 | 8 | 189 | 18 |  | Fixed | Roof
NJSTRE1546050402 |  | Transition Incentive Program | Keansburg | 7734 | 17 | 9.5 | Residential | Yes | Behind the Meter | Net-metered residential rooftop and canopy |  | None | Bright Planet Solar | JCP&L | Accepted | 2020-11-13 | 2020-11-17 | 2021-11-17 | LONGI | LR6-60HPB-305M | Solar Panels |  | 0.305 | 2 | 99 | 18 |  | Fixed | Roof
NJSTRE1546050402 |  | Transition Incentive Program | Keansburg | 7734 | 17 | 9.5 | Residential | Yes | Behind the Meter | Net-metered residential rooftop and canopy |  | None | Bright Planet Solar | JCP&L | Accepted | 2020-11-13 | 2020-11-17 | 2021-11-17 | LONGI | LR6-60HPB-305M | Solar Panels |  | 0.31 | 8 | 278 | 39 |  | Fixed | Roof
NJSTRE1546050402 |  | Transition Incentive Program | Keansburg | 7734 | 17 | 9.5 | Residential | Yes | Behind the Meter | Net-metered residential rooftop and canopy |  | None | Bright Planet Solar | JCP&L | Accepted | 2020-11-13 | 2020-11-17 | 2021-11-17 | LONGI | LR6-60HPB-305M | Solar Panels |  | 0.305 | 8 | 100 | 39 |  | Fixed | Roof
NJSTRE1546050402 |  | Transition Incentive Program | Keansburg | 7734 | 17 | 9.5 | Residential | Yes | Behind the Meter | Net-metered residential rooftop and canopy |  | None | Bright Planet Solar | JCP&L | Accepted | 2020-11-13 | 2020-11-17 | 2021-11-17 | LONGI | LR6-60HPB-305M | Solar Panels |  | 0.305 | 2 | 99 | 18 |  | Fixed | Roof
NJSTRE1546050409 |  | Transition Incentive Program | Deptford Township | 8096 | 15 | 8.75 | Residential | No | Behind the Meter | Net-metered residential rooftop and canopy |  | None | Suntuity Solar LLC | PSE&G | Accepted | 2020-11-13 | 2020-11-17 | 2021-11-17 | Enphase Energy | IQ7-60-2-US | Inverters | 240 |  | 25 |  |  | 0.97 |  | Outdoor | Behind the PV Modules
NJSTRE1546050409 |  | Transition Incentive Program | Deptford Township | 8096 | 15 | 8.75 | Residential | No | Behind the Meter | Net-metered residential rooftop and canopy |  | None | Suntuity Solar LLC | PSE&G | Accepted | 2020-11-13 | 2020-11-17 | 2021-11-17 | Longi | LR4-60HPB-350M | Solar Panels |  | 0.35 | 15 | 292 | 23 |  | Fixed | Roof
NJSTRE1546050409 |  | Transition Incentive Program | Deptford Township | 8096 | 15 | 8.75 | Residential | No | Behind the Meter | Net-metered residential rooftop and canopy |  | None | Suntuity Solar LLC | PSE&G | Accepted | 2020-11-13 | 2020-11-17 | 2021-11-17 | Longi | LR4-60HPB-350M | Solar Panels |  | 0.35 | 10 | 292 | 23 |  | Fixed | Roof
NJSTRE1546050410 |  | Transition Incentive Program | Turnersville | 8012 | 14 | 9.45 | Residential | No | Behind the Meter | Net-metered residential rooftop and canopy |  | None | Suntuity Solar LLC | AC Electric | Accepted | 2020-11-13 | 2020-11-17 | 2021-11-17 | Enphase Energy | IQ7-60-2-US | Inverters | 240 |  | 27 |  |  | 0.97 |  | Outdoor | Behind the PV Modules
NJSTRE1546050410 |  | Transition Incentive Program | Turnersville | 8012 | 14 | 9.45 | Residential | No | Behind the Meter | Net-metered residential rooftop and canopy |  | None | Suntuity Solar LLC | AC Electric | Accepted | 2020-11-13 | 2020-11-17 | 2021-11-17 | Longi | LR4-60HPB-350M | Solar Panels |  | 0.35 | 9 | 157 | 25 |  | Fixed | Roof
NJSTRE1546050410 |  | Transition Incentive Program | Turnersville | 8012 | 14 | 9.45 | Residential | No | Behind the Meter | Net-metered residential rooftop and canopy |  | None | Suntuity Solar LLC | AC Electric | Accepted | 2020-11-13 | 2020-11-17 | 2021-11-17 | Longi | LR4-60HPB-350M | Solar Panels |  | 0.35 | 9 | 67 | 25 |  | Fixed | Roof
NJSTRE1546050410 |  | Transition Incentive Program | Turnersville | 8012 | 14 | 9.45 | Residential | No | Behind the Meter | Net-metered residential rooftop and canopy |  | None | Suntuity Solar LLC | AC Electric | Accepted | 2020-11-13 | 2020-11-17 | 2021-11-17 | Longi | LR4-60HPB-350M | Solar Panels |  | 0.35 | 9 | 337 | 25 |  | Fixed | Roof
NJSTRE1546050411 |  | Transition Incentive Program | Elmer | 8318 | 16 | 9.14 | Residential | No | Behind the Meter | Net-metered residential rooftop and canopy |  | None | Suntuity Solar LLC | AC Electric | Accepted | 2020-11-13 | 2020-11-17 | 2021-11-17 | Enphase Energy | IQ7-60-2-US | Inverters | 240 |  | 29 |  |  | 0.97 |  | Outdoor | Behind the PV Modules
NJSTRE1546050411 |  | Transition Incentive Program | Elmer | 8318 | 16 | 9.14 | Residential | No | Behind the Meter | Net-metered residential rooftop and canopy |  | None | Suntuity Solar LLC | AC Electric | Accepted | 2020-11-13 | 2020-11-17 | 2021-11-17 | Longi | LR6-60HPB-315M | Solar Panels |  | 0.315 | 4 | 217 | 30 |  | Fixed | Roof
NJSTRE1546050411 |  | Transition Incentive Program | Elmer | 8318 | 16 | 9.14 | Residential | No | Behind the Meter | Net-metered residential rooftop and canopy |  | None | Suntuity Solar LLC | AC Electric | Accepted | 2020-11-13 | 2020-11-17 | 2021-11-17 | Longi | LR6-60HPB-315M | Solar Panels |  | 0.315 | 9 | 217 | 30 |  | Fixed | Roof
NJSTRE1546050411 |  | Transition Incentive Program | Elmer | 8318 | 16 | 9.14 | Residential | No | Behind the Meter | Net-metered residential rooftop and canopy |  | None | Suntuity Solar LLC | AC Electric | Accepted | 2020-11-13 | 2020-11-17 | 2021-11-17 | Longi | LR6-60HPB-315M | Solar Panels |  | 0.315 | 8 | 217 | 30 |  | Fixed | Roof
NJSTRE1546050411 |  | Transition Incentive Program | Elmer | 8318 | 16 | 9.14 | Residential | No | Behind the Meter | Net-metered residential rooftop and canopy |  | None | Suntuity Solar LLC | AC Electric | Accepted | 2020-11-13 | 2020-11-17 | 2021-11-17 | Longi | LR6-60HPB-315M | Solar Panels |  | 0.315 | 8 | 37 | 30 |  | Fixed | Roof
NJSTRE1546050412 |  | Transition Incentive Program | Clarkboro | 8020 | 15 | 16.8 | Residential | No | Behind the Meter | Net-metered residential rooftop and canopy |  | None | Suntuity Solar LLC | AC Electric | Accepted | 2020-11-13 | 2020-11-17 | 2021-11-17 | Enphase Energy | IQ7-60-2-US | Inverters | 240 |  | 48 |  |  | 0.97 |  | Outdoor | Behind the PV Modules
NJSTRE1546050412 |  | Transition Incentive Program | Clarkboro | 8020 | 15 | 16.8 | Residential | No | Behind the Meter | Net-metered residential rooftop and canopy |  | None | Suntuity Solar LLC | AC Electric | Accepted | 2020-11-13 | 2020-11-17 | 2021-11-17 | Longi | LR4-60HPB-350M | Solar Panels |  | 0.35 | 8 | 40 | 27 |  | Fixed | Roof
NJSTRE1546050412 |  | Transition Incentive Program | Clarkboro | 8020 | 15 | 16.8 | Residential | No | Behind the Meter | Net-metered residential rooftop and canopy |  | None | Suntuity Solar LLC | AC Electric | Accepted | 2020-11-13 | 2020-11-17 | 2021-11-17 | Longi | LR4-60HPB-350M | Solar Panels |  | 0.35 | 34 | 310 | 25 |  | Fixed | Roof
NJSTRE1546050412 |  | Transition Incentive Program | Clarkboro | 8020 | 15 | 16.8 | Residential | No | Behind the Meter | Net-metered residential rooftop and canopy |  | None | Suntuity Solar LLC | AC Electric | Accepted | 2020-11-13 | 2020-11-17 | 2021-11-17 | Longi | LR4-60HPB-350M | Solar Panels |  | 0.35 | 6 | 220 | 27 |  | Fixed | Roof
NJSTRE1546050413 |  | Transition Incentive Program | Little Egg Harbor | 8087 | 18 | 5.6 | Residential | No | Behind the Meter | Net-metered residential rooftop and canopy |  | None | Suntuity Solar LLC | AC Electric | Accepted | 2020-11-13 | 2020-11-17 | 2021-11-17 | GENERAC | GENERAC PWR CELL 17 | Electric Storage Battery |  |  | 6 |  |  |  | Lithium Ion |  | OUTSIDE
NJSTRE1546050413 |  | Transition Incentive Program | Little Egg Harbor | 8087 | 18 | 5.6 | Residential | No | Behind the Meter | Net-metered residential rooftop and canopy |  | None | Suntuity Solar LLC | AC Electric | Accepted | 2020-11-13 | 2020-11-17 | 2021-11-17 | GENERAC PWR CELL | XVT076A03 | Inverters | 7600 |  | 1 |  |  | 0.97 |  | Outdoor | Beside the PV Modules
NJSTRE1546050413 |  | Transition Incentive Program | Little Egg Harbor | 8087 | 18 | 5.6 | Residential | No | Behind the Meter | Net-metered residential rooftop and canopy |  | None | Suntuity Solar LLC | AC Electric | Accepted | 2020-11-13 | 2020-11-17 | 2021-11-17 | Longi | LR4-60HPB-350M | Solar Panels |  | 0.35 | 16 | 112 | 33 |  | Fixed | Roof
NJSTRE1546050414 |  | Transition Incentive Program | Newfield | 8344 | 15 | 7.35 | Residential | Yes | Behind the Meter | Net-metered residential rooftop and canopy |  | None | Suntuity Solar LLC | Vineland Muni Electric | Accepted | 2020-11-13 | 2020-11-17 | 2021-11-17 | Enphase Energy | IQ7-60-2-US | Inverters | 240 |  | 21 |  |  | 0.97 |  | Outdoor | Behind the PV Modules
NJSTRE1546050414 |  | Transition Incentive Program | Newfield | 8344 | 15 | 7.35 | Residential | Yes | Behind the Meter | Net-metered residential rooftop and canopy |  | None | Suntuity Solar LLC | Vineland Muni Electric | Accepted | 2020-11-13 | 2020-11-17 | 2021-11-17 | Longi | LR4-60HPB-350M | Solar Panels |  | 0.35 | 10 | 108 | 18 |  | Fixed | Roof
NJSTRE1546050414 |  | Transition Incentive Program | Newfield | 8344 | 15 | 7.35 | Residential | Yes | Behind the Meter | Net-metered residential rooftop and canopy |  | None | Suntuity Solar LLC | Vineland Muni Electric | Accepted | 2020-11-13 | 2020-11-17 | 2021-11-17 | Longi | LR4-60HPB-350M | Solar Panels |  | 0.35 | 11 | 288 | 18 |  | Fixed | Roof
NJSTRE1546050415 |  | Transition Incentive Program | Cherry Hill | 8002 | 14 | 8.75 | Residential | Yes | Behind the Meter | Net-metered residential rooftop and canopy |  | None | Suntuity Solar LLC | PSE&G | Accepted | 2020-11-13 | 2020-11-17 | 2021-11-17 | Enphase Energy | IQ7-60-2-US | Inverters | 240 |  | 25 |  |  | 0.97 |  | Outdoor | Behind the PV Modules
NJSTRE1546050415 |  | Transition Incentive Program | Cherry Hill | 8002 | 14 | 8.75 | Residential | Yes | Behind the Meter | Net-metered residential rooftop and canopy |  | None | Suntuity Solar LLC | PSE&G | Accepted | 2020-11-13 | 2020-11-17 | 2021-11-17 | Longi | LR4-60HPB-350M | Solar Panels |  | 0.35 | 8 | 119 | 24 |  | Fixed | Roof
NJSTRE1546050415 |  | Transition Incentive Program | Cherry Hill | 8002 | 14 | 8.75 | Residential | Yes | Behind the Meter | Net-metered residential rooftop and canopy |  | None | Suntuity Solar LLC | PSE&G | Accepted | 2020-11-13 | 2020-11-17 | 2021-11-17 | Longi | LR4-60HPB-350M | Solar Panels |  | 0.35 | 8 | 119 | 24 |  | Fixed | Roof
NJSTRE1546050415 |  | Transition Incentive Program | Cherry Hill | 8002 | 14 | 8.75 | Residential | Yes | Behind the Meter | Net-metered residential rooftop and canopy |  | None | Suntuity Solar LLC | PSE&G | Accepted | 2020-11-13 | 2020-11-17 | 2021-11-17 | Longi | LR4-60HPB-350M | Solar Panels |  | 0.35 | 9 | 299 | 24 |  | Fixed | Roof
NJSTRE1546050416 |  | Transition Incentive Program | Sewell | 8080 | 15 | 11.2 | Residential | Yes | Behind the Meter | Net-metered residential rooftop and canopy |  | None | Suntuity Solar LLC | AC Electric | Accepted | 2020-11-13 | 2020-11-17 | 2021-11-17 | Enphase Energy | IQ7-60-2-US | Inverters | 240 |  | 32 |  |  | 0.97 |  | Outdoor | Behind the PV Modules
NJSTRE1546050416 |  | Transition Incentive Program | Sewell | 8080 | 15 | 11.2 | Residential | Yes | Behind the Meter | Net-metered residential rooftop and canopy |  | None | Suntuity Solar LLC | AC Electric | Accepted | 2020-11-13 | 2020-11-17 | 2021-11-17 | Longi | LR4-60HPB-350M | Solar Panels |  | 0.35 | 11 | 234 | 25 |  | Fixed | Roof
NJSTRE1546050416 |  | Transition Incentive Program | Sewell | 8080 | 15 | 11.2 | Residential | Yes | Behind the Meter | Net-metered residential rooftop and canopy |  | None | Suntuity Solar LLC | AC Electric | Accepted | 2020-11-13 | 2020-11-17 | 2021-11-17 | Longi | LR4-60HPB-350M | Solar Panels |  | 0.35 | 7 | 54 | 25 |  | Fixed | Roof
NJSTRE1546050416 |  | Transition Incentive Program | Sewell | 8080 | 15 | 11.2 | Residential | Yes | Behind the Meter | Net-metered residential rooftop and canopy |  | None | Suntuity Solar LLC | AC Electric | Accepted | 2020-11-13 | 2020-11-17 | 2021-11-17 | Longi | LR4-60HPB-350M | Solar Panels |  | 0.35 | 7 | 234 | 23 |  | Fixed | Roof
NJSTRE1546050416 |  | Transition Incentive Program | Sewell | 8080 | 15 | 11.2 | Residential | Yes | Behind the Meter | Net-metered residential rooftop and canopy |  | None | Suntuity Solar LLC | AC Electric | Accepted | 2020-11-13 | 2020-11-17 | 2021-11-17 | Longi | LR4-60HPB-350M | Solar Panels |  | 0.35 | 7 | 54 | 23 |  | Fixed | Roof
NJSTRE1546050419 |  | Transition Incentive Program | Vauxhall | 7088 | 10 | 7.26 | Residential | Yes | Behind the Meter | Net-metered residential rooftop and canopy |  | None | Posigen NJ LLC | PSE&G | Accepted | 2020-11-13 | 2020-11-17 | 2021-11-17 | SolarEdge | SE7600H-US | Inverters | 7600 |  | 1 |  |  | 0.99 |  | Outside | within ten feet of meter
NJSTRE1546050419 |  | Transition Incentive Program | Vauxhall | 7088 | 10 | 7.26 | Residential | Yes | Behind the Meter | Net-metered residential rooftop and canopy |  | None | Posigen NJ LLC | PSE&G | Accepted | 2020-11-13 | 2020-11-17 | 2021-11-17 | Silfab | SIL330HL | Solar Panels |  | 0.33 | 22 | 79259 | 15 |  | Fixed | Roof
NJSTRE1546050422 |  | Transition Incentive Program | Toms Rivert | 8755 | 18 | 4.36 | Residential | Yes | Behind the Meter | Net-metered residential rooftop and canopy |  | None | Vision Solar LLC | JCP&L | Accepted | 2020-11-13 | 2020-11-17 | 2021-11-17 | ENPHASE | IQ7-60-2-US | Inverters | 0.24 |  | 13 |  |  | 0.96 |  | Other | BEHIND EACH PANEL
NJSTRE1546050422 |  | Transition Incentive Program | Toms Rivert | 8755 | 18 | 4.36 | Residential | Yes | Behind the Meter | Net-metered residential rooftop and canopy |  | None | Vision Solar LLC | JCP&L | Accepted | 2020-11-13 | 2020-11-17 | 2021-11-17 | HANWHA Q-CELLS | Q.PEAK DUO BLK-G6+ 335 | Solar Panels |  | 0.335 | 13 | 104 | 32 |  | Fixed | Roof
NJSTRE1546050423 |  | Transition Incentive Program | Bergenfield | 7621 | 7 | 7.26 | Residential | Yes | Behind the Meter | Net-metered residential rooftop and canopy |  | None | Posigen NJ LLC | PSE&G | Accepted | 2020-11-13 | 2020-11-17 | 2021-11-17 | SolarEdge | SE7600H-US | Inverters | 7600 |  | 1 |  |  | 0.99 |  | Outside | within ten feet of meter
NJSTRE1546050423 |  | Transition Incentive Program | Bergenfield | 7621 | 7 | 7.26 | Residential | Yes | Behind the Meter | Net-metered residential rooftop and canopy |  | None | Posigen NJ LLC | PSE&G | Accepted | 2020-11-13 | 2020-11-17 | 2021-11-17 | Silfab | SIL330HL | Solar Panels |  | 0.33 | 22 | 196 | 25 |  | Fixed | Roof
NJSTRE1546050427 |  | Transition Incentive Program | Bayville | 8721 | 18 | 8.71 | Residential | Yes | Behind the Meter | Net-metered residential rooftop and canopy |  | None | Vision Solar LLC | JCP&L | Accepted | 2020-11-13 | 2020-11-17 | 2021-11-17 | ENPHASE | IQ7-60-2-US | Inverters | 0.24 |  | 26 |  |  | 0.96 |  | Other | BEHIND EACH PANEL
NJSTRE1546050427 |  | Transition Incentive Program | Bayville | 8721 | 18 | 8.71 | Residential | Yes | Behind the Meter | Net-metered residential rooftop and canopy |  | None | Vision Solar LLC | JCP&L | Accepted | 2020-11-13 | 2020-11-17 | 2021-11-17 | HANWHA Q-CELLS | Q.PEAK DUO BLK-G6+ 335 | Solar Panels |  | 0.335 | 1 | 270 | 25 |  | Fixed | Roof
NJSTRE1546050427 |  | Transition Incentive Program | Bayville | 8721 | 18 | 8.71 | Residential | Yes | Behind the Meter | Net-metered residential rooftop and canopy |  | None | Vision Solar LLC | JCP&L | Accepted | 2020-11-13 | 2020-11-17 | 2021-11-17 | HANWHA Q-CELLS | Q.PEAK DUO BLK-G6+ 335 | Solar Panels |  | 0.335 | 6 | 90 | 22 |  | Fixed | Roof
NJSTRE1546050427 |  | Transition Incentive Program | Bayville | 8721 | 18 | 8.71 | Residential | Yes | Behind the Meter | Net-metered residential rooftop and canopy |  | None | Vision Solar LLC | JCP&L | Accepted | 2020-11-13 | 2020-11-17 | 2021-11-17 | HANWHA Q-CELLS | Q.PEAK DUO BLK-G6+ 335 | Solar Panels |  | 0.335 | 4 | 180 | 22 |  | Fixed | Roof
NJSTRE1546050427 |  | Transition Incentive Program | Bayville | 8721 | 18 | 8.71 | Residential | Yes | Behind the Meter | Net-metered residential rooftop and canopy |  | None | Vision Solar LLC | JCP&L | Accepted | 2020-11-13 | 2020-11-17 | 2021-11-17 | HANWHA Q-CELLS | Q.PEAK DUO BLK-G6+ 335 | Solar Panels |  | 0.335 | 12 | 270 | 22 |  | Fixed | Roof
NJSTRE1546050427 |  | Transition Incentive Program | Bayville | 8721 | 18 | 8.71 | Residential | Yes | Behind the Meter | Net-metered residential rooftop and canopy |  | None | Vision Solar LLC | JCP&L | Accepted | 2020-11-13 | 2020-11-17 | 2021-11-17 | HANWHA Q-CELLS | Q.PEAK DUO BLK-G6+ 335 | Solar Panels |  | 0.335 | 3 | 270 | 20 |  | Fixed | Roof
NJSTRE1546050431 |  | Transition Incentive Program | Haddonfield | 8033 | 14 | 6.5 | Residential | No | Behind the Meter | Net-metered residential rooftop and canopy |  | None | SunnyMac LLC | PSE&G | Accepted | 2020-11-17 | 2020-11-17 | 2021-11-17 | Solaredge | SE5000H-US | Inverters | 5000 |  | 1 |  |  | 0.99 |  | Outdoor | Next to Meter
NJSTRE1546050431 |  | Transition Incentive Program | Haddonfield | 8033 | 14 | 6.5 | Residential | No | Behind the Meter | Net-metered residential rooftop and canopy |  | None | SunnyMac LLC | PSE&G | Accepted | 2020-11-17 | 2020-11-17 | 2021-11-17 | REC | TwinPeak 2 Mono | Solar Panels |  | 0.325 | 6 | 224 | 20 |  | Fixed | Roof
NJSTRE1546050431 |  | Transition Incentive Program | Haddonfield | 8033 | 14 | 6.5 | Residential | No | Behind the Meter | Net-metered residential rooftop and canopy |  | None | SunnyMac LLC | PSE&G | Accepted | 2020-11-17 | 2020-11-17 | 2021-11-17 | REC | TwinPeak 2 Mono | Solar Panels |  | 0.325 | 8 | 315 | 14 |  | Fixed | Roof
NJSTRE1546050431 |  | Transition Incentive Program | Haddonfield | 8033 | 14 | 6.5 | Residential | No | Behind the Meter | Net-metered residential rooftop and canopy |  | None | SunnyMac LLC | PSE&G | Accepted | 2020-11-17 | 2020-11-17 | 2021-11-17 | REC | TwinPeak 2 Mono | Solar Panels |  | 0.325 | 6 | 44 | 20 |  | Fixed | Roof
NJSTRE1546050433 |  | Transition Incentive Program | Marlton | 8053 | 13 | 8.64 | Residential | No | Behind the Meter | Net-metered residential rooftop and canopy |  | None | Solar Mite Solutions | PSE&G | Accepted | 2020-11-13 | 2020-11-18 | 2021-11-18 | Enphase Energy | IQ7-60-2 | Inverters | 0.24 |  | 27 |  |  | 0.98 |  | Outdoor | Under Solar Modules
NJSTRE1546050433 |  | Transition Incentive Program | Marlton | 8053 | 13 | 8.64 | Residential | No | Behind the Meter | Net-metered residential rooftop and canopy |  | None | Solar Mite Solutions | PSE&G | Accepted | 2020-11-13 | 2020-11-18 | 2021-11-18 | Hanwha | Q.PEAK DUO BLK-G5 | Solar Panels |  | 0.32 | 7 | 262 | 22 |  | Fixed | Roof | Array 2
NJSTRE1546050433 |  | Transition Incentive Program | Marlton | 8053 | 13 | 8.64 | Residential | No | Behind the Meter | Net-metered residential rooftop and canopy |  | None | Solar Mite Solutions | PSE&G | Accepted | 2020-11-13 | 2020-11-18 | 2021-11-18 | Hanwha | Q.PEAK DUO BLK-G5 | Solar Panels |  | 0.32 | 8 | 82 | 22 |  | Fixed | Roof | Array 3
NJSTRE1546050433 |  | Transition Incentive Program | Marlton | 8053 | 13 | 8.64 | Residential | No | Behind the Meter | Net-metered residential rooftop and canopy |  | None | Solar Mite Solutions | PSE&G | Accepted | 2020-11-13 | 2020-11-18 | 2021-11-18 | Hanwha | Q.PEAK DUO BLK-G5 | Solar Panels |  | 0.32 | 12 | 172 | 26 |  | Fixed | Roof | Array 1
NJSTRE1546050434 |  | Transition Incentive Program | Monroe | 8831 | 11 | 21.6 | Residential | No | Behind the Meter | Net-metered residential rooftop and canopy |  | None | Impact Solar LLC | JCP&L | Accepted | 2020-11-13 | 2020-11-17 | 2021-11-17 | Enphase | Envoy | Meters |  |  | 1 |  |  |  | Yes | Indoor
NJSTRE1546050434 |  | Transition Incentive Program | Monroe | 8831 | 11 | 21.6 | Residential | No | Behind the Meter | Net-metered residential rooftop and canopy |  | None | Impact Solar LLC | JCP&L | Accepted | 2020-11-13 | 2020-11-17 | 2021-11-17 | Enphase | IQ7PLUS-72-2-US | Inverters | 290 |  | 60 |  |  | 0.96 |  | Outdoor | under panel on roof
NJSTRE1546050434 |  | Transition Incentive Program | Monroe | 8831 | 11 | 21.6 | Residential | No | Behind the Meter | Net-metered residential rooftop and canopy |  | None | Impact Solar LLC | JCP&L | Accepted | 2020-11-13 | 2020-11-17 | 2021-11-17 | LG | LG360Q1C-A5 | Solar Panels |  | 0.36 | 11 | 90 | 34 |  | Fixed | Roof
NJSTRE1546050434 |  | Transition Incentive Program | Monroe | 8831 | 11 | 21.6 | Residential | No | Behind the Meter | Net-metered residential rooftop and canopy |  | None | Impact Solar LLC | JCP&L | Accepted | 2020-11-13 | 2020-11-17 | 2021-11-17 | LG | LG360Q1C-A5 | Solar Panels |  | 0.36 | 44 | 270 | 34 |  | Fixed | Roof
NJSTRE1546050434 |  | Transition Incentive Program | Monroe | 8831 | 11 | 21.6 | Residential | No | Behind the Meter | Net-metered residential rooftop and canopy |  | None | Impact Solar LLC | JCP&L | Accepted | 2020-11-13 | 2020-11-17 | 2021-11-17 | LG | LG360Q1C-A5 | Solar Panels |  | 0.36 | 5 | 180 | 34 |  | Fixed | Roof
NJSTRE1546050443 |  | Transition Incentive Program | Cherry Hill | 8002 | 14 | 7.26 | Residential | Yes | Behind the Meter | Net-metered residential rooftop and canopy |  | None | Posigen NJ LLC | PSE&G | Accepted | 2020-11-13 | 2020-11-17 | 2021-11-17 | SolarEdge | SE7600H-US | Inverters | 7600 |  | 1 |  |  | 0.99 |  | Outside | within ten feet of meter
NJSTRE1546050443 |  | Transition Incentive Program | Cherry Hill | 8002 | 14 | 7.26 | Residential | Yes | Behind the Meter | Net-metered residential rooftop and canopy |  | None | Posigen NJ LLC | PSE&G | Accepted | 2020-11-13 | 2020-11-17 | 2021-11-17 | Silfab | SIL330HL | Solar Panels |  | 0.33 | 22 | 100 | 20 |  | Fixed | Roof
NJSTRE1546050450 |  | Transition Incentive Program | Manahawkin | 8050 | 18 | 11.52 | Residential | Yes | Behind the Meter | Net-metered residential rooftop and canopy |  | None | Solar Mite Solutions | AC Electric | Accepted | 2020-11-13 | 2020-11-25 | 2021-11-25 | Enphase | IQ7-60-2 | Inverters | 0.24 |  | 36 |  |  | 0.98 |  | Outdoor | Under solar modules
NJSTRE1546050450 |  | Transition Incentive Program | Manahawkin | 8050 | 18 | 11.52 | Residential | Yes | Behind the Meter | Net-metered residential rooftop and canopy |  | None | Solar Mite Solutions | AC Electric | Accepted | 2020-11-13 | 2020-11-25 | 2021-11-25 | Hanwha | Q.PEAK DUO BLK-G5 | Solar Panels |  | 0.32 | 14 | 106 | 30 |  | Fixed | Roof | Array 1,2,3
NJSTRE1546050450 |  | Transition Incentive Program | Manahawkin | 8050 | 18 | 11.52 | Residential | Yes | Behind the Meter | Net-metered residential rooftop and canopy |  | None | Solar Mite Solutions | AC Electric | Accepted | 2020-11-13 | 2020-11-25 | 2021-11-25 | Hanwha | Q.PEAK DUO BLK-G5 | Solar Panels |  | 0.32 | 1 | 196 | 30 |  | Fixed | Roof | Array 4
NJSTRE1546050450 |  | Transition Incentive Program | Manahawkin | 8050 | 18 | 11.52 | Residential | Yes | Behind the Meter | Net-metered residential rooftop and canopy |  | None | Solar Mite Solutions | AC Electric | Accepted | 2020-11-13 | 2020-11-25 | 2021-11-25 | Hanwha | Q.PEAK DUO BLK-G5 | Solar Panels |  | 0.32 | 21 | 286 | 30 |  | Fixed | Roof | array 5 & 6
NJSTRE1546050457 |  | Transition Incentive Program | Hampton | 8827 | 4 | 14.43 | Residential | No | Behind the Meter | Net-metered residential rooftop and canopy |  | None | Whitman Construction, LLC | JCP&L | Accepted | 2020-11-13 | 2020-11-17 | 2021-11-17 | enphase energy | iq7plus-72-2-us | Inverters | 295 |  | 36 |  |  | 0.975 |  | Outdoor | microinverters located under modules
NJSTRE1546050457 |  | Transition Incentive Program | Hampton | 8827 | 4 | 14.43 | Residential | No | Behind the Meter | Net-metered residential rooftop and canopy |  | None | Whitman Construction, LLC | JCP&L | Accepted | 2020-11-13 | 2020-11-17 | 2021-11-17 | solaria power | xt 370r pd | Solar Panels |  | 0.37 | 27 | 129 | 25 |  | Fixed | Roof
NJSTRE1546050457 |  | Transition Incentive Program | Hampton | 8827 | 4 | 14.43 | Residential | No | Behind the Meter | Net-metered residential rooftop and canopy |  | None | Whitman Construction, LLC | JCP&L | Accepted | 2020-11-13 | 2020-11-17 | 2021-11-17 | solaria panel | xt 370r pd | Solar Panels |  | 0.37 | 12 | 129 | 25 |  | Fixed | Roof
NJSTRE1546050472 |  | Transition Incentive Program | Randolph | 7869 | 3 | 8.16 | Residential | Yes | Behind the Meter | Net-metered residential rooftop and canopy |  | None | Tesla Energy Operations Inc. | JCP&L | Accepted | 2020-11-13 | 2020-11-17 | 2021-11-17 | SolarEdge Technologies | SE7600H-US [240V] | Inverters | 7600 |  | 1 |  |  | 0.99 |  | Outside | Outside
NJSTRE1546050472 |  | Transition Incentive Program | Randolph | 7869 | 3 | 8.16 | Residential | Yes | Behind the Meter | Net-metered residential rooftop and canopy |  | None | Tesla Energy Operations Inc. | JCP&L | Accepted | 2020-11-13 | 2020-11-17 | 2021-11-17 | Hanwha Q-CELLS | Q.Peak DUO BLK-G6+ 340 | Solar Panels |  | 0.34 | 12 | 203 | 10 |  | Fixed | Roof
NJSTRE1546050472 |  | Transition Incentive Program | Randolph | 7869 | 3 | 8.16 | Residential | Yes | Behind the Meter | Net-metered residential rooftop and canopy |  | None | Tesla Energy Operations Inc. | JCP&L | Accepted | 2020-11-13 | 2020-11-17 | 2021-11-17 | Hanwha Q-CELLS | Q.Peak DUO BLK-G6+ 340 | Solar Panels |  | 0.34 | 12 | 203 | 32 |  | Fixed | Roof
NJSTRE1546050474 |  | Transition Incentive Program | Hopatcong | 7843 | 1 | 8.38 | Residential | Yes | Behind the Meter | Net-metered residential rooftop and canopy |  | None | Bright Planet Solar | JCP&L | Accepted | 2020-11-13 | 2020-11-17 | 2021-11-17 | SOLAR EDGE | SE7600H-USRGM | Inverters | 7600 |  | 1 |  |  | 0.98 |  | Outdoor | OUTSIDE
NJSTRE1546050474 |  | Transition Incentive Program | Hopatcong | 7843 | 1 | 8.38 | Residential | Yes | Behind the Meter | Net-metered residential rooftop and canopy |  | None | Bright Planet Solar | JCP&L | Accepted | 2020-11-13 | 2020-11-17 | 2021-11-17 | LG | LG335N1C-A5 | Solar Panels |  | 0.335 | 8 | 288 | 26 |  | Fixed | Roof
NJSTRE1546050474 |  | Transition Incentive Program | Hopatcong | 7843 | 1 | 8.38 | Residential | Yes | Behind the Meter | Net-metered residential rooftop and canopy |  | None | Bright Planet Solar | JCP&L | Accepted | 2020-11-13 | 2020-11-17 | 2021-11-17 | LG | LG335N1C-A5 | Solar Panels |  | 0.335 | 8 | 107 | 26 |  | Fixed | Roof
NJSTRE1546050474 |  | Transition Incentive Program | Hopatcong | 7843 | 1 | 8.38 | Residential | Yes | Behind the Meter | Net-metered residential rooftop and canopy |  | None | Bright Planet Solar | JCP&L | Accepted | 2020-11-13 | 2020-11-17 | 2021-11-17 | LG | LG335N1C-A5 | Solar Panels |  | 0.335 | 6 | 17 | 26 |  | Fixed | Roof
NJSTRE1546050474 |  | Transition Incentive Program | Hopatcong | 7843 | 1 | 8.38 | Residential | Yes | Behind the Meter | Net-metered residential rooftop and canopy |  | None | Bright Planet Solar | JCP&L | Accepted | 2020-11-13 | 2020-11-17 | 2021-11-17 | LG | LG335N1C-A5 | Solar Panels |  | 0.335 | 3 | 195 | 26 |  | Fixed | Roof
NJSTRE1546050487 |  | Transition Incentive Program | Morganville | 7751 | 17 | 10.88 | Residential | Yes | Behind the Meter | Net-metered residential rooftop and canopy |  | None | Tesla Energy Operations Inc. | JCP&L | Accepted | 2020-11-13 | 2020-11-17 | 2021-11-17 | SolarEdge Technologies | SE10000H-US [240V] | Inverters | 10000 |  | 1 |  |  | 0.99 |  | Outside | Outside
NJSTRE1546050487 |  | Transition Incentive Program | Morganville | 7751 | 17 | 10.88 | Residential | Yes | Behind the Meter | Net-metered residential rooftop and canopy |  | None | Tesla Energy Operations Inc. | JCP&L | Accepted | 2020-11-13 | 2020-11-17 | 2021-11-17 | Hanwha Q-CELLS | Q.Peak DUO BLK-G6+ 340 | Solar Panels |  | 0.34 | 9 | 230 | 45 |  | Fixed | Roof
NJSTRE1546050487 |  | Transition Incentive Program | Morganville | 7751 | 17 | 10.88 | Residential | Yes | Behind the Meter | Net-metered residential rooftop and canopy |  | None | Tesla Energy Operations Inc. | JCP&L | Accepted | 2020-11-13 | 2020-11-17 | 2021-11-17 | Hanwha Q-CELLS | Q.Peak DUO BLK-G6+ 340 | Solar Panels |  | 0.34 | 23 | 140 | 35 |  | Fixed | Roof
NJSTRE1546050516 |  | Transition Incentive Program | Cranbury TWP | 8512 | 11 | 16.32 | Residential | Yes | Behind the Meter | Net-metered residential rooftop and canopy |  | None | Tesla Energy Operations Inc. | PSE&G | Accepted | 2020-11-13 | 2020-11-17 | 2021-11-17 | Tesla | AC Powerwall 2.0 | Electric Storage Battery |  |  | 4 |  |  |  | Lithium Ion |  | Inside
NJSTRE1546050516 |  | Transition Incentive Program | Cranbury TWP | 8512 | 11 | 16.32 | Residential | Yes | Behind the Meter | Net-metered residential rooftop and canopy |  | None | Tesla Energy Operations Inc. | PSE&G | Accepted | 2020-11-13 | 2020-11-17 | 2021-11-17 | SolarEdge Technologies | SE7600H-US [240V] | Inverters | 7600 |  | 2 |  |  | 0.99 |  | Indoor | Inside
NJSTRE1546050516 |  | Transition Incentive Program | Cranbury TWP | 8512 | 11 | 16.32 | Residential | Yes | Behind the Meter | Net-metered residential rooftop and canopy |  | None | Tesla Energy Operations Inc. | PSE&G | Accepted | 2020-11-13 | 2020-11-17 | 2021-11-17 | Hanwha Q-CELLS | Q.Peak DUO BLK-G6+ 340 | Solar Panels |  | 0.34 | 17 | 175 | 45 |  | Fixed | Roof
NJSTRE1546050516 |  | Transition Incentive Program | Cranbury TWP | 8512 | 11 | 16.32 | Residential | Yes | Behind the Meter | Net-metered residential rooftop and canopy |  | None | Tesla Energy Operations Inc. | PSE&G | Accepted | 2020-11-13 | 2020-11-17 | 2021-11-17 | Hanwha Q-CELLS | Q.Peak DUO BLK-G6+ 340 | Solar Panels |  | 0.34 | 13 | 142 | 45 |  | Fixed | Roof
NJSTRE1546050516 |  | Transition Incentive Program | Cranbury TWP | 8512 | 11 | 16.32 | Residential | Yes | Behind the Meter | Net-metered residential rooftop and canopy |  | None | Tesla Energy Operations Inc. | PSE&G | Accepted | 2020-11-13 | 2020-11-17 | 2021-11-17 | Hanwha Q-CELLS | Q.Peak DUO BLK-G6+ 340 | Solar Panels |  | 0.34 | 18 | 142 | 45 |  | Fixed | Roof
NJSTRE1546050524 |  | Transition Incentive Program | Matawan | 7747 | 17 | 7.02 | Residential | Yes | Behind the Meter | Net-metered residential rooftop and canopy |  | None | Bright Planet Solar | JCP&L | Accepted | 2020-11-13 | 2020-11-17 | 2021-11-17 | SOLAR EDGE | SE6000H-USRGM | Inverters | 6000 |  | 1 |  |  | 0.98 |  | Outdoor | OUTSIDE
NJSTRE1546050524 |  | Transition Incentive Program | Matawan | 7747 | 17 | 7.02 | Residential | Yes | Behind the Meter | Net-metered residential rooftop and canopy |  | None | Bright Planet Solar | JCP&L | Accepted | 2020-11-13 | 2020-11-17 | 2021-11-17 | LONGI | LR6-60HPB-305M | Solar Panels |  | 0.305 | 23 | 228 | 18 |  | Fixed | Roof
NJSTRE1546050539 |  | Transition Incentive Program | Harrison Town | 7029 | 8 | 4.34 | Residential | Yes | Behind the Meter | Net-metered residential rooftop and canopy |  | None | Bright Planet Solar | PSE&G | Accepted | 2020-11-13 | 2020-11-25 | 2021-11-25 | SOLAR EDGE | SE3800H-USRGM | Inverters | 3800 |  | 1 |  |  | 0.98 |  | Outdoor | OUTSIDE
NJSTRE1546050539 |  | Transition Incentive Program | Harrison Town | 7029 | 8 | 4.34 | Residential | Yes | Behind the Meter | Net-metered residential rooftop and canopy |  | None | Bright Planet Solar | PSE&G | Accepted | 2020-11-13 | 2020-11-25 | 2021-11-25 | HANWHA Q-CELLS | Q.PEAK DUO BLK-G5 310W | Solar Panels |  | 0.31 | 3 | 86 | 18 |  | Fixed | Roof
NJSTRE1546050539 |  | Transition Incentive Program | Harrison Town | 7029 | 8 | 4.34 | Residential | Yes | Behind the Meter | Net-metered residential rooftop and canopy |  | None | Bright Planet Solar | PSE&G | Accepted | 2020-11-13 | 2020-11-25 | 2021-11-25 | HANWHA Q-CELLS | Q.PEAK DUO BLK-G5 310W | Solar Panels |  | 0.31 | 9 | 267 | 18 |  | Fixed | Roof
NJSTRE1546050539 |  | Transition Incentive Program | Harrison Town | 7029 | 8 | 4.34 | Residential | Yes | Behind the Meter | Net-metered residential rooftop and canopy |  | None | Bright Planet Solar | PSE&G | Accepted | 2020-11-13 | 2020-11-25 | 2021-11-25 | HANWHA Q-CELLS | Q.PEAK DUO BLK-G5 310W | Solar Panels |  | 0.31 | 2 | 177 | 18 |  | Fixed | Roof
NJSTRE1546050540 |  | Transition Incentive Program | Bayonne | 7002 | 8 | 3.92 | Residential | No | Behind the Meter | Net-metered residential rooftop and canopy |  | PSEG | Vision Solar LLC | PSE&G | Accepted | 2020-11-13 | 2020-11-17 | 2021-11-17 | SUNPOWER | 12 - SUNPOWER TYPE E | Inverters | 0.24 |  | 12 |  |  | 0.96 |  | Other | BEHIND EACH PANEL
NJSTRE1546050540 |  | Transition Incentive Program | Bayonne | 7002 | 8 | 3.92 | Residential | No | Behind the Meter | Net-metered residential rooftop and canopy |  | PSEG | Vision Solar LLC | PSE&G | Accepted | 2020-11-13 | 2020-11-17 | 2021-11-17 | SUNPOWER | 12 - SUNPOWER E20-327-E-AC | Solar Panels |  | 0.327 | 12 | 123 | 30 |  | Fixed | Roof
NJSTRE1546050561 |  | Transition Incentive Program | Cherry Hill | 8002 | 14 | 8.13 | Residential | No | Behind the Meter | Net-metered residential rooftop and canopy |  | None | SunnyMac LLC | PSE&G | Accepted | 2020-11-13 | 2020-11-17 | 2021-11-17 | Solaredge | SE6000H-US | Inverters | 6000 |  | 1 |  |  | 0.99 |  | Outdoor | Next to Meter
NJSTRE1546050561 |  | Transition Incentive Program | Cherry Hill | 8002 | 14 | 8.13 | Residential | No | Behind the Meter | Net-metered residential rooftop and canopy |  | None | SunnyMac LLC | PSE&G | Accepted | 2020-11-13 | 2020-11-17 | 2021-11-17 | REC | TwinPeak 2 Mono | Solar Panels |  | 0.325 | 25 | 263 | 18 |  | Fixed | Roof
NJSTRE1546050573 |  | Transition Incentive Program | Carteret | 7008 | 11 | 6.5 | Residential | Yes | Behind the Meter | Net-metered residential rooftop and canopy |  | None | EMT Renewables | PSE&G | Accepted | 2020-11-13 | 2020-11-17 | 2021-11-17 | Enphase | IQ7-60-2-US | Inverters | 240 |  | 20 |  |  | 0.97 |  | Outside | under panels
NJSTRE1546050573 |  | Transition Incentive Program | Carteret | 7008 | 11 | 6.5 | Residential | Yes | Behind the Meter | Net-metered residential rooftop and canopy |  | None | EMT Renewables | PSE&G | Accepted | 2020-11-13 | 2020-11-17 | 2021-11-17 | Trina | TSM-325-DD06M.05(II) | Solar Panels |  | 0.325 | 9 | 97 | 36 |  | Fixed | Roof
NJSTRE1546050573 |  | Transition Incentive Program | Carteret | 7008 | 11 | 6.5 | Residential | Yes | Behind the Meter | Net-metered residential rooftop and canopy |  | None | EMT Renewables | PSE&G | Accepted | 2020-11-13 | 2020-11-17 | 2021-11-17 | Trina | TSM-325-DD06M.05(II) | Solar Panels |  | 0.325 | 11 | 277 | 36 |  | Fixed | Roof
NJSTRE1546050578 |  | Transition Incentive Program | Hamilton Twp Mer | 8610 | 12 | 6.41 | Residential | No | Behind the Meter | Net-metered residential rooftop and canopy |  | None | Bright Planet Solar | PSE&G | Accepted | 2020-11-13 | 2020-11-17 | 2021-11-17 | SOLAR EDGE | SE5000H-USRGM | Inverters | 5000 |  | 1 |  |  | 0.98 |  | Outdoor | OUTSIDE
NJSTRE1546050578 |  | Transition Incentive Program | Hamilton Twp Mer | 8610 | 12 | 6.41 | Residential | No | Behind the Meter | Net-metered residential rooftop and canopy |  | None | Bright Planet Solar | PSE&G | Accepted | 2020-11-13 | 2020-11-17 | 2021-11-17 | LONGI | LR6-60HPB-305M | Solar Panels |  | 0.305 | 21 | 253 | 33 |  | Fixed | Roof
NJSTRE1546050585 |  | Transition Incentive Program | Bayonne | 7002 | 8 | 8.83 | Residential | Yes | Behind the Meter | Net-metered residential rooftop and canopy |  | None | Vision Solar LLC | PSE&G | Accepted | 2020-11-13 | 2020-11-18 | 2021-11-18 | SUNPOWER | 27 - SUNPOWER TYPE E | Inverters | 0.24 |  | 27 |  |  | 0.96 |  | Other | BEHIND EACH PANEL
NJSTRE1546050585 |  | Transition Incentive Program | Bayonne | 7002 | 8 | 8.83 | Residential | Yes | Behind the Meter | Net-metered residential rooftop and canopy |  | None | Vision Solar LLC | PSE&G | Accepted | 2020-11-13 | 2020-11-18 | 2021-11-18 | SUNPOWER | 27 - SPR-E20-327-E-AC | Solar Panels |  | 0.327 | 8 | 123 | 30 |  | Fixed | Roof
NJSTRE1546050585 |  | Transition Incentive Program | Bayonne | 7002 | 8 | 8.83 | Residential | Yes | Behind the Meter | Net-metered residential rooftop and canopy |  | None | Vision Solar LLC | PSE&G | Accepted | 2020-11-13 | 2020-11-18 | 2021-11-18 | SUNPOWER | 27 - SPR-E20-327-E-AC | Solar Panels |  | 0.327 | 1 | 213 | 30 |  | Fixed | Roof
NJSTRE1546050585 |  | Transition Incentive Program | Bayonne | 7002 | 8 | 8.83 | Residential | Yes | Behind the Meter | Net-metered residential rooftop and canopy |  | None | Vision Solar LLC | PSE&G | Accepted | 2020-11-13 | 2020-11-18 | 2021-11-18 | SUNPOWER | 27 - SPR-E20-327-E-AC | Solar Panels |  | 0.327 | 18 | 303 | 30 |  | Fixed | Roof
NJSTRE1546050612 |  | Transition Incentive Program | Franklinville | 8322 | 15 | 9.1 | Residential | Yes | Behind the Meter | Net-metered residential rooftop and canopy |  | None | All Season Solar | AC Electric | Accepted | 2020-11-13 | 2020-11-17 | 2021-11-17 | Enphase | IQ7 | Inverters | 240 |  | 28 |  |  | 0.97 |  | Outdoor | under module
NJSTRE1546050612 |  | Transition Incentive Program | Franklinville | 8322 | 15 | 9.1 | Residential | Yes | Behind the Meter | Net-metered residential rooftop and canopy |  | None | All Season Solar | AC Electric | Accepted | 2020-11-13 | 2020-11-17 | 2021-11-17 | Trina | TSMDD06M.05II | Solar Panels |  | 0.325 | 20 | 129 | 18 |  | Fixed | Roof
NJSTRE1546050612 |  | Transition Incentive Program | Franklinville | 8322 | 15 | 9.1 | Residential | Yes | Behind the Meter | Net-metered residential rooftop and canopy |  | None | All Season Solar | AC Electric | Accepted | 2020-11-13 | 2020-11-17 | 2021-11-17 | Trina | TSMDD06M.05II | Solar Panels |  | 0.325 | 8 | 309 | 18 |  | Fixed | Roof
NJSTRE1546050630 |  | Transition Incentive Program | Pleasantville | 8232 | 19 | 9.75 | Residential | Yes | Behind the Meter | Net-metered residential rooftop and canopy |  | None | All Season Solar | AC Electric | Accepted | 2020-11-13 | 2020-11-17 | 2021-11-17 | Enphase | IQ7 | Inverters | 240 |  | 30 |  |  | 0.97 |  | Outdoor | under module
NJSTRE1546050630 |  | Transition Incentive Program | Pleasantville | 8232 | 19 | 9.75 | Residential | Yes | Behind the Meter | Net-metered residential rooftop and canopy |  | None | All Season Solar | AC Electric | Accepted | 2020-11-13 | 2020-11-17 | 2021-11-17 | Trina | TSMDD06M.05II | Solar Panels |  | 0.325 | 30 | 207 | 18 |  | Fixed | Roof
NJSTRE1546050636 |  | Transition Incentive Program | Toms River | 8757 | 18 | 6.18 | Residential | Yes | Behind the Meter | Net-metered residential rooftop and canopy |  | None | Reliable Power and Solar | JCP&L | Accepted | 2020-11-13 | 2020-11-17 | 2021-11-17 | Enphase | IQ7 | Inverters | 240 |  | 19 |  |  | 0.97 |  | Outdoor | roof
NJSTRE1546050636 |  | Transition Incentive Program | Toms River | 8757 | 18 | 6.18 | Residential | Yes | Behind the Meter | Net-metered residential rooftop and canopy |  | None | Reliable Power and Solar | JCP&L | Accepted | 2020-11-13 | 2020-11-17 | 2021-11-17 | Trina | tsmdd05 | Solar Panels |  | 0.325 | 19 | 263 | 20 |  | Fixed | Roof | roof
NJSTRE1546050650 |  | Transition Incentive Program | Williamstown | 8094 | 15 | 5.76 | Residential | Yes | Behind the Meter | Net-metered residential rooftop and canopy |  | None | Vivint Solar Developer, LLC | AC Electric | Accepted | 2020-11-13 | 2020-11-17 | 2021-11-17 | Solar Edge | SE3800H-US | Inverters | 3800 |  | 1 |  |  | 0.992 |  | Outdoor | Near the Utility Meter
NJSTRE1546050650 |  | Transition Incentive Program | Williamstown | 8094 | 15 | 5.76 | Residential | Yes | Behind the Meter | Net-metered residential rooftop and canopy |  | None | Vivint Solar Developer, LLC | AC Electric | Accepted | 2020-11-13 | 2020-11-17 | 2021-11-17 | JINKO SOLAR | JKM320M-60HBL | Solar Panels |  | 0.32 | 18 | 163 | 27 |  | Fixed | Roof
NJSTRE1546050666 |  | Transition Incentive Program | Brigantine | 8203 | 19 | 5.85 | Residential | Yes | Behind the Meter | Net-metered residential rooftop and canopy |  | None | All Season Solar | AC Electric | Accepted | 2020-11-13 | 2020-11-23 | 2021-11-23 | Enphase | IQ7 | Inverters | 240 |  | 18 |  |  | 0.97 |  | Outdoor | under module
NJSTRE1546050666 |  | Transition Incentive Program | Brigantine | 8203 | 19 | 5.85 | Residential | Yes | Behind the Meter | Net-metered residential rooftop and canopy |  | None | All Season Solar | AC Electric | Accepted | 2020-11-13 | 2020-11-23 | 2021-11-23 | Trina | TSMDD06M.05II | Solar Panels |  | 0.325 | 10 | 227 | 21 |  | Fixed | Roof
NJSTRE1546050666 |  | Transition Incentive Program | Brigantine | 8203 | 19 | 5.85 | Residential | Yes | Behind the Meter | Net-metered residential rooftop and canopy |  | None | All Season Solar | AC Electric | Accepted | 2020-11-13 | 2020-11-23 | 2021-11-23 | Trina | TSMDD06M.05II | Solar Panels |  | 0.325 | 8 | 47 | 21 |  | Fixed | Roof
NJSTRE1546050674 |  | Transition Incentive Program | Toms River | 8757 | 18 | 8.96 | Residential | No | Behind the Meter | Net-metered residential rooftop and canopy |  | None | Vivint Solar Developer, LLC | JCP&L | Accepted | 2020-11-13 | 2020-11-17 | 2021-11-17 | Solar Edge | SE7600H-US | Inverters | 7600 |  | 1 |  |  | 0.992 |  | Outdoor | Near the Utility Meter
NJSTRE1546050674 |  | Transition Incentive Program | Toms River | 8757 | 18 | 8.96 | Residential | No | Behind the Meter | Net-metered residential rooftop and canopy |  | None | Vivint Solar Developer, LLC | JCP&L | Accepted | 2020-11-13 | 2020-11-17 | 2021-11-17 | JINKO SOLAR | JKM320M-60HBL | Solar Panels |  | 0.32 | 28 | 347 | 30 |  | Fixed | Roof
NJSTRE1546050802 |  | Transition Incentive Program | Millville | 8332 | 20 | 4.02 | Residential | Yes | Behind the Meter | Net-metered residential rooftop and canopy |  | None | Freedom Forever New Jersey LLC | AC Electric | Accepted | 2020-11-29 | 2020-11-30 | 2021-11-30 | Solar Edge | SE3800H-US RGM | Inverters | 3800 |  | 1 |  |  | 0.99 |  | Outdoor | n/a
NJSTRE1546050802 |  | Transition Incentive Program | Millville | 8332 | 20 | 4.02 | Residential | Yes | Behind the Meter | Net-metered residential rooftop and canopy |  | None | Freedom Forever New Jersey LLC | AC Electric | Accepted | 2020-11-29 | 2020-11-30 | 2021-11-30 | LG | LG365Q1C-A5 | Solar Panels |  | 0.365 | 7 | 2 | 26 |  | Fixed | Roof | n/a
NJSTRE1546050802 |  | Transition Incentive Program | Millville | 8332 | 20 | 4.02 | Residential | Yes | Behind the Meter | Net-metered residential rooftop and canopy |  | None | Freedom Forever New Jersey LLC | AC Electric | Accepted | 2020-11-29 | 2020-11-30 | 2021-11-30 | LG | LG365Q1C-A5 | Solar Panels |  | 0.365 | 4 | 1 | 26 |  | Fixed | Roof | n/a
NJSTRE1546050813 |  | Transition Incentive Program | Delanco | 8075 | 13 | 7.71 | Residential | Yes | Behind the Meter | Net-metered residential rooftop and canopy |  | None | Vision Solar LLC | PSE&G | Accepted | 2020-11-13 | 2020-11-17 | 2021-11-17 | ENPHASE | IQ7-60-2-US | Inverters | 0.24 |  | 23 |  |  | 0.96 |  | Other | BEHIND EACH PANEL
NJSTRE1546050813 |  | Transition Incentive Program | Delanco | 8075 | 13 | 7.71 | Residential | Yes | Behind the Meter | Net-metered residential rooftop and canopy |  | None | Vision Solar LLC | PSE&G | Accepted | 2020-11-13 | 2020-11-17 | 2021-11-17 | HANWHA Q-CELLS | Q.PEAK DUO BLK-G6+ 335 | Solar Panels |  | 0.335 | 2 | 140 | 10 |  | Fixed | Roof
NJSTRE1546050813 |  | Transition Incentive Program | Delanco | 8075 | 13 | 7.71 | Residential | Yes | Behind the Meter | Net-metered residential rooftop and canopy |  | None | Vision Solar LLC | PSE&G | Accepted | 2020-11-13 | 2020-11-17 | 2021-11-17 | HANWHA Q-CELLS | Q.PEAK DUO BLK-G6+ 335 | Solar Panels |  | 0.335 | 4 | 320 | 50 |  | Fixed | Roof
NJSTRE1546050813 |  | Transition Incentive Program | Delanco | 8075 | 13 | 7.71 | Residential | Yes | Behind the Meter | Net-metered residential rooftop and canopy |  | None | Vision Solar LLC | PSE&G | Accepted | 2020-11-13 | 2020-11-17 | 2021-11-17 | HANWHA Q-CELLS | Q.PEAK DUO BLK-G6+ 335 | Solar Panels |  | 0.335 | 2 | 320 | 10 |  | Fixed | Roof
NJSTRE1546050813 |  | Transition Incentive Program | Delanco | 8075 | 13 | 7.71 | Residential | Yes | Behind the Meter | Net-metered residential rooftop and canopy |  | None | Vision Solar LLC | PSE&G | Accepted | 2020-11-13 | 2020-11-17 | 2021-11-17 | HANWHA Q-CELLS | Q.PEAK DUO BLK-G6+ 335 | Solar Panels |  | 0.335 | 5 | 140 | 17 |  | Fixed | Roof
NJSTRE1546050813 |  | Transition Incentive Program | Delanco | 8075 | 13 | 7.71 | Residential | Yes | Behind the Meter | Net-metered residential rooftop and canopy |  | None | Vision Solar LLC | PSE&G | Accepted | 2020-11-13 | 2020-11-17 | 2021-11-17 | HANWHA Q-CELLS | Q.PEAK DUO BLK-G6+ 335 | Solar Panels |  | 0.335 | 4 | 140 | 50 |  | Fixed | Roof
NJSTRE1546050813 |  | Transition Incentive Program | Delanco | 8075 | 13 | 7.71 | Residential | Yes | Behind the Meter | Net-metered residential rooftop and canopy |  | None | Vision Solar LLC | PSE&G | Accepted | 2020-11-13 | 2020-11-17 | 2021-11-17 | HANWHA Q-CELLS | Q.PEAK DUO BLK-G6+ 335 | Solar Panels |  | 0.335 | 6 | 140 | 10 |  | Fixed | Roof
NJSTRE1546050829 |  | Transition Incentive Program | Springfield | 7081 | 10 | 6.18 | Residential | Yes | Behind the Meter | Net-metered residential rooftop and canopy |  | None | Vivint Solar Developer, LLC | JCP&L | Accepted | 2020-12-04 | 2020-12-04 | 2021-12-04 | Solar Edge | SE7600H-US | Inverters | 7600 |  | 1 |  |  | 0.992 |  | Outdoor | Near the Utility Meter
NJSTRE1546050829 |  | Transition Incentive Program | Springfield | 7081 | 10 | 6.18 | Residential | Yes | Behind the Meter | Net-metered residential rooftop and canopy |  | None | Vivint Solar Developer, LLC | JCP&L | Accepted | 2020-12-04 | 2020-12-04 | 2021-12-04 | JINKO SOLAR | JKM325M-60HBL | Solar Panels |  | 0.325 | 3 | 127 | 33 |  | Fixed | Roof
NJSTRE1546050829 |  | Transition Incentive Program | Springfield | 7081 | 10 | 6.18 | Residential | Yes | Behind the Meter | Net-metered residential rooftop and canopy |  | None | Vivint Solar Developer, LLC | JCP&L | Accepted | 2020-12-04 | 2020-12-04 | 2021-12-04 | JINKO SOLAR | JKM325M-60HBL | Solar Panels |  | 0.325 | 10 | 217 | 33 |  | Fixed | Roof
NJSTRE1546050829 |  | Transition Incentive Program | Springfield | 7081 | 10 | 6.18 | Residential | Yes | Behind the Meter | Net-metered residential rooftop and canopy |  | None | Vivint Solar Developer, LLC | JCP&L | Accepted | 2020-12-04 | 2020-12-04 | 2021-12-04 | JINKO SOLAR | JKM325M-60HBL | Solar Panels |  | 0.325 | 6 | 37 | 33 |  | Fixed | Roof
NJSTRE1546050832 |  | Transition Incentive Program | Seaside Heights | 8751 | 18 | 2.88 | Residential | Yes | Behind the Meter | Net-metered residential rooftop and canopy |  | None | Vivint Solar Developer, LLC | JCP&L | Accepted | 2020-11-13 | 2020-11-17 | 2021-11-17 | Solar Edge | SE3800H-US | Inverters | 3800 |  | 1 |  |  | 0.992 |  | Outdoor | Near the Utility Meter
NJSTRE1546050832 |  | Transition Incentive Program | Seaside Heights | 8751 | 18 | 2.88 | Residential | Yes | Behind the Meter | Net-metered residential rooftop and canopy |  | None | Vivint Solar Developer, LLC | JCP&L | Accepted | 2020-11-13 | 2020-11-17 | 2021-11-17 | JINKO SOLAR | JKM320M-60HBL | Solar Panels |  | 0.32 | 9 | 185 | 22 |  | Fixed | Roof
NJSTRE1546050833 |  | Transition Incentive Program | West Berlin | 8091 | 14 | 10.15 | Residential | Yes | Behind the Meter | Net-metered residential rooftop and canopy |  | None | Pro Custom Solar dba Momentum Solar | AC Electric | Accepted | 2020-11-13 | 2020-11-17 | 2021-11-17 | Enphase | IQ7Plus-72-2-US | Inverters | 290 |  | 29 |  |  | 0.97 |  | Outdoor | Roof
NJSTRE1546050833 |  | Transition Incentive Program | West Berlin | 8091 | 14 | 10.15 | Residential | Yes | Behind the Meter | Net-metered residential rooftop and canopy |  | None | Pro Custom Solar dba Momentum Solar | AC Electric | Accepted | 2020-11-13 | 2020-11-17 | 2021-11-17 | LG ELECTRONICS | LG 350N1C-V5 | Solar Panels |  | 0.35 | 10 | 209 | 29 |  | Fixed | Roof
NJSTRE1546050833 |  | Transition Incentive Program | West Berlin | 8091 | 14 | 10.15 | Residential | Yes | Behind the Meter | Net-metered residential rooftop and canopy |  | None | Pro Custom Solar dba Momentum Solar | AC Electric | Accepted | 2020-11-13 | 2020-11-17 | 2021-11-17 | LG ELECTRONICS | LG 350N1C-V5 | Solar Panels |  | 0.35 | 6 | 28 | 29 |  | Fixed | Roof
NJSTRE1546050833 |  | Transition Incentive Program | West Berlin | 8091 | 14 | 10.15 | Residential | Yes | Behind the Meter | Net-metered residential rooftop and canopy |  | None | Pro Custom Solar dba Momentum Solar | AC Electric | Accepted | 2020-11-13 | 2020-11-17 | 2021-11-17 | LG ELECTRONICS | LG 350N1C-V5 | Solar Panels |  | 0.35 | 4 | 209 | 14 |  | Fixed | Roof
NJSTRE1546050833 |  | Transition Incentive Program | West Berlin | 8091 | 14 | 10.15 | Residential | Yes | Behind the Meter | Net-metered residential rooftop and canopy |  | None | Pro Custom Solar dba Momentum Solar | AC Electric | Accepted | 2020-11-13 | 2020-11-17 | 2021-11-17 | LG ELECTRONICS | LG 350N1C-V5 | Solar Panels |  | 0.35 | 9 | 119 | 11 |  | Fixed | Roof
NJSTRE1546050840 |  | Transition Incentive Program | 8201 | 8201 | 19 | 9.1 | Residential | Yes | Behind the Meter | Net-metered residential rooftop and canopy |  | None | All Season Solar | AC Electric | Accepted | 2020-11-13 | 2020-11-17 | 2021-11-17 | Enphase | IQ7 | Inverters | 240 |  | 28 |  |  | 0.97 |  | Outdoor | under module
NJSTRE1546050840 |  | Transition Incentive Program | 8201 | 8201 | 19 | 9.1 | Residential | Yes | Behind the Meter | Net-metered residential rooftop and canopy |  | None | All Season Solar | AC Electric | Accepted | 2020-11-13 | 2020-11-17 | 2021-11-17 | Trina | TSMDD06M.05II | Solar Panels |  | 0.325 | 3 | 106 | 23 |  | Fixed | Roof
NJSTRE1546050840 |  | Transition Incentive Program | 8201 | 8201 | 19 | 9.1 | Residential | Yes | Behind the Meter | Net-metered residential rooftop and canopy |  | None | All Season Solar | AC Electric | Accepted | 2020-11-13 | 2020-11-17 | 2021-11-17 | Trina | TSMDD06M.05II | Solar Panels |  | 0.325 | 25 | 186 | 23 |  | Fixed | Roof
NJSTRE1546050869 |  | Transition Incentive Program | Washington | 8080 | 15 | 8.96 | Residential | Yes | Behind the Meter | Net-metered residential rooftop and canopy |  | None | All Season Solar | AC Electric | Accepted | 2020-11-13 | 2020-11-17 | 2021-11-17 | Enphase | IQ7 | Inverters | 240 |  | 28 |  |  | 0.97 |  | Outdoor | under module
NJSTRE1546050869 |  | Transition Incentive Program | Washington | 8080 | 15 | 8.96 | Residential | Yes | Behind the Meter | Net-metered residential rooftop and canopy |  | None | All Season Solar | AC Electric | Accepted | 2020-11-13 | 2020-11-17 | 2021-11-17 | Trina | TSMDD06M.05II | Solar Panels |  | 0.32 | 14 | 241 | 20 |  | Fixed | Roof
NJSTRE1546050869 |  | Transition Incentive Program | Washington | 8080 | 15 | 8.96 | Residential | Yes | Behind the Meter | Net-metered residential rooftop and canopy |  | None | All Season Solar | AC Electric | Accepted | 2020-11-13 | 2020-11-17 | 2021-11-17 | Trina | TSMDD06M.05II | Solar Panels |  | 0.32 | 8 | 241 | 20 |  | Fixed | Roof
NJSTRE1546050869 |  | Transition Incentive Program | Washington | 8080 | 15 | 8.96 | Residential | Yes | Behind the Meter | Net-metered residential rooftop and canopy |  | None | All Season Solar | AC Electric | Accepted | 2020-11-13 | 2020-11-17 | 2021-11-17 | Trina | TSMDD06M.05II | Solar Panels |  | 0.32 | 6 | 61 | 20 |  | Fixed | Roof
NJSTRE1546050884 |  | Transition Incentive Program | CAMDEN | 8105 | 14 | 3.84 | Residential | Yes | Behind the Meter | Net-metered residential rooftop and canopy |  | None | Sunbound Solar | PSE&G | Accepted | 2020-11-13 | 2020-11-17 | 2021-11-17 | ENPHASE | IQ7-60-2-US | Inverters | 240 |  | 12 |  |  | 0.976 |  | Outdoor | UNDER MODULE
NJSTRE1546050884 |  | Transition Incentive Program | CAMDEN | 8105 | 14 | 3.84 | Residential | Yes | Behind the Meter | Net-metered residential rooftop and canopy |  | None | Sunbound Solar | PSE&G | Accepted | 2020-11-13 | 2020-11-17 | 2021-11-17 | HANWHA Q-CELLS | Q.PEAK DUO-G5 320 | Solar Panels |  | 0.32 | 12 | 171 | 12 |  | Fixed | Roof
NJSTRE1546050890 |  | Transition Incentive Program | Little Egg Harbor | 8087 | 18 | 4.16 | Residential | Yes | Behind the Meter | Net-metered residential rooftop and canopy |  | None | Vivint Solar Developer, LLC | AC Electric | Accepted | 2020-11-13 | 2020-11-17 | 2021-11-17 | Solar Edge | SE3800H-US | Inverters | 3800 |  | 1 |  |  | 0.992 |  | Outdoor | Near the Utility Meter
NJSTRE1546050890 |  | Transition Incentive Program | Little Egg Harbor | 8087 | 18 | 4.16 | Residential | Yes | Behind the Meter | Net-metered residential rooftop and canopy |  | None | Vivint Solar Developer, LLC | AC Electric | Accepted | 2020-11-13 | 2020-11-17 | 2021-11-17 | JINKO SOLAR | JKM320M-60HBL | Solar Panels |  | 0.32 | 6 | 112 | 22 |  | Fixed | Roof
NJSTRE1546050890 |  | Transition Incentive Program | Little Egg Harbor | 8087 | 18 | 4.16 | Residential | Yes | Behind the Meter | Net-metered residential rooftop and canopy |  | None | Vivint Solar Developer, LLC | AC Electric | Accepted | 2020-11-13 | 2020-11-17 | 2021-11-17 | JINKO SOLAR | JKM320M-60HBL | Solar Panels |  | 0.32 | 5 | 112 | 22 |  | Fixed | Roof
NJSTRE1546050890 |  | Transition Incentive Program | Little Egg Harbor | 8087 | 18 | 4.16 | Residential | Yes | Behind the Meter | Net-metered residential rooftop and canopy |  | None | Vivint Solar Developer, LLC | AC Electric | Accepted | 2020-11-13 | 2020-11-17 | 2021-11-17 | JINKO SOLAR | JKM320M-60HBL | Solar Panels |  | 0.32 | 2 | 292 | 22 |  | Fixed | Roof
NJSTRE1546050918 |  | Transition Incentive Program | Matawan | 7747 | 17 | 9.52 | Residential | Yes | Behind the Meter | Net-metered residential rooftop and canopy |  | None | Trinity Solar | JCP&L | Accepted | 2020-11-13 | 2020-11-17 | 2021-11-17 | Solar Edge | SE7600H-US000BNC4 | Inverters | 7600 |  | 1 |  |  | 0.97 |  | Outdoor | side of home
NJSTRE1546050918 |  | Transition Incentive Program | Matawan | 7747 | 17 | 9.52 | Residential | Yes | Behind the Meter | Net-metered residential rooftop and canopy |  | None | Trinity Solar | JCP&L | Accepted | 2020-11-13 | 2020-11-17 | 2021-11-17 | HANWHA | Q.PEAK DUO BLK-G6 340 | Solar Panels |  | 0.34 | 14 | 99 | 20 |  | Fixed | Roof
NJSTRE1546050918 |  | Transition Incentive Program | Matawan | 7747 | 17 | 9.52 | Residential | Yes | Behind the Meter | Net-metered residential rooftop and canopy |  | None | Trinity Solar | JCP&L | Accepted | 2020-11-13 | 2020-11-17 | 2021-11-17 | HANWHA | Q.PEAK DUO BLK-G6 340 | Solar Panels |  | 0.34 | 14 | 189 | 18 |  | Fixed | Roof
NJSTRE1546050924 |  | Transition Incentive Program | Willingboro | 8046 | 13 | 6.4 | Residential | Yes | Behind the Meter | Net-metered residential rooftop and canopy |  | None | Sunbound Solar | PSE&G | Accepted | 2020-11-13 | 2020-11-18 | 2021-11-18 | ENPHASE | IQ7-60-2-US | Inverters | 240 |  | 20 |  |  | 0.976 |  | Outdoor | UNDER MODULE
NJSTRE1546050924 |  | Transition Incentive Program | Willingboro | 8046 | 13 | 6.4 | Residential | Yes | Behind the Meter | Net-metered residential rooftop and canopy |  | None | Sunbound Solar | PSE&G | Accepted | 2020-11-13 | 2020-11-18 | 2021-11-18 | HANWHA Q.CELLS | Q.PEAK DUO-G5 320 | Solar Panels |  | 0.32 | 4 | 16 | 28 |  | Fixed | Roof
NJSTRE1546050924 |  | Transition Incentive Program | Willingboro | 8046 | 13 | 6.4 | Residential | Yes | Behind the Meter | Net-metered residential rooftop and canopy |  | None | Sunbound Solar | PSE&G | Accepted | 2020-11-13 | 2020-11-18 | 2021-11-18 | HANWHA Q-CELLS | Q.PEAK DUO-G5 320 | Solar Panels |  | 0.32 | 16 | 196 | 28 |  | Fixed | Roof
NJSTRE1546050952 |  | Transition Incentive Program | Bayville | 8721 | 18 | 15.36 | Residential | Yes | Behind the Meter | Net-metered residential rooftop and canopy |  | None | Vivint Solar Developer, LLC | JCP&L | Accepted | 2020-11-13 | 2020-11-17 | 2021-11-17 | Solar Edge | SE7600H-US | Inverters | 7600 |  | 1 |  |  | 0.992 |  | Outdoor | Near the Utility Meter
NJSTRE1546050952 |  | Transition Incentive Program | Bayville | 8721 | 18 | 15.36 | Residential | Yes | Behind the Meter | Net-metered residential rooftop and canopy |  | None | Vivint Solar Developer, LLC | JCP&L | Accepted | 2020-11-13 | 2020-11-17 | 2021-11-17 | Solar Edge | SE3800H-US | Inverters | 3800 |  | 1 |  |  | 0.992 |  | Outdoor | Near the Utility Meter
NJSTRE1546050952 |  | Transition Incentive Program | Bayville | 8721 | 18 | 15.36 | Residential | Yes | Behind the Meter | Net-metered residential rooftop and canopy |  | None | Vivint Solar Developer, LLC | JCP&L | Accepted | 2020-11-13 | 2020-11-17 | 2021-11-17 | JINKO SOLAR | JKM320M-60HBL | Solar Panels |  | 0.32 | 8 | 99 | 27 |  | Fixed | Roof
NJSTRE1546050952 |  | Transition Incentive Program | Bayville | 8721 | 18 | 15.36 | Residential | Yes | Behind the Meter | Net-metered residential rooftop and canopy |  | None | Vivint Solar Developer, LLC | JCP&L | Accepted | 2020-11-13 | 2020-11-17 | 2021-11-17 | JINKO SOLAR | JKM320M-60HBL | Solar Panels |  | 0.32 | 28 | 99 | 27 |  | Fixed | Roof
NJSTRE1546050952 |  | Transition Incentive Program | Bayville | 8721 | 18 | 15.36 | Residential | Yes | Behind the Meter | Net-metered residential rooftop and canopy |  | None | Vivint Solar Developer, LLC | JCP&L | Accepted | 2020-11-13 | 2020-11-17 | 2021-11-17 | JINKO SOLAR | JKM320M-60HBL | Solar Panels |  | 0.32 | 12 | 279 | 27 |  | Fixed | Roof
NJSTRE1546050954 |  | Transition Incentive Program | Sicklerville | 8081 | 14 | 8.5 | Residential | No | Behind the Meter | Net-metered residential rooftop and canopy |  | None | Vision Solar LLC | AC Electric | Accepted | 2020-11-13 | 2020-11-17 | 2021-11-17 | ENPHASE | IQ7-60-2-US | Inverters | 0.24 |  | 25 |  |  | 0.96 |  | Other | BEHIND EACH PANEL
NJSTRE1546050954 |  | Transition Incentive Program | Sicklerville | 8081 | 14 | 8.5 | Residential | No | Behind the Meter | Net-metered residential rooftop and canopy |  | None | Vision Solar LLC | AC Electric | Accepted | 2020-11-13 | 2020-11-17 | 2021-11-17 | HANWHA Q-CELLS | Q.PEAK DUO BLK-G6+ 340 | Solar Panels |  | 0.34 | 11 | 355 | 33 |  | Fixed | Roof
NJSTRE1546050954 |  | Transition Incentive Program | Sicklerville | 8081 | 14 | 8.5 | Residential | No | Behind the Meter | Net-metered residential rooftop and canopy |  | None | Vision Solar LLC | AC Electric | Accepted | 2020-11-13 | 2020-11-17 | 2021-11-17 | HANWHA Q-CELLS | Q.PEAK DUO BLK-G6+ 340 | Solar Panels |  | 0.34 | 14 | 175 | 33 |  | Fixed | Roof
NJSTRE1546050960 |  | Transition Incentive Program | Haledon | 7508 | 6 | 6.62 | Residential | Yes | Behind the Meter | Net-metered residential rooftop and canopy |  | None | Freedom Forever New Jersey LLC | PSE&G | Accepted | 2020-11-29 | 2020-12-01 | 2021-12-01 | Solar Edge | SE6000H-US [SI1] RGM | Inverters | 6000 |  | 1 |  |  | 0.99 |  | Outdoor | n/a
NJSTRE1546050960 |  | Transition Incentive Program | Haledon | 7508 | 6 | 6.62 | Residential | Yes | Behind the Meter | Net-metered residential rooftop and canopy |  | None | Freedom Forever New Jersey LLC | PSE&G | Accepted | 2020-11-29 | 2020-12-01 | 2021-12-01 | Longi | LR6-60HPB-315M | Solar Panels |  | 0.315 | 8 | 1 | 34 |  | Fixed | Roof | n/a
NJSTRE1546050960 |  | Transition Incentive Program | Haledon | 7508 | 6 | 6.62 | Residential | Yes | Behind the Meter | Net-metered residential rooftop and canopy |  | None | Freedom Forever New Jersey LLC | PSE&G | Accepted | 2020-11-29 | 2020-12-01 | 2021-12-01 | Longi | LR6-60HPB-315M | Solar Panels |  | 0.315 | 4 | 2 | 36 |  | Fixed | Roof | n/a
NJSTRE1546050960 |  | Transition Incentive Program | Haledon | 7508 | 6 | 6.62 | Residential | Yes | Behind the Meter | Net-metered residential rooftop and canopy |  | None | Freedom Forever New Jersey LLC | PSE&G | Accepted | 2020-11-29 | 2020-12-01 | 2021-12-01 | Longi | LR6-60HPB-315M | Solar Panels |  | 0.315 | 6 | 4 | 34 |  | Fixed | Roof | n/a
NJSTRE1546050960 |  | Transition Incentive Program | Haledon | 7508 | 6 | 6.62 | Residential | Yes | Behind the Meter | Net-metered residential rooftop and canopy |  | None | Freedom Forever New Jersey LLC | PSE&G | Accepted | 2020-11-29 | 2020-12-01 | 2021-12-01 | Longi | LR6-60HPB-315M | Solar Panels |  | 0.315 | 3 | 3 | 34 |  | Fixed | Roof | n/a
NJSTRE1546050965 |  | Transition Incentive Program | Newtonville | 8346 | 19 | 11.38 | Residential | Yes | Behind the Meter | Net-metered residential rooftop and canopy |  | None | All Season Solar | AC Electric | Accepted | 2020-11-13 | 2020-11-17 | 2021-11-17 | Enphase | IQ7 | Inverters | 240 |  | 35 |  |  | 0.97 |  | Outdoor | under module
NJSTRE1546050965 |  | Transition Incentive Program | Newtonville | 8346 | 19 | 11.38 | Residential | Yes | Behind the Meter | Net-metered residential rooftop and canopy |  | None | All Season Solar | AC Electric | Accepted | 2020-11-13 | 2020-11-17 | 2021-11-17 | Trina | TSMDD06M.05II | Solar Panels |  | 0.325 | 35 | 134 | 22 |  | Fixed | Roof
NJSTRE1546050972 |  | Transition Incentive Program | Monroe TWP | 8831 | 11 | 20.15 | Residential | Yes | Behind the Meter | Net-metered residential rooftop and canopy |  | None | Vivint Solar Developer, LLC | JCP&L | Accepted | 2020-11-13 | 2020-11-17 | 2021-11-17 | Solar Edge | SE7600H-US | Inverters | 7600 |  | 2 |  |  | 0.992 |  | Outdoor | Near the Utility Meter
NJSTRE1546050972 |  | Transition Incentive Program | Monroe TWP | 8831 | 11 | 20.15 | Residential | Yes | Behind the Meter | Net-metered residential rooftop and canopy |  | None | Vivint Solar Developer, LLC | JCP&L | Accepted | 2020-11-13 | 2020-11-17 | 2021-11-17 | JINKO SOLAR | JKM325M-60HBL | Solar Panels |  | 0.325 | 5 | 97 | 34 |  | Fixed | Roof
NJSTRE1546050972 |  | Transition Incentive Program | Monroe TWP | 8831 | 11 | 20.15 | Residential | Yes | Behind the Meter | Net-metered residential rooftop and canopy |  | None | Vivint Solar Developer, LLC | JCP&L | Accepted | 2020-11-13 | 2020-11-17 | 2021-11-17 | JINKO SOLAR | JKM325M-60HBL | Solar Panels |  | 0.325 | 26 | 187 | 34 |  | Fixed | Roof
NJSTRE1546050972 |  | Transition Incentive Program | Monroe TWP | 8831 | 11 | 20.15 | Residential | Yes | Behind the Meter | Net-metered residential rooftop and canopy |  | None | Vivint Solar Developer, LLC | JCP&L | Accepted | 2020-11-13 | 2020-11-17 | 2021-11-17 | JINKO SOLAR | JKM325M-60HBL | Solar Panels |  | 0.325 | 22 | 7 | 34 |  | Fixed | Roof
NJSTRE1546050972 |  | Transition Incentive Program | Monroe TWP | 8831 | 11 | 20.15 | Residential | Yes | Behind the Meter | Net-metered residential rooftop and canopy |  | None | Vivint Solar Developer, LLC | JCP&L | Accepted | 2020-11-13 | 2020-11-17 | 2021-11-17 | JINKO SOLAR | JKM325M-60HBL | Solar Panels |  | 0.325 | 1 | 97 | 34 |  | Fixed | Roof
NJSTRE1546050972 |  | Transition Incentive Program | Monroe TWP | 8831 | 11 | 20.15 | Residential | Yes | Behind the Meter | Net-metered residential rooftop and canopy |  | None | Vivint Solar Developer, LLC | JCP&L | Accepted | 2020-11-13 | 2020-11-17 | 2021-11-17 | JINKO SOLAR | JKM325M-60HBL | Solar Panels |  | 0.325 | 8 | 97 | 34 |  | Fixed | Roof
NJSTRE1546050977 |  | Transition Incentive Program | Monroe | 8831 | 11 | 7.14 | Residential | Yes | Behind the Meter | Net-metered residential rooftop and canopy |  | None | Trinity Solar | JCP&L | Accepted | 2020-11-13 | 2020-11-17 | 2021-11-17 | Solar Edge | SE6000H-US000BNC4 | Inverters | 6000 |  | 1 |  |  | 0.97 |  | Outdoor | side of home
NJSTRE1546050977 |  | Transition Incentive Program | Monroe | 8831 | 11 | 7.14 | Residential | Yes | Behind the Meter | Net-metered residential rooftop and canopy |  | None | Trinity Solar | JCP&L | Accepted | 2020-11-13 | 2020-11-17 | 2021-11-17 | HANWHA | Q.PEAK DUO BLK-G6 340 | Solar Panels |  | 0.34 | 21 | 272 | 20 |  | Fixed | Roof
NJSTRE1546050998 |  | Transition Incentive Program | Vineland | 8360 | 20 | 6.7 | Residential | Yes | Behind the Meter | Net-metered residential ground mount |  | None | Vision Solar LLC | Vineland Muni Electric | Accepted | 2020-11-13 | 2020-11-17 | 2021-11-17 | ENPHASE | IQ7-60-2-US | Inverters | 0.24 |  | 20 |  |  | 0.96 |  | Other | BEHIND EACH PANEL
NJSTRE1546050998 |  | Transition Incentive Program | Vineland | 8360 | 20 | 6.7 | Residential | Yes | Behind the Meter | Net-metered residential ground mount |  | None | Vision Solar LLC | Vineland Muni Electric | Accepted | 2020-11-13 | 2020-11-17 | 2021-11-17 | HANWHA Q-CELLS | Q.PEAK DUO BLK-G6+ 335 | Solar Panels |  | 0.335 | 20 | 181 | 30 |  | Fixed | Ground
NJSTRE1546051020 |  | Transition Incentive Program | Tabernacle | 8088 | 13 | 12.58 | Residential | Yes | Behind the Meter | Net-metered residential rooftop and canopy |  | None | Trinity Solar | AC Electric | Accepted | 2020-11-16 | 2020-11-17 | 2021-11-17 | Solar Edge | SE10000 | Inverters | 10000 |  | 1 |  |  | 0.97 |  | Outside | side of home
NJSTRE1546051020 |  | Transition Incentive Program | Tabernacle | 8088 | 13 | 12.58 | Residential | Yes | Behind the Meter | Net-metered residential rooftop and canopy |  | None | Trinity Solar | AC Electric | Accepted | 2020-11-16 | 2020-11-17 | 2021-11-17 | Hanwha | Q.PEAK DUO BLK-G6 340 | Solar Panels |  | 0.34 | 21 | 157 | 34 |  | Fixed | Roof
NJSTRE1546051020 |  | Transition Incentive Program | Tabernacle | 8088 | 13 | 12.58 | Residential | Yes | Behind the Meter | Net-metered residential rooftop and canopy |  | None | Trinity Solar | AC Electric | Accepted | 2020-11-16 | 2020-11-17 | 2021-11-17 | Hanwha | Q.PEAK DUO BLK-G6 340 | Solar Panels |  | 0.34 | 8 | 157 | 34 |  | Fixed | Roof
NJSTRE1546051020 |  | Transition Incentive Program | Tabernacle | 8088 | 13 | 12.58 | Residential | Yes | Behind the Meter | Net-metered residential rooftop and canopy |  | None | Trinity Solar | AC Electric | Accepted | 2020-11-16 | 2020-11-17 | 2021-11-17 | Hanwha | Q.PEAK DUO BLK-G6 340 | Solar Panels |  | 0.34 | 8 | 247 | 45 |  | Fixed | Roof
NJSTRE1546051022 |  | Transition Incentive Program | Brick | 8723 | 18 | 9.92 | Residential | No | Behind the Meter | Net-metered residential rooftop and canopy |  | None | Vivint Solar Developer, LLC | JCP&L | Accepted | 2020-11-13 | 2020-11-17 | 2021-11-17 | Solar Edge | SE7600H-US | Inverters | 7600 |  | 1 |  |  | 0.992 |  | Outdoor | Near the Utility Meter
NJSTRE1546051022 |  | Transition Incentive Program | Brick | 8723 | 18 | 9.92 | Residential | No | Behind the Meter | Net-metered residential rooftop and canopy |  | None | Vivint Solar Developer, LLC | JCP&L | Accepted | 2020-11-13 | 2020-11-17 | 2021-11-17 | JINKO SOLAR | JKM320M-60HBL | Solar Panels |  | 0.32 | 15 | 131 | 21 |  | Fixed | Roof
NJSTRE1546051022 |  | Transition Incentive Program | Brick | 8723 | 18 | 9.92 | Residential | No | Behind the Meter | Net-metered residential rooftop and canopy |  | None | Vivint Solar Developer, LLC | JCP&L | Accepted | 2020-11-13 | 2020-11-17 | 2021-11-17 | JINKO SOLAR | JKM320M-60HBL | Solar Panels |  | 0.32 | 16 | 131 | 21 |  | Fixed | Roof
NJSTRE1546051024 |  | Transition Incentive Program | Paterson | 7513 | 6 | 8.71 | Residential | Yes | Behind the Meter | Net-metered residential rooftop and canopy |  | None | Vision Solar LLC | PSE&G | Accepted | 2020-11-13 | 2020-11-17 | 2021-11-17 | ENPHASE | IQ7-60-2-US | Inverters | 0.24 |  | 26 |  |  | 0.96 |  | Other | BEHIND EACH PANEL
NJSTRE1546051024 |  | Transition Incentive Program | Paterson | 7513 | 6 | 8.71 | Residential | Yes | Behind the Meter | Net-metered residential rooftop and canopy |  | None | Vision Solar LLC | PSE&G | Accepted | 2020-11-13 | 2020-11-17 | 2021-11-17 | HANWHA Q-CELLS | Q.PEAK DUO BLK-G6+ 335 | Solar Panels |  | 0.335 | 18 | 189 | 28 |  | Fixed | Roof
NJSTRE1546051024 |  | Transition Incentive Program | Paterson | 7513 | 6 | 8.71 | Residential | Yes | Behind the Meter | Net-metered residential rooftop and canopy |  | None | Vision Solar LLC | PSE&G | Accepted | 2020-11-13 | 2020-11-17 | 2021-11-17 | HANWHA Q-CELLS | Q.PEAK DUO BLK-G6+ 335 | Solar Panels |  | 0.335 | 8 | 99 | 30 |  | Fixed | Roof
NJSTRE1546051032 |  | Transition Incentive Program | Edison | 8820 | 11 | 16.8 | Residential | No | Behind the Meter | Net-metered residential rooftop and canopy |  | None | GenRenew, LLC | PSE&G | Accepted | 2020-11-13 | 2020-11-17 | 2021-11-17 | SUNPOWER | PVS6 | Meters |  |  | 1 |  |  |  | Yes
NJSTRE1546051032 |  | Transition Incentive Program | Edison | 8820 | 11 | 16.8 | Residential | No | Behind the Meter | Net-metered residential rooftop and canopy |  | None | GenRenew, LLC | PSE&G | Accepted | 2020-11-13 | 2020-11-17 | 2021-11-17 | ENPHASE | IQ7XS-66-ACM-US | Inverters | 320 |  | 42 |  |  | 0.975 |  | Outdoor | UNDER MODULE
NJSTRE1546051032 |  | Transition Incentive Program | Edison | 8820 | 11 | 16.8 | Residential | No | Behind the Meter | Net-metered residential rooftop and canopy |  | None | GenRenew, LLC | PSE&G | Accepted | 2020-11-13 | 2020-11-17 | 2021-11-17 | SUNPOWER | SPR-400-A-AC | Solar Panels |  | 0.4 | 4 | 88 | 30 |  | Fixed | Roof
NJSTRE1546051032 |  | Transition Incentive Program | Edison | 8820 | 11 | 16.8 | Residential | No | Behind the Meter | Net-metered residential rooftop and canopy |  | None | GenRenew, LLC | PSE&G | Accepted | 2020-11-13 | 2020-11-17 | 2021-11-17 | SUNPOWER | SPR-400-A-AC | Solar Panels |  | 0.4 | 3 | 178 | 30 |  | Fixed | Roof
NJSTRE1546051032 |  | Transition Incentive Program | Edison | 8820 | 11 | 16.8 | Residential | No | Behind the Meter | Net-metered residential rooftop and canopy |  | None | GenRenew, LLC | PSE&G | Accepted | 2020-11-13 | 2020-11-17 | 2021-11-17 | SUNPOWER | SPR-400-A-AC | Solar Panels |  | 0.4 | 12 | 268 | 30 |  | Fixed | Roof
NJSTRE1546051032 |  | Transition Incentive Program | Edison | 8820 | 11 | 16.8 | Residential | No | Behind the Meter | Net-metered residential rooftop and canopy |  | None | GenRenew, LLC | PSE&G | Accepted | 2020-11-13 | 2020-11-17 | 2021-11-17 | sunpower | SPR-400-A-AC | Solar Panels |  | 0.4 | 23 | 178 | 23 |  | Fixed | Roof
NJSTRE1546051035 |  | Transition Incentive Program | Montgomery TWP | 8502 | 5 | 8.16 | Residential | Yes | Behind the Meter | Net-metered residential rooftop and canopy |  | None | Tesla Energy Operations Inc. | PSE&G | Accepted | 2020-11-13 | 2020-11-17 | 2021-11-17 | Tesla | AC Powerwall 2.0 | Electric Storage Battery |  |  | 1 |  |  |  | Lithium Ion |  | Inside
NJSTRE1546051035 |  | Transition Incentive Program | Montgomery TWP | 8502 | 5 | 8.16 | Residential | Yes | Behind the Meter | Net-metered residential rooftop and canopy |  | None | Tesla Energy Operations Inc. | PSE&G | Accepted | 2020-11-13 | 2020-11-17 | 2021-11-17 | SolarEdge Technologies | SE7600H-US [240V] | Inverters | 7600 |  | 1 |  |  | 0.99 |  | Outside | Outside
NJSTRE1546051035 |  | Transition Incentive Program | Montgomery TWP | 8502 | 5 | 8.16 | Residential | Yes | Behind the Meter | Net-metered residential rooftop and canopy |  | None | Tesla Energy Operations Inc. | PSE&G | Accepted | 2020-11-13 | 2020-11-17 | 2021-11-17 | Hanwha Q-CELLS | Q.Peak DUO BLK-G6+ 340 | Solar Panels |  | 0.34 | 24 | 308 | 27 |  | Fixed | Roof
NJSTRE1546051048 |  | Transition Incentive Program | Kearny | 7032 | 8 | 4.08 | Residential | No | Behind the Meter | Net-metered residential rooftop and canopy |  | None | Trinity Solar | PSE&G | Accepted | 2020-11-13 | 2020-11-17 | 2021-11-17 | Solar Edge | SE3800 | Inverters | 3800 |  | 1 |  |  | 0.97 |  | Outside | side of home
NJSTRE1546051048 |  | Transition Incentive Program | Kearny | 7032 | 8 | 4.08 | Residential | No | Behind the Meter | Net-metered residential rooftop and canopy |  | None | Trinity Solar | PSE&G | Accepted | 2020-11-13 | 2020-11-17 | 2021-11-17 | Hanwha | Q.PEAK DUO BLK-G6 340 | Solar Panels |  | 0.34 | 12 | 209 | 18 |  | Fixed | Roof
NJSTRE1546051092 |  | Transition Incentive Program | Kearny | 7032 | 8 | 4.08 | Residential | No | Behind the Meter | Net-metered residential rooftop and canopy |  | None | Trinity Solar | PSE&G | Accepted | 2020-11-13 | 2020-11-18 | 2021-11-18 | Solar Edge | SE3800 | Inverters | 3800 |  | 1 |  |  | 0.97 |  | Outside | side of home
NJSTRE1546051092 |  | Transition Incentive Program | Kearny | 7032 | 8 | 4.08 | Residential | No | Behind the Meter | Net-metered residential rooftop and canopy |  | None | Trinity Solar | PSE&G | Accepted | 2020-11-13 | 2020-11-18 | 2021-11-18 | Hanwha | Q.PEAK DUO BLK-G6 340 | Solar Panels |  | 0.34 | 10 | 209 | 18 |  | Fixed | Roof
NJSTRE1546051092 |  | Transition Incentive Program | Kearny | 7032 | 8 | 4.08 | Residential | No | Behind the Meter | Net-metered residential rooftop and canopy |  | None | Trinity Solar | PSE&G | Accepted | 2020-11-13 | 2020-11-18 | 2021-11-18 | Hanwha | Q.PEAK DUO BLK-G6 340 | Solar Panels |  | 0.34 | 2 | 209 | 14 |  | Fixed | Roof
NJSTRE1546051238 |  | Transition Incentive Program | Somerset | 8873 | 5 | 13.44 | Residential | Yes | Behind the Meter | Net-metered residential rooftop and canopy |  | None | Vivint Solar Developer, LLC | PSE&G | Accepted | 2020-11-13 | 2020-11-17 | 2021-11-17 | Solar Edge | SE7600H-US | Inverters | 7600 |  | 1 |  |  | 0.992 |  | Outdoor | Near the Utility Meter
NJSTRE1546051238 |  | Transition Incentive Program | Somerset | 8873 | 5 | 13.44 | Residential | Yes | Behind the Meter | Net-metered residential rooftop and canopy |  | None | Vivint Solar Developer, LLC | PSE&G | Accepted | 2020-11-13 | 2020-11-17 | 2021-11-17 | JINKO SOLAR | JKM320M-60HBL | Solar Panels |  | 0.32 | 12 | 289 | 34 |  | Fixed | Roof
NJSTRE1546051238 |  | Transition Incentive Program | Somerset | 8873 | 5 | 13.44 | Residential | Yes | Behind the Meter | Net-metered residential rooftop and canopy |  | None | Vivint Solar Developer, LLC | PSE&G | Accepted | 2020-11-13 | 2020-11-17 | 2021-11-17 | JINKO SOLAR | JKM320M-60HBL | Solar Panels |  | 0.32 | 24 | 109 | 34 |  | Fixed | Roof
NJSTRE1546051238 |  | Transition Incentive Program | Somerset | 8873 | 5 | 13.44 | Residential | Yes | Behind the Meter | Net-metered residential rooftop and canopy |  | None | Vivint Solar Developer, LLC | PSE&G | Accepted | 2020-11-13 | 2020-11-17 | 2021-11-17 | JINKO SOLAR | JKM320M-60HBL | Solar Panels |  | 0.32 | 3 | 109 | 33 |  | Fixed | Roof
NJSTRE1546051238 |  | Transition Incentive Program | Somerset | 8873 | 5 | 13.44 | Residential | Yes | Behind the Meter | Net-metered residential rooftop and canopy |  | None | Vivint Solar Developer, LLC | PSE&G | Accepted | 2020-11-13 | 2020-11-17 | 2021-11-17 | JINKO SOLAR | JKM320M-60HBL | Solar Panels |  | 0.32 | 3 | 199 | 39 |  | Fixed | Roof
NJSTRE1546051245 |  | Transition Incentive Program | Willingboro | 8046 | 13 | 5.89 | Residential | Yes | Behind the Meter | Net-metered residential rooftop and canopy |  | None | Seabright Solar | PSE&G | Accepted | 2020-11-13 | 2020-11-17 | 2021-11-17 | Enphase | IQ7XS-96-ACM-US | Inverters | 0.315 |  | 18 |  |  | 0.99 |  | Outside | Roof
NJSTRE1546051245 |  | Transition Incentive Program | Willingboro | 8046 | 13 | 5.89 | Residential | Yes | Behind the Meter | Net-metered residential rooftop and canopy |  | None | Seabright Solar | PSE&G | Accepted | 2020-11-13 | 2020-11-17 | 2021-11-17 | Sunpower | SPR-E20-327 | Solar Panels |  | 0.327 | 18 | 108 | 30 |  | Fixed | Roof
NJSTRE1546051246 |  | Transition Incentive Program | West Creek | 8092 | 18 | 6.09 | Residential | Yes | Behind the Meter | Net-metered residential rooftop and canopy |  | None | Freedom Forever New Jersey LLC | AC Electric | Accepted | 2020-12-03 | 2020-12-03 | 2021-12-03 | Solar Edge | SE5000H-US [SI1] RGM | Inverters | 5000 |  | 1 |  |  | 0.99 |  | Outdoor | n/a
NJSTRE1546051246 |  | Transition Incentive Program | West Creek | 8092 | 18 | 6.09 | Residential | Yes | Behind the Meter | Net-metered residential rooftop and canopy |  | None | Freedom Forever New Jersey LLC | AC Electric | Accepted | 2020-12-03 | 2020-12-03 | 2021-12-03 | Hanwha | Q.PLUS BFR-G4.1- 290 | Solar Panels |  | 0.29 | 21 | 1 | 20 |  | Fixed | Roof | n/a
NJSTRE1546051254 |  | Transition Incentive Program | Florence TWP | 8518 | 13 | 12.92 | Residential | No | Behind the Meter | Net-metered residential rooftop and canopy |  | None | Tesla Energy Operations Inc. | PSE&G | Accepted | 2020-11-13 | 2020-11-17 | 2021-11-17 | SolarEdge Technologies | SE11400H-US [240V] | Inverters | 11400 |  | 1 |  |  | 0.99 |  | Outside | Outside
NJSTRE1546051254 |  | Transition Incentive Program | Florence TWP | 8518 | 13 | 12.92 | Residential | No | Behind the Meter | Net-metered residential rooftop and canopy |  | None | Tesla Energy Operations Inc. | PSE&G | Accepted | 2020-11-13 | 2020-11-17 | 2021-11-17 | Hanwha Q-CELLS | Q.Peak DUO BLK-G6+ 340 | Solar Panels |  | 0.34 | 24 | 251 | 30 |  | Fixed | Roof
NJSTRE1546051254 |  | Transition Incentive Program | Florence TWP | 8518 | 13 | 12.92 | Residential | No | Behind the Meter | Net-metered residential rooftop and canopy |  | None | Tesla Energy Operations Inc. | PSE&G | Accepted | 2020-11-13 | 2020-11-17 | 2021-11-17 | Hanwha Q-CELLS | Q.Peak DUO BLK-G6+ 340 | Solar Panels |  | 0.34 | 3 | 71 | 30 |  | Fixed | Roof
NJSTRE1546051254 |  | Transition Incentive Program | Florence TWP | 8518 | 13 | 12.92 | Residential | No | Behind the Meter | Net-metered residential rooftop and canopy |  | None | Tesla Energy Operations Inc. | PSE&G | Accepted | 2020-11-13 | 2020-11-17 | 2021-11-17 | Hanwha Q-CELLS | Q.Peak DUO BLK-G6+ 340 | Solar Panels |  | 0.34 | 3 | 161 | 45 |  | Fixed | Roof
NJSTRE1546051254 |  | Transition Incentive Program | Florence TWP | 8518 | 13 | 12.92 | Residential | No | Behind the Meter | Net-metered residential rooftop and canopy |  | None | Tesla Energy Operations Inc. | PSE&G | Accepted | 2020-11-13 | 2020-11-17 | 2021-11-17 | Hanwha Q-CELLS | Q.Peak DUO BLK-G6+ 340 | Solar Panels |  | 0.34 | 8 | 71 | 30 |  | Fixed | Roof
NJSTRE1546051272 |  | Transition Incentive Program | Cinnaminson | 8077 | 13 | 13.33 | Residential | Yes | Behind the Meter | Net-metered residential rooftop and canopy |  | None | All Season Solar | PSE&G | Accepted | 2020-11-13 | 2020-11-17 | 2021-11-17 | Enphase | IQ7 | Inverters | 240 |  | 41 |  |  | 0.97 |  | Outdoor | under module
NJSTRE1546051272 |  | Transition Incentive Program | Cinnaminson | 8077 | 13 | 13.33 | Residential | Yes | Behind the Meter | Net-metered residential rooftop and canopy |  | None | All Season Solar | PSE&G | Accepted | 2020-11-13 | 2020-11-17 | 2021-11-17 | Trina | TSMDD06M.05II | Solar Panels |  | 0.325 | 28 | 143 | 19 |  | Fixed | Roof
NJSTRE1546051272 |  | Transition Incentive Program | Cinnaminson | 8077 | 13 | 13.33 | Residential | Yes | Behind the Meter | Net-metered residential rooftop and canopy |  | None | All Season Solar | PSE&G | Accepted | 2020-11-13 | 2020-11-17 | 2021-11-17 | Trina | TSMDD06M.05II | Solar Panels |  | 0.325 | 13 | 323 | 18 |  | Fixed | Roof
NJSTRE1546051280 |  | Transition Incentive Program | Howell | 7731 | 17 | 6.89 | Residential | No | Behind the Meter | Net-metered residential rooftop and canopy |  | None | Simply Solar, LLC | JCP&L | Accepted | 2020-11-13 | 2020-11-20 | 2021-11-20 | SMA | SB 5.0-1SP-US-40 (240V) | Inverters | 5 |  | 1 |  |  | 0.98 |  | Outdoor | N.SIDE
NJSTRE1546051280 |  | Transition Incentive Program | Howell | 7731 | 17 | 6.89 | Residential | No | Behind the Meter | Net-metered residential rooftop and canopy |  | None | Simply Solar, LLC | JCP&L | Accepted | 2020-11-13 | 2020-11-20 | 2021-11-20 | TRINA | TSM-255PD05.082 | Solar Panels |  | 0.255 | 27 | 200 | 18 |  | Fixed | Roof
NJSTRE1546051290 |  | Transition Incentive Program | Warren | 7059 | 5 | 20.4 | Residential | Yes | Behind the Meter | Net-metered residential rooftop and canopy |  | None | Tesla Energy Operations Inc. | JCP&L | Accepted | 2020-11-13 | 2020-11-17 | 2021-11-17 | SolarEdge Technologies | SE11400H-US [240V] | Inverters | 11400 |  | 1 |  |  | 0.99 |  | Outside | Outside
NJSTRE1546051290 |  | Transition Incentive Program | Warren | 7059 | 5 | 20.4 | Residential | Yes | Behind the Meter | Net-metered residential rooftop and canopy |  | None | Tesla Energy Operations Inc. | JCP&L | Accepted | 2020-11-13 | 2020-11-17 | 2021-11-17 | SolarEdge Technologies | SE7600H-US [240V] | Inverters | 7600 |  | 1 |  |  | 0.99 |  | Outside | Outside
NJSTRE1546051290 |  | Transition Incentive Program | Warren | 7059 | 5 | 20.4 | Residential | Yes | Behind the Meter | Net-metered residential rooftop and canopy |  | None | Tesla Energy Operations Inc. | JCP&L | Accepted | 2020-11-13 | 2020-11-17 | 2021-11-17 | Hanwha Q-CELLS | Q.Peak DUO BLK-G6+ 340 | Solar Panels |  | 0.34 | 15 | 250 | 20 |  | Fixed | Roof
NJSTRE1546051290 |  | Transition Incentive Program | Warren | 7059 | 5 | 20.4 | Residential | Yes | Behind the Meter | Net-metered residential rooftop and canopy |  | None | Tesla Energy Operations Inc. | JCP&L | Accepted | 2020-11-13 | 2020-11-17 | 2021-11-17 | Hanwha Q-CELLS | Q.Peak DUO BLK-G6+ 340 | Solar Panels |  | 0.34 | 22 | 160 | 21 |  | Fixed | Roof
NJSTRE1546051290 |  | Transition Incentive Program | Warren | 7059 | 5 | 20.4 | Residential | Yes | Behind the Meter | Net-metered residential rooftop and canopy |  | None | Tesla Energy Operations Inc. | JCP&L | Accepted | 2020-11-13 | 2020-11-17 | 2021-11-17 | Hanwha Q-CELLS | Q.Peak DUO BLK-G6+ 340 | Solar Panels |  | 0.34 | 15 | 249 | 23 |  | Fixed | Roof
NJSTRE1546051290 |  | Transition Incentive Program | Warren | 7059 | 5 | 20.4 | Residential | Yes | Behind the Meter | Net-metered residential rooftop and canopy |  | None | Tesla Energy Operations Inc. | JCP&L | Accepted | 2020-11-13 | 2020-11-17 | 2021-11-17 | Hanwha Q-CELLS | Q.Peak DUO BLK-G6+ 340 | Solar Panels |  | 0.34 | 5 | 70 | 21 |  | Fixed | Roof
NJSTRE1546051290 |  | Transition Incentive Program | Warren | 7059 | 5 | 20.4 | Residential | Yes | Behind the Meter | Net-metered residential rooftop and canopy |  | None | Tesla Energy Operations Inc. | JCP&L | Accepted | 2020-11-13 | 2020-11-17 | 2021-11-17 | Hanwha Q-CELLS | Q.Peak DUO BLK-G6+ 340 | Solar Panels |  | 0.34 | 3 | 70 | 21 |  | Fixed | Roof
NJSTRE1546051298 |  | Transition Incentive Program | Mount Ephraim | 8059 | 14 | 3.52 | Residential | Yes | Behind the Meter | Net-metered residential rooftop and canopy |  | None | Vivint Solar Developer, LLC | PSE&G | Accepted | 2020-11-13 | 2020-11-17 | 2021-11-17 | Solar Edge | SE3800H-US | Inverters | 3800 |  | 1 |  |  | 0.992 |  | Outdoor | Near the Utility Meter
NJSTRE1546051298 |  | Transition Incentive Program | Mount Ephraim | 8059 | 14 | 3.52 | Residential | Yes | Behind the Meter | Net-metered residential rooftop and canopy |  | None | Vivint Solar Developer, LLC | PSE&G | Accepted | 2020-11-13 | 2020-11-17 | 2021-11-17 | JINKO SOLAR | JKM320M-60HBL | Solar Panels |  | 0.32 | 3 | 258 | 24 |  | Fixed | Roof
NJSTRE1546051298 |  | Transition Incentive Program | Mount Ephraim | 8059 | 14 | 3.52 | Residential | Yes | Behind the Meter | Net-metered residential rooftop and canopy |  | None | Vivint Solar Developer, LLC | PSE&G | Accepted | 2020-11-13 | 2020-11-17 | 2021-11-17 | JINKO SOLAR | JKM320M-60HBL | Solar Panels |  | 0.32 | 3 | 78 | 24 |  | Fixed | Roof
NJSTRE1546051298 |  | Transition Incentive Program | Mount Ephraim | 8059 | 14 | 3.52 | Residential | Yes | Behind the Meter | Net-metered residential rooftop and canopy |  | None | Vivint Solar Developer, LLC | PSE&G | Accepted | 2020-11-13 | 2020-11-17 | 2021-11-17 | JINKO SOLAR | JKM320M-60HBL | Solar Panels |  | 0.32 | 3 | 348 | 24 |  | Fixed | Roof
NJSTRE1546051298 |  | Transition Incentive Program | Mount Ephraim | 8059 | 14 | 3.52 | Residential | Yes | Behind the Meter | Net-metered residential rooftop and canopy |  | None | Vivint Solar Developer, LLC | PSE&G | Accepted | 2020-11-13 | 2020-11-17 | 2021-11-17 | JINKO SOLAR | JKM320M-60HBL | Solar Panels |  | 0.32 | 2 | 168 | 24 |  | Fixed | Roof
NJSTRE1546051317 |  | Transition Incentive Program | Mahwah | 7430 | 7 | 8.16 | Residential | Yes | Behind the Meter | Net-metered residential rooftop and canopy |  | None | Tesla Energy Operations, Inc. | Orange Rockland Electric | Accepted | 2020-11-13 | 2020-11-17 | 2021-11-17 | Tesla | AC Powerwall 2.0 | Electric Storage Battery |  |  | 2 |  |  |  | Lithium Ion |  | Inside
NJSTRE1546051317 |  | Transition Incentive Program | Mahwah | 7430 | 7 | 8.16 | Residential | Yes | Behind the Meter | Net-metered residential rooftop and canopy |  | None | Tesla Energy Operations, Inc. | Orange Rockland Electric | Accepted | 2020-11-13 | 2020-11-17 | 2021-11-17 | SolarEdge Technologies Ltd. | SE7600H-US [240V] | Inverters | 7600 |  | 2 |  |  | 0.99 |  | Outdoor | outside
NJSTRE1546051317 |  | Transition Incentive Program | Mahwah | 7430 | 7 | 8.16 | Residential | Yes | Behind the Meter | Net-metered residential rooftop and canopy |  | None | Tesla Energy Operations, Inc. | Orange Rockland Electric | Accepted | 2020-11-13 | 2020-11-17 | 2021-11-17 | Hanwha Q-CELLS | Q.Peak DUO BLK-G6+ 340 | Solar Panels |  | 0.34 | 7 | 235 | 18 |  | Fixed | Roof
NJSTRE1546051317 |  | Transition Incentive Program | Mahwah | 7430 | 7 | 8.16 | Residential | Yes | Behind the Meter | Net-metered residential rooftop and canopy |  | None | Tesla Energy Operations, Inc. | Orange Rockland Electric | Accepted | 2020-11-13 | 2020-11-17 | 2021-11-17 | Hanwha Q-CELLS | Q.Peak DUO BLK-G6+ 340 | Solar Panels |  | 0.34 | 7 | 145 | 26 |  | Fixed | Roof
NJSTRE1546051317 |  | Transition Incentive Program | Mahwah | 7430 | 7 | 8.16 | Residential | Yes | Behind the Meter | Net-metered residential rooftop and canopy |  | None | Tesla Energy Operations, Inc. | Orange Rockland Electric | Accepted | 2020-11-13 | 2020-11-17 | 2021-11-17 | Hanwha Q-CELLS | Q.Peak DUO BLK-G6+ 340 | Solar Panels |  | 0.34 | 10 | 145 | 30 |  | Fixed | Roof
NJSTRE1546051321 |  | Transition Incentive Program | Woodbury | 8096 | 15 | 4.8 | Residential | Yes | Behind the Meter | Net-metered residential rooftop and canopy |  | None | Vivint Solar Developer, LLC | PSE&G | Accepted | 2020-11-14 | 2020-11-18 | 2021-11-18 | Solar Edge | SE3800H-US | Inverters | 3800 |  | 1 |  |  | 0.992 |  | Outdoor | Near the Utility Meter
NJSTRE1546051321 |  | Transition Incentive Program | Woodbury | 8096 | 15 | 4.8 | Residential | Yes | Behind the Meter | Net-metered residential rooftop and canopy |  | None | Vivint Solar Developer, LLC | PSE&G | Accepted | 2020-11-14 | 2020-11-18 | 2021-11-18 | JINKO SOLAR | JKM320M-60HBL | Solar Panels |  | 0.32 | 15 | 218 | 28 |  | Fixed | Roof
NJSTRE1546051340 |  | Transition Incentive Program | Rochelle Park | 7662 | 7 | 3.4 | Residential | No | Behind the Meter | Net-metered residential rooftop and canopy |  | None | Vision Solar LLC | PSE&G | Accepted | 2020-11-13 | 2020-11-17 | 2021-11-17 | ENPHASE | IQ7-60-2-US | Inverters | 0.24 |  | 10 |  |  | 0.96 |  | Other | BEHIND EACH PANEL
NJSTRE1546051340 |  | Transition Incentive Program | Rochelle Park | 7662 | 7 | 3.4 | Residential | No | Behind the Meter | Net-metered residential rooftop and canopy |  | None | Vision Solar LLC | PSE&G | Accepted | 2020-11-13 | 2020-11-17 | 2021-11-17 | HANWHA Q-CELLS | Q.PEAK DUO BLK-G6+ 340 | Solar Panels |  | 0.34 | 2 | 218 | 40 |  | Fixed | Roof
NJSTRE1546051340 |  | Transition Incentive Program | Rochelle Park | 7662 | 7 | 3.4 | Residential | No | Behind the Meter | Net-metered residential rooftop and canopy |  | None | Vision Solar LLC | PSE&G | Accepted | 2020-11-13 | 2020-11-17 | 2021-11-17 | HANWHA Q-CELLS | Q.PEAK DUO BLK-G6+ 340 | Solar Panels |  | 0.34 | 8 | 38 | 40 |  | Fixed | Roof
NJSTRE1546051361 |  | Transition Incentive Program | Edison | 8837 | 11 | 11.06 | Residential | Yes | Behind the Meter | Net-metered residential rooftop and canopy |  | None | Vision Solar LLC | PSE&G | Accepted | 2020-11-13 | 2020-11-17 | 2021-11-17 | ENPHASE | IQ7-60-2-US | Inverters | 0.24 |  | 33 |  |  | 0.96 |  | Other | BEHIND EACH PANEL
NJSTRE1546051361 |  | Transition Incentive Program | Edison | 8837 | 11 | 11.06 | Residential | Yes | Behind the Meter | Net-metered residential rooftop and canopy |  | None | Vision Solar LLC | PSE&G | Accepted | 2020-11-13 | 2020-11-17 | 2021-11-17 | HANWHA Q-CELLS | Q.PEAK DUO BLK-G6+ 335 | Solar Panels |  | 0.335 | 20 | 152 | 24 |  | Fixed | Roof
NJSTRE1546051361 |  | Transition Incentive Program | Edison | 8837 | 11 | 11.06 | Residential | Yes | Behind the Meter | Net-metered residential rooftop and canopy |  | None | Vision Solar LLC | PSE&G | Accepted | 2020-11-13 | 2020-11-17 | 2021-11-17 | HANWHA Q-CELLS | Q.PEAK DUO BLK-G6+ 335 | Solar Panels |  | 0.335 | 13 | 332 | 24 |  | Fixed | Roof
NJSTRE1546051374 |  | Transition Incentive Program | Mays Landing | 8330 | 19 | 4.42 | Residential | No | Behind the Meter | Net-metered residential rooftop and canopy |  | None | Tesla Energy Operations Inc. | AC Electric | Accepted | 2020-11-13 | 2020-11-17 | 2021-11-17 | Tesla | AC Powerwall 2.0 | Electric Storage Battery |  |  | 1 |  |  |  | Lithium Ion |  | Outside
NJSTRE1546051374 |  | Transition Incentive Program | Mays Landing | 8330 | 19 | 4.42 | Residential | No | Behind the Meter | Net-metered residential rooftop and canopy |  | None | Tesla Energy Operations Inc. | AC Electric | Accepted | 2020-11-13 | 2020-11-17 | 2021-11-17 | SolarEdge Technologies | SE3800H-US [240V] | Inverters | 3800 |  | 1 |  |  | 0.99 |  | Outside | Outside
NJSTRE1546051374 |  | Transition Incentive Program | Mays Landing | 8330 | 19 | 4.42 | Residential | No | Behind the Meter | Net-metered residential rooftop and canopy |  | None | Tesla Energy Operations Inc. | AC Electric | Accepted | 2020-11-13 | 2020-11-17 | 2021-11-17 | Hanwha Q-CELLS | Q.Peak DUO BLK-G6+ 340 | Solar Panels |  | 0.34 | 13 | 112 | 25 |  | Fixed | Roof
NJSTRE1546051379 |  | Transition Incentive Program | Marlton | 8053 | 13 | 8.84 | Residential | No | Behind the Meter | Net-metered residential rooftop and canopy |  | None | Vision Solar LLC | PSE&G | Accepted | 2020-11-13 | 2020-11-18 | 2021-11-18 | ENPHASE | IQ7-60-2-US | Inverters | 0.24 |  | 26 |  |  | 0.96 |  | Other | BEHIND EACH PANEL
NJSTRE1546051379 |  | Transition Incentive Program | Marlton | 8053 | 13 | 8.84 | Residential | No | Behind the Meter | Net-metered residential rooftop and canopy |  | None | Vision Solar LLC | PSE&G | Accepted | 2020-11-13 | 2020-11-18 | 2021-11-18 | HANWHA Q-CELLS | Q.PEAK DUO BLK-G6+ 340 | Solar Panels |  | 0.34 | 10 | 229 | 25 |  | Fixed | Roof
NJSTRE1546051379 |  | Transition Incentive Program | Marlton | 8053 | 13 | 8.84 | Residential | No | Behind the Meter | Net-metered residential rooftop and canopy |  | None | Vision Solar LLC | PSE&G | Accepted | 2020-11-13 | 2020-11-18 | 2021-11-18 | HANWHA Q-CELLS | Q.PEAK DUO BLK-G6+ 340 | Solar Panels |  | 0.34 | 8 | 229 | 31 |  | Fixed | Roof
NJSTRE1546051379 |  | Transition Incentive Program | Marlton | 8053 | 13 | 8.84 | Residential | No | Behind the Meter | Net-metered residential rooftop and canopy |  | None | Vision Solar LLC | PSE&G | Accepted | 2020-11-13 | 2020-11-18 | 2021-11-18 | HANWHA Q-CELLS | Q.PEAK DUO BLK-G6+ 340 | Solar Panels |  | 0.34 | 8 | 49 | 31 |  | Fixed | Roof
NJSTRE1546051399 |  | Transition Incentive Program | Little Ferry | 7643 | 7 | 3.84 | Residential | Yes | Behind the Meter | Net-metered residential rooftop and canopy |  | None | Vivint Solar Developer, LLC | PSE&G | Accepted | 2020-11-14 | 2020-11-17 | 2021-11-17 | Solar Edge | SE3800H-US | Inverters | 3800 |  | 1 |  |  | 0.992 |  | Outdoor | Near the Utility Meter
NJSTRE1546051399 |  | Transition Incentive Program | Little Ferry | 7643 | 7 | 3.84 | Residential | Yes | Behind the Meter | Net-metered residential rooftop and canopy |  | None | Vivint Solar Developer, LLC | PSE&G | Accepted | 2020-11-14 | 2020-11-17 | 2021-11-17 | JINKO SOLAR | JKM320M-60HBL | Solar Panels |  | 0.32 | 12 | 228 | 25 |  | Fixed | Roof
NJSTRE1546051403 |  | Transition Incentive Program | Paramus | 7652 | 7 | 7.14 | Residential | Yes | Behind the Meter | Net-metered residential rooftop and canopy |  | None | Tesla Energy Operations, Inc. | PSE&G | Accepted | 2020-11-13 | 2020-11-18 | 2021-11-18 | Tesla | AC Powerwall 2.0 | Electric Storage Battery |  |  | 1 |  |  |  | Lithium Ion |  | Inside
NJSTRE1546051403 |  | Transition Incentive Program | Paramus | 7652 | 7 | 7.14 | Residential | Yes | Behind the Meter | Net-metered residential rooftop and canopy |  | None | Tesla Energy Operations, Inc. | PSE&G | Accepted | 2020-11-13 | 2020-11-18 | 2021-11-18 | Hanwha Q-CELLS | Q.Peak DUO BLK-G6+ 340 | Solar Panels |  | 0.34 | 8 | 250 | 26 |  | Fixed | Roof
NJSTRE1546051403 |  | Transition Incentive Program | Paramus | 7652 | 7 | 7.14 | Residential | Yes | Behind the Meter | Net-metered residential rooftop and canopy |  | None | Tesla Energy Operations, Inc. | PSE&G | Accepted | 2020-11-13 | 2020-11-18 | 2021-11-18 | Hanwha Q-CELLS | Q.Peak DUO BLK-G6+ 340 | Solar Panels |  | 0.34 | 13 | 70 | 26 |  | Fixed | Roof
NJSTRE1546051406 |  | Transition Incentive Program | Jackson | 8527 | 18 | 8.16 | Residential | No | Behind the Meter | Net-metered residential rooftop and canopy |  | None | Vision Solar LLC | JCP&L | Accepted | 2020-11-13 | 2020-11-17 | 2021-11-17 | ENPHASE | IQ7-60-2-US | Inverters | 0.24 |  | 24 |  |  | 0.96 |  | Other | BEHIND EACH PANEL
NJSTRE1546051406 |  | Transition Incentive Program | Jackson | 8527 | 18 | 8.16 | Residential | No | Behind the Meter | Net-metered residential rooftop and canopy |  | None | Vision Solar LLC | JCP&L | Accepted | 2020-11-13 | 2020-11-17 | 2021-11-17 | HANWHA Q-CELLS | Q.PEAK DUO BLK-G6+ 340 | Solar Panels |  | 0.34 | 16 | 99 | 20 |  | Fixed | Roof
NJSTRE1546051406 |  | Transition Incentive Program | Jackson | 8527 | 18 | 8.16 | Residential | No | Behind the Meter | Net-metered residential rooftop and canopy |  | None | Vision Solar LLC | JCP&L | Accepted | 2020-11-13 | 2020-11-17 | 2021-11-17 | HANWHA Q-CELLS | Q.PEAK DUO BLK-G6+ 340 | Solar Panels |  | 0.34 | 6 | 279 | 20 |  | Fixed | Roof
NJSTRE1546051406 |  | Transition Incentive Program | Jackson | 8527 | 18 | 8.16 | Residential | No | Behind the Meter | Net-metered residential rooftop and canopy |  | None | Vision Solar LLC | JCP&L | Accepted | 2020-11-13 | 2020-11-17 | 2021-11-17 | HANWHA Q-CELLS | Q.PEAK DUO BLK-G6+ 340 | Solar Panels |  | 0.34 | 2 | 279 | 15 |  | Fixed | Roof
NJSTRE1546051408 |  | Transition Incentive Program | Teaneck | 7666 | 7 | 4.8 | Residential | Yes | Behind the Meter | Net-metered residential rooftop and canopy |  | None | Vivint Solar Developer, LLC | PSE&G | Accepted | 2020-11-14 | 2020-11-17 | 2021-11-17 | Solar Edge | SE3800H-US | Inverters | 3800 |  | 1 |  |  | 0.992 |  | Outdoor | Near the Utility Meter
NJSTRE1546051408 |  | Transition Incentive Program | Teaneck | 7666 | 7 | 4.8 | Residential | Yes | Behind the Meter | Net-metered residential rooftop and canopy |  | None | Vivint Solar Developer, LLC | PSE&G | Accepted | 2020-11-14 | 2020-11-17 | 2021-11-17 | JINKO SOLAR | JKM320M-60HBL | Solar Panels |  | 0.32 | 15 | 205 | 32 |  | Fixed | Roof
NJSTRE1546051483 |  | Transition Incentive Program | Bargaintown | 8234 | 19 | 10.7 | Residential | Yes | Behind the Meter | Net-metered residential rooftop and canopy |  | None | Tesla Energy Operations Inc. | AC Electric | Accepted | 2020-11-13 | 2020-12-01 | 2021-12-01 | Tesla | AC Powerwall 2.0 | Electric Storage Battery |  |  | 3 |  |  |  | Lithium Ion |  | Outside
NJSTRE1546051483 |  | Transition Incentive Program | Bargaintown | 8234 | 19 | 10.7 | Residential | Yes | Behind the Meter | Net-metered residential rooftop and canopy |  | None | Tesla Energy Operations Inc. | AC Electric | Accepted | 2020-11-13 | 2020-12-01 | 2021-12-01 | Delta | M4-TL-US [240V] | Inverters | 3840 |  | 1 |  |  | 0.975 |  | Outside | Outside
NJSTRE1546051483 |  | Transition Incentive Program | Bargaintown | 8234 | 19 | 10.7 | Residential | Yes | Behind the Meter | Net-metered residential rooftop and canopy |  | None | Tesla Energy Operations Inc. | AC Electric | Accepted | 2020-11-13 | 2020-12-01 | 2021-12-01 | Delta | M8-TL-US [240V] | Inverters | 7680 |  | 1 |  |  | 0.975 |  | Outside | Outside
NJSTRE1546051483 |  | Transition Incentive Program | Bargaintown | 8234 | 19 | 10.7 | Residential | Yes | Behind the Meter | Net-metered residential rooftop and canopy |  | None | Tesla Energy Operations Inc. | AC Electric | Accepted | 2020-11-13 | 2020-12-01 | 2021-12-01 | Tesla | SR60T1 | Solar Panels |  | 0.05847 | 102 | 111 | 28 |  | Fixed | Roof
NJSTRE1546051483 |  | Transition Incentive Program | Bargaintown | 8234 | 19 | 10.7 | Residential | Yes | Behind the Meter | Net-metered residential rooftop and canopy |  | None | Tesla Energy Operations Inc. | AC Electric | Accepted | 2020-11-13 | 2020-12-01 | 2021-12-01 | Tesla | SR60T1 | Solar Panels |  | 0.05847 | 21 | 291 | 28 |  | Fixed | Roof
NJSTRE1546051483 |  | Transition Incentive Program | Bargaintown | 8234 | 19 | 10.7 | Residential | Yes | Behind the Meter | Net-metered residential rooftop and canopy |  | None | Tesla Energy Operations Inc. | AC Electric | Accepted | 2020-11-13 | 2020-12-01 | 2021-12-01 | Tesla | SR60T1 | Solar Panels |  | 0.05847 | 60 | 291 | 20 |  | Fixed | Roof
NJSTRE1546057829 |  | Transition Incentive Program | Morristown | 7960 | 3 | 3.25 | Residential | Yes | Behind the Meter | Net-metered residential rooftop and canopy |  | None | Vivint Solar Developer, LLC | JCP&L | Accepted | 2020-12-04 | 2020-12-07 | 2021-12-07 | Solar Edge | SE3800H-US | Inverters | 3800 |  | 1 |  |  | 0.992 |  | Outdoor | Near the Utility Meter
NJSTRE1546057829 |  | Transition Incentive Program | Morristown | 7960 | 3 | 3.25 | Residential | Yes | Behind the Meter | Net-metered residential rooftop and canopy |  | None | Vivint Solar Developer, LLC | JCP&L | Accepted | 2020-12-04 | 2020-12-07 | 2021-12-07 | JINKO SOLAR | JKM325M-60HBL | Solar Panels |  | 0.325 | 8 | 107 | 16 |  | Fixed | Roof
NJSTRE1546057829 |  | Transition Incentive Program | Morristown | 7960 | 3 | 3.25 | Residential | Yes | Behind the Meter | Net-metered residential rooftop and canopy |  | None | Vivint Solar Developer, LLC | JCP&L | Accepted | 2020-12-04 | 2020-12-07 | 2021-12-07 | JINKO SOLAR | JKM325M-60HBL | Solar Panels |  | 0.325 | 2 | 287 | 41 |  | Fixed | Roof
NJSTRE1546057883 |  | Transition Incentive Program | East Rutherford | 7073 | 7 | 9.86 | Residential | No | Behind the Meter | Net-metered residential rooftop and canopy |  | None | Tesla Energy Operations | PSE&G | Accepted | 2020-11-14 | 2020-11-18 | 2021-11-18 | SolarEdge Technologies Ltd. | SE7600H-US [240V] | Inverters | 7600 |  | 1 |  |  | 0.99 |  | Outside | outside
NJSTRE1546057883 |  | Transition Incentive Program | East Rutherford | 7073 | 7 | 9.86 | Residential | No | Behind the Meter | Net-metered residential rooftop and canopy |  | None | Tesla Energy Operations | PSE&G | Accepted | 2020-11-14 | 2020-11-18 | 2021-11-18 | Hanwha Q-CELLS # | Q.Peak DUO BLK-G6+ 340 | Solar Panels |  | 0.34 | 29 | 23 | 126 |  | Fixed | Roof | roof
NJSTRE1546057927 |  | Transition Incentive Program | Ridgewood Village | 7450 | 7 | 16.32 | Residential | Yes | Behind the Meter | Net-metered residential rooftop and canopy |  | None | Tesla Energy Operations | PSE&G | Accepted | 2020-11-14 | 2020-11-18 | 2021-11-18 | Tesla | AC Powerwall 2.0 | Electric Storage Battery |  |  | 4 |  |  |  | Lithium Ion |  | Inside
NJSTRE1546057927 |  | Transition Incentive Program | Ridgewood Village | 7450 | 7 | 16.32 | Residential | Yes | Behind the Meter | Net-metered residential rooftop and canopy |  | None | Tesla Energy Operations | PSE&G | Accepted | 2020-11-14 | 2020-11-18 | 2021-11-18 | SolarEdge Technologies Ltd. | SE7600H-US | Inverters | 7600 |  | 2 |  |  | 0.99 |  | Indoor | inside
NJSTRE1546057927 |  | Transition Incentive Program | Ridgewood Village | 7450 | 7 | 16.32 | Residential | Yes | Behind the Meter | Net-metered residential rooftop and canopy |  | None | Tesla Energy Operations | PSE&G | Accepted | 2020-11-14 | 2020-11-18 | 2021-11-18 | Hanwha Q-CELLS | Q.Peak DUO BLK-G6+ 340 | Solar Panels |  | 0.34 | 38 | 23 | 196 |  | Fixed | Roof | outdoor roof
NJSTRE1546057927 |  | Transition Incentive Program | Ridgewood Village | 7450 | 7 | 16.32 | Residential | Yes | Behind the Meter | Net-metered residential rooftop and canopy |  | None | Tesla Energy Operations | PSE&G | Accepted | 2020-11-14 | 2020-11-18 | 2021-11-18 | Hanwha Q-CELLS # | Q.Peak DUO BLK-G6+ 340 | Solar Panels |  | 0.34 | 10 | 23 | 211 |  | Fixed | Roof | outdoor roof
NJSTRE1546059243 |  | Transition Incentive Program | East Hanover | 7936 | 3 | 8.4 | Residential | No | Behind the Meter | Net-metered residential rooftop and canopy |  | None | Suntuity Solar LLC | JCP&L | Accepted | 2020-11-16 | 2020-11-18 | 2021-11-18 | PWRCELL | G0080000 | Electric Storage Battery |  |  | 3 |  |  |  | Lithium Ion |  | OUTSIDE
NJSTRE1546059243 |  | Transition Incentive Program | East Hanover | 7936 | 3 | 8.4 | Residential | No | Behind the Meter | Net-metered residential rooftop and canopy |  | None | Suntuity Solar LLC | JCP&L | Accepted | 2020-11-16 | 2020-11-18 | 2021-11-18 | PWRCELL INVERTER | XVT076A03 | Inverters | 7600 |  | 1 |  |  | 0.97 |  | Outdoor | Besides PV Modules
NJSTRE1546059243 |  | Transition Incentive Program | East Hanover | 7936 | 3 | 8.4 | Residential | No | Behind the Meter | Net-metered residential rooftop and canopy |  | None | Suntuity Solar LLC | JCP&L | Accepted | 2020-11-16 | 2020-11-18 | 2021-11-18 | Longi | LR4-60HPB-350M | Solar Panels |  | 0.35 | 6 | 130 | 23 |  | Fixed | Roof
NJSTRE1546059243 |  | Transition Incentive Program | East Hanover | 7936 | 3 | 8.4 | Residential | No | Behind the Meter | Net-metered residential rooftop and canopy |  | None | Suntuity Solar LLC | JCP&L | Accepted | 2020-11-16 | 2020-11-18 | 2021-11-18 | Longi | LR4-60HPB-350M | Solar Panels |  | 0.35 | 6 | 220 | 23 |  | Fixed | Roof
NJSTRE1546059243 |  | Transition Incentive Program | East Hanover | 7936 | 3 | 8.4 | Residential | No | Behind the Meter | Net-metered residential rooftop and canopy |  | None | Suntuity Solar LLC | JCP&L | Accepted | 2020-11-16 | 2020-11-18 | 2021-11-18 | Longi | LR4-60HPB-350M | Solar Panels |  | 0.35 | 4 | 220 | 23 |  | Fixed | Roof
NJSTRE1546059243 |  | Transition Incentive Program | East Hanover | 7936 | 3 | 8.4 | Residential | No | Behind the Meter | Net-metered residential rooftop and canopy |  | None | Suntuity Solar LLC | JCP&L | Accepted | 2020-11-16 | 2020-11-18 | 2021-11-18 | Longi | LR4-60HPB-350M | Solar Panels |  | 0.35 | 8 | 130 | 23 |  | Fixed | Roof
NJSTRE1546059261 |  | Transition Incentive Program | Cliffside Park | 7010 | 7 | 8.71 | Residential | No | Behind the Meter | Net-metered residential rooftop and canopy |  | None | Infinity Solar Systems | PSE&G | Accepted | 2020-11-18 | 2020-11-18 | 2021-11-18 | ENPHASE | IQ7-60-X-US | Inverters | 250 |  | 4 |  |  | 0.95 |  | Outdoor | Rooftop
NJSTRE1546059261 |  | Transition Incentive Program | Cliffside Park | 7010 | 7 | 8.71 | Residential | No | Behind the Meter | Net-metered residential rooftop and canopy |  | None | Infinity Solar Systems | PSE&G | Accepted | 2020-11-18 | 2020-11-18 | 2021-11-18 | ENPHASE | IQ7-60-X-US | Inverters | 250 |  | 12 |  |  | 0.95 |  | Outdoor | Rooftop
NJSTRE1546059261 |  | Transition Incentive Program | Cliffside Park | 7010 | 7 | 8.71 | Residential | No | Behind the Meter | Net-metered residential rooftop and canopy |  | None | Infinity Solar Systems | PSE&G | Accepted | 2020-11-18 | 2020-11-18 | 2021-11-18 | ENPHASE | IQ7-60-X-US | Inverters | 250 |  | 4 |  |  | 0.95 |  | Outdoor | Rooftop
NJSTRE1546059261 |  | Transition Incentive Program | Cliffside Park | 7010 | 7 | 8.71 | Residential | No | Behind the Meter | Net-metered residential rooftop and canopy |  | None | Infinity Solar Systems | PSE&G | Accepted | 2020-11-18 | 2020-11-18 | 2021-11-18 | ENPHASE | IQ7-60-X-US | Inverters | 250 |  | 6 |  |  | 0.95 |  | Outdoor | Rooftop
NJSTRE1546059261 |  | Transition Incentive Program | Cliffside Park | 7010 | 7 | 8.71 | Residential | No | Behind the Meter | Net-metered residential rooftop and canopy |  | None | Infinity Solar Systems | PSE&G | Accepted | 2020-11-18 | 2020-11-18 | 2021-11-18 | LG | LG-335N1K-V5 | Solar Panels |  | 0.335 | 6 | 36 | 35 |  | Fixed | Roof
NJSTRE1546059261 |  | Transition Incentive Program | Cliffside Park | 7010 | 7 | 8.71 | Residential | No | Behind the Meter | Net-metered residential rooftop and canopy |  | None | Infinity Solar Systems | PSE&G | Accepted | 2020-11-18 | 2020-11-18 | 2021-11-18 | LG | LG-335N1K-V5 | Solar Panels |  | 0.335 | 12 | 216 | 35 |  | Fixed | Roof
NJSTRE1546059261 |  | Transition Incentive Program | Cliffside Park | 7010 | 7 | 8.71 | Residential | No | Behind the Meter | Net-metered residential rooftop and canopy |  | None | Infinity Solar Systems | PSE&G | Accepted | 2020-11-18 | 2020-11-18 | 2021-11-18 | LG | LG-335N1K-V5 | Solar Panels |  | 0.335 | 4 | 126 | 25 |  | Fixed | Roof
NJSTRE1546059261 |  | Transition Incentive Program | Cliffside Park | 7010 | 7 | 8.71 | Residential | No | Behind the Meter | Net-metered residential rooftop and canopy |  | None | Infinity Solar Systems | PSE&G | Accepted | 2020-11-18 | 2020-11-18 | 2021-11-18 | LG | LG-335N1K-V5 | Solar Panels |  | 0.335 | 4 | 216 | 35 |  | Fixed | Roof
NJSTRE1546060488 |  | Transition Incentive Program | Howell | 7731 | 17 | 8.96 | Residential | No | Behind the Meter | Net-metered residential rooftop and canopy |  | None | Solar Mite Solutions | JCP&L | Accepted | 2020-11-16 | 2020-11-18 | 2021-11-18 | Enphase | IQ7-60-2 | Inverters | 0.24 |  | 28 |  |  | 0.98 |  | Outdoor | Under solar modules
NJSTRE1546060488 |  | Transition Incentive Program | Howell | 7731 | 17 | 8.96 | Residential | No | Behind the Meter | Net-metered residential rooftop and canopy |  | None | Solar Mite Solutions | JCP&L | Accepted | 2020-11-16 | 2020-11-18 | 2021-11-18 | Hanwha | Q.PEAK DUO BLK-G5 | Solar Panels |  | 0.32 | 14 | 348 | 20 |  | Fixed | Roof | Array 2
NJSTRE1546060488 |  | Transition Incentive Program | Howell | 7731 | 17 | 8.96 | Residential | No | Behind the Meter | Net-metered residential rooftop and canopy |  | None | Solar Mite Solutions | JCP&L | Accepted | 2020-11-16 | 2020-11-18 | 2021-11-18 | Hanwha | Q.PEAK DUO BLK-G5 | Solar Panels |  | 0.32 | 14 | 168 | 20 |  | Fixed | Roof | Array 1
NJSTRE1546062478 |  | Transition Incentive Program | Succasunna | 7876 | 3 | 15.04 | Residential | No | Behind the Meter | Net-metered residential rooftop and canopy |  | None | Solar Mite Solutions | PSE&G | Accepted | 2020-11-16 | 2020-11-18 | 2021-11-18 | Enphase | IQ7-60-2 | Inverters | 0.24 |  | 47 |  |  | 0.98 |  | Outdoor | Under solar modules
NJSTRE1546062478 |  | Transition Incentive Program | Succasunna | 7876 | 3 | 15.04 | Residential | No | Behind the Meter | Net-metered residential rooftop and canopy |  | None | Solar Mite Solutions | PSE&G | Accepted | 2020-11-16 | 2020-11-18 | 2021-11-18 | Hanwha | Q.PEAK DUO BLK-G5 | Solar Panels |  | 0.32 | 40 | 190 | 25 |  | Fixed | Roof | Array 1
NJSTRE1546062478 |  | Transition Incentive Program | Succasunna | 7876 | 3 | 15.04 | Residential | No | Behind the Meter | Net-metered residential rooftop and canopy |  | None | Solar Mite Solutions | PSE&G | Accepted | 2020-11-16 | 2020-11-18 | 2021-11-18 | Hanwha | Q.PEAK DUO BLK-G5 | Solar Panels |  | 0.32 | 7 | 10 | 25 |  | Fixed | Roof | Array 2
NJSTRE1546063434 |  | Transition Incentive Program | Mount Laurel Twp | 8054 | 13 | 6.5 | Residential | No | Behind the Meter | Net-metered residential rooftop and canopy |  | None | SunnyMac LLC | PSE&G | Accepted | 2020-11-16 | 2020-11-18 | 2021-11-18 | Solaredge | SE5000H-US | Inverters | 5000 |  | 1 |  |  | 0.99 |  | Outdoor | Next to Meter
NJSTRE1546063434 |  | Transition Incentive Program | Mount Laurel Twp | 8054 | 13 | 6.5 | Residential | No | Behind the Meter | Net-metered residential rooftop and canopy |  | None | SunnyMac LLC | PSE&G | Accepted | 2020-11-16 | 2020-11-18 | 2021-11-18 | REC | TwinPeak 2 Mono | Solar Panels |  | 0.325 | 14 | 133 | 22 |  | Fixed | Roof
NJSTRE1546063434 |  | Transition Incentive Program | Mount Laurel Twp | 8054 | 13 | 6.5 | Residential | No | Behind the Meter | Net-metered residential rooftop and canopy |  | None | SunnyMac LLC | PSE&G | Accepted | 2020-11-16 | 2020-11-18 | 2021-11-18 | REC | TwinPeak 2 Mono | Solar Panels |  | 0.325 | 6 | 133 | 20 |  | Fixed | Roof
NJSTRE1546063978 |  | Transition Incentive Program | Vineland | 8360 | 20 | 5.76 | Residential | Yes | Behind the Meter | Net-metered residential rooftop and canopy |  | None | Vivint Solar Developer, LLC | AC Electric | Accepted | 2020-11-21 | 2020-11-23 | 2021-11-23 | Solar Edge | SE3800H-US | Inverters | 3800 |  | 1 |  |  | 0.992 |  | Outdoor | Near the Utility Meter
NJSTRE1546063978 |  | Transition Incentive Program | Vineland | 8360 | 20 | 5.76 | Residential | Yes | Behind the Meter | Net-metered residential rooftop and canopy |  | None | Vivint Solar Developer, LLC | AC Electric | Accepted | 2020-11-21 | 2020-11-23 | 2021-11-23 | JINKO SOLAR | JKM320M-60HL | Solar Panels |  | 0.32 | 12 | 125 | 3 |  | Fixed | Roof
NJSTRE1546063978 |  | Transition Incentive Program | Vineland | 8360 | 20 | 5.76 | Residential | Yes | Behind the Meter | Net-metered residential rooftop and canopy |  | None | Vivint Solar Developer, LLC | AC Electric | Accepted | 2020-11-21 | 2020-11-23 | 2021-11-23 | JINKO SOLAR | JKM320M-60HL | Solar Panels |  | 0.32 | 6 | 305 | 3 |  | Fixed | Roof
NJSTRE1546065026 |  | Transition Incentive Program | Bloomingdale | 7403 | 6 | 7.4 | Residential | No | Behind the Meter | Net-metered residential rooftop and canopy |  | None | Whitman Construction, LLC | Butler | Accepted | 2020-11-16 | 2020-11-18 | 2021-11-18 | enphase energy | iq7plus-72-2-us | Inverters | 295 |  | 20 |  |  | 0.975 |  | Outdoor | microinverters located below modules
NJSTRE1546065026 |  | Transition Incentive Program | Bloomingdale | 7403 | 6 | 7.4 | Residential | No | Behind the Meter | Net-metered residential rooftop and canopy |  | None | Whitman Construction, LLC | Butler | Accepted | 2020-11-16 | 2020-11-18 | 2021-11-18 | solaria power | XT 370R PD | Solar Panels |  | 0.37 | 4 | 26 | 30 |  | Fixed | Roof
NJSTRE1546065026 |  | Transition Incentive Program | Bloomingdale | 7403 | 6 | 7.4 | Residential | No | Behind the Meter | Net-metered residential rooftop and canopy |  | None | Whitman Construction, LLC | Butler | Accepted | 2020-11-16 | 2020-11-18 | 2021-11-18 | SOLARIA POWER | XT 370R PD | Solar Panels |  | 0.37 | 11 | 206 | 30 |  | Fixed | Roof
NJSTRE1546065026 |  | Transition Incentive Program | Bloomingdale | 7403 | 6 | 7.4 | Residential | No | Behind the Meter | Net-metered residential rooftop and canopy |  | None | Whitman Construction, LLC | Butler | Accepted | 2020-11-16 | 2020-11-18 | 2021-11-18 | SOLARIA POWER | XT 370R PD | Solar Panels |  | 0.37 | 5 | 206 | 20 |  | Fixed | Roof
NJSTRE1546066286 |  | Transition Incentive Program | Sicklerville | 8081 | 14 | 6.03 | Residential | Yes | Behind the Meter | Net-metered residential rooftop and canopy |  | None | Trinity Solar | AC Electric | Accepted | 2020-11-16 | 2020-11-23 | 2021-11-23 | Solar Edge | SE5000 | Inverters | 5000 |  | 1 |  |  | 0.97 |  | Outside | side of home
NJSTRE1546066286 |  | Transition Incentive Program | Sicklerville | 8081 | 14 | 6.03 | Residential | Yes | Behind the Meter | Net-metered residential rooftop and canopy |  | None | Trinity Solar | AC Electric | Accepted | 2020-11-16 | 2020-11-23 | 2021-11-23 | Hanwha | Q.PEAK DUO BLK-G6 335 | Solar Panels |  | 0.335 | 18 | 197 | 33 |  | Fixed | Roof
NJSTRE1546066426 |  | Transition Incentive Program | Scotch Plains TWP | 7076 | 10 | 9.86 | Residential | Yes | Behind the Meter | Net-metered residential rooftop and canopy |  | None | Tesla Energy Operations Inc. | PSE&G | Accepted | 2020-11-16 | 2020-11-18 | 2021-11-18 | SolarEdge Technologies | SE7600H-US [240V] | Inverters | 7600 |  | 1 |  |  | 0.99 |  | Outside | Outside
NJSTRE1546066426 |  | Transition Incentive Program | Scotch Plains TWP | 7076 | 10 | 9.86 | Residential | Yes | Behind the Meter | Net-metered residential rooftop and canopy |  | None | Tesla Energy Operations Inc. | PSE&G | Accepted | 2020-11-16 | 2020-11-18 | 2021-11-18 | Hanwha Q-CELLS | Q.Peak DUO BLK-G6+ 340 | Solar Panels |  | 0.34 | 2 | 308 | 23 |  | Fixed | Roof
NJSTRE1546066426 |  | Transition Incentive Program | Scotch Plains TWP | 7076 | 10 | 9.86 | Residential | Yes | Behind the Meter | Net-metered residential rooftop and canopy |  | None | Tesla Energy Operations Inc. | PSE&G | Accepted | 2020-11-16 | 2020-11-18 | 2021-11-18 | Hanwha Q-CELLS | Q.Peak DUO BLK-G6+ 340 | Solar Panels |  | 0.34 | 10 | 218 | 23 |  | Fixed | Roof
NJSTRE1546066426 |  | Transition Incentive Program | Scotch Plains TWP | 7076 | 10 | 9.86 | Residential | Yes | Behind the Meter | Net-metered residential rooftop and canopy |  | None | Tesla Energy Operations Inc. | PSE&G | Accepted | 2020-11-16 | 2020-11-18 | 2021-11-18 | Hanwha Q-CELLS | Q.Peak DUO BLK-G6+ 340 | Solar Panels |  | 0.34 | 2 | 128 | 23 |  | Fixed | Roof
NJSTRE1546066426 |  | Transition Incentive Program | Scotch Plains TWP | 7076 | 10 | 9.86 | Residential | Yes | Behind the Meter | Net-metered residential rooftop and canopy |  | None | Tesla Energy Operations Inc. | PSE&G | Accepted | 2020-11-16 | 2020-11-18 | 2021-11-18 | Hanwha Q-CELLS | Q.Peak DUO BLK-G6+ 340 | Solar Panels |  | 0.34 | 15 | 38 | 23 |  | Fixed | Roof
NJSTRE1546066566 |  | Transition Incentive Program | Wharton | 7885 | 3 | 9.02 | Residential | No | Behind the Meter | Net-metered residential rooftop and canopy |  | None | SunPower Corporation, Systems | JCP&L | Accepted | 2020-11-16 | 2020-11-19 | 2021-11-19 | SunPower | SPR-A410-G-AC | Inverters | 349 |  | 22 |  |  | 0.97 |  | Other | under each panel
NJSTRE1546066566 |  | Transition Incentive Program | Wharton | 7885 | 3 | 9.02 | Residential | No | Behind the Meter | Net-metered residential rooftop and canopy |  | None | SunPower Corporation, Systems | JCP&L | Accepted | 2020-11-16 | 2020-11-19 | 2021-11-19 | SunPower | SPR-A410-G-AC | Solar Panels |  | 0.41 | 22 | 245 | 30 |  | Fixed | Roof
NJSTRE1546067615 |  | Transition Incentive Program | Brigantine | 8203 | 19 | 17.42 | Residential | No | Behind the Meter | Net-metered residential rooftop and canopy |  | None | Green Power Energy | AC Electric | Accepted | 2020-11-16 | 2020-11-18 | 2021-11-18 | Enphase | IQ7PLUS-72-2-US | Inverters | 290 |  | 52 |  |  | 0.975 |  | Outside | behind the panels
NJSTRE1546067615 |  | Transition Incentive Program | Brigantine | 8203 | 19 | 17.42 | Residential | No | Behind the Meter | Net-metered residential rooftop and canopy |  | None | Green Power Energy | AC Electric | Accepted | 2020-11-16 | 2020-11-18 | 2021-11-18 | Hanwha | Q.PEAK DUO BLK-G6 335 | Solar Panels |  | 0.335 | 20 | 310 | 27 |  | Fixed | Roof
NJSTRE1546067615 |  | Transition Incentive Program | Brigantine | 8203 | 19 | 17.42 | Residential | No | Behind the Meter | Net-metered residential rooftop and canopy |  | None | Green Power Energy | AC Electric | Accepted | 2020-11-16 | 2020-11-18 | 2021-11-18 | Hanwha | Q.PEAK DUO BLK-G6 335 | Solar Panels |  | 0.335 | 20 | 50 | 20 |  | Fixed | Roof
NJSTRE1546067615 |  | Transition Incentive Program | Brigantine | 8203 | 19 | 17.42 | Residential | No | Behind the Meter | Net-metered residential rooftop and canopy |  | None | Green Power Energy | AC Electric | Accepted | 2020-11-16 | 2020-11-18 | 2021-11-18 | Hanhwa | Q.PEAK DUO BLK-G6 335 | Solar Panels |  | 0.335 | 6 | 310 | 20 |  | Fixed | Roof
NJSTRE1546067615 |  | Transition Incentive Program | Brigantine | 8203 | 19 | 17.42 | Residential | No | Behind the Meter | Net-metered residential rooftop and canopy |  | None | Green Power Energy | AC Electric | Accepted | 2020-11-16 | 2020-11-18 | 2021-11-18 | Hanwha | Q.PEAK DUO BLK-G6 335 | Solar Panels |  | 0.335 | 6 | 140 | 20 |  | Fixed | Roof
NJSTRE1546067883 |  | Transition Incentive Program | Princeton | 8540 | 12 | 8.18 | Residential | No | Behind the Meter | Net-metered residential rooftop and canopy |  | None | Ad Energy LLC | PSE&G | Accepted | 2020-11-16 | 2020-11-18 | 2021-11-18 | Enphase Energy | IQ7XS-96-ACM-US | Inverters | 315 |  | 25 |  |  | 0.975 |  | Outdoor | At each panel
NJSTRE1546067883 |  | Transition Incentive Program | Princeton | 8540 | 12 | 8.18 | Residential | No | Behind the Meter | Net-metered residential rooftop and canopy |  | None | Ad Energy LLC | PSE&G | Accepted | 2020-11-16 | 2020-11-18 | 2021-11-18 | SunPower | SPR-E20-327-E-AC | Solar Panels |  | 0.327 | 25 | 179 | 30 |  | Fixed | Roof
NJSTRE1546068012 |  | Transition Incentive Program | Fair Lawn Boro | 7410 | 7 | 8.16 | Residential | Yes | Behind the Meter | Net-metered residential rooftop and canopy |  | None | Tesla Energy Operations Inc. | PSE&G | Accepted | 2020-11-16 | 2020-11-18 | 2021-11-18 | SolarEdge Technologies | SE7600H-US [240V] | Inverters | 7600 |  | 1 |  |  | 0.99 |  | Outside | Outside
NJSTRE1546068012 |  | Transition Incentive Program | Fair Lawn Boro | 7410 | 7 | 8.16 | Residential | Yes | Behind the Meter | Net-metered residential rooftop and canopy |  | None | Tesla Energy Operations Inc. | PSE&G | Accepted | 2020-11-16 | 2020-11-18 | 2021-11-18 | Hanwha Q-CELLS | Q.Peak DUO BLK-G6+ 340 | Solar Panels |  | 0.34 | 24 | 70 | 18 |  | Fixed | Roof
NJSTRE1546070039 |  | Transition Incentive Program | Willingboro Twp | 8046 | 13 | 13.65 | Residential | Yes | Behind the Meter | Net-metered residential rooftop and canopy |  | None | SunnyMac LLC | PSE&G | Accepted | 2020-11-16 | 2020-11-18 | 2021-11-18 | Solaredge | SE11400H-US | Inverters | 11400 |  | 1 |  |  | 0.99 |  | Outdoor | Next to Meter
NJSTRE1546070039 |  | Transition Incentive Program | Willingboro Twp | 8046 | 13 | 13.65 | Residential | Yes | Behind the Meter | Net-metered residential rooftop and canopy |  | None | SunnyMac LLC | PSE&G | Accepted | 2020-11-16 | 2020-11-18 | 2021-11-18 | REC | TwinPeak 2 Mono | Solar Panels |  | 0.325 | 21 | 235 | 26 |  | Fixed | Roof
NJSTRE1546070039 |  | Transition Incentive Program | Willingboro Twp | 8046 | 13 | 13.65 | Residential | Yes | Behind the Meter | Net-metered residential rooftop and canopy |  | None | SunnyMac LLC | PSE&G | Accepted | 2020-11-16 | 2020-11-18 | 2021-11-18 | REC | TwinPeak 2 Mono | Solar Panels |  | 0.325 | 21 | 55 | 27 |  | Fixed | Roof
NJSTRE1546070755 |  | Transition Incentive Program | Wallington | 7057 | 7 | 4.76 | Residential | Yes | Behind the Meter | Net-metered residential rooftop and canopy |  | None | Trinity Solar | PSE&G | Accepted | 2020-11-16 | 2020-11-18 | 2021-11-18 | SOLAR EDGE | SE3800H-US | Inverters | 3800 |  | 1 |  |  | 0.97 |  | Outside | SIDE OF HOME
NJSTRE1546070755 |  | Transition Incentive Program | Wallington | 7057 | 7 | 4.76 | Residential | Yes | Behind the Meter | Net-metered residential rooftop and canopy |  | None | Trinity Solar | PSE&G | Accepted | 2020-11-16 | 2020-11-18 | 2021-11-18 | HANWHA 340 (Q.PEAK DUO BLK-G6 340) | HANWHA 340 (Q.PEAK DUO BLK-G6 340) | Solar Panels |  | 0.34 | 14 | 257 | 33 |  | Fixed | Roof
NJSTRE1546070964 |  | Transition Incentive Program | West Deptford | 8086 | 15 | 6.03 | Residential | No | Behind the Meter | Net-metered residential rooftop and canopy |  | None | Ad Energy LLC | PSE&G | Accepted | 2020-11-16 | 2020-11-19 | 2021-11-19 | Enphase Energy | IQ7XS-96-ACM-US | Inverters | 315 |  | 18 |  |  | 0.975 |  | Outdoor | At each panel
NJSTRE1546070964 |  | Transition Incentive Program | West Deptford | 8086 | 15 | 6.03 | Residential | No | Behind the Meter | Net-metered residential rooftop and canopy |  | None | Ad Energy LLC | PSE&G | Accepted | 2020-11-16 | 2020-11-19 | 2021-11-19 | SunPower | SPR-X21-335-E-AC | Solar Panels |  | 0.335 | 18 | 169 | 30 |  | Fixed | Roof
NJSTRE1546071433 |  | Transition Incentive Program | Cape May | 8204 | 21 | 11.05 | Residential | No | Behind the Meter | Net-metered residential rooftop and canopy |  | None | RCL Enterprises Inc. | AC Electric | Accepted | 2020-11-16 | 2020-11-18 | 2021-11-18 | enphase | iq7 | Inverters | 240 |  | 34 |  |  | 0.96 |  | Outdoor | under panels
NJSTRE1546071433 |  | Transition Incentive Program | Cape May | 8204 | 21 | 11.05 | Residential | No | Behind the Meter | Net-metered residential rooftop and canopy |  | None | RCL Enterprises Inc. | AC Electric | Accepted | 2020-11-16 | 2020-11-18 | 2021-11-18 | Trina Solar | TSM-325DD06M | Solar Panels |  | 0.325 | 18 | 212 | 18 |  | Fixed | Roof
NJSTRE1546071433 |  | Transition Incentive Program | Cape May | 8204 | 21 | 11.05 | Residential | No | Behind the Meter | Net-metered residential rooftop and canopy |  | None | RCL Enterprises Inc. | AC Electric | Accepted | 2020-11-16 | 2020-11-18 | 2021-11-18 | Trina Solar | TSM-325DD06M | Solar Panels |  | 0.325 | 11 | 32 | 18 |  | Fixed | Roof
NJSTRE1546071433 |  | Transition Incentive Program | Cape May | 8204 | 21 | 11.05 | Residential | No | Behind the Meter | Net-metered residential rooftop and canopy |  | None | RCL Enterprises Inc. | AC Electric | Accepted | 2020-11-16 | 2020-11-18 | 2021-11-18 | Trina Solar | TSM-325DD06M | Solar Panels |  | 0.325 | 5 | 212 | 18 |  | Fixed | Roof
NJSTRE1546071612 |  | Transition Incentive Program | Denville | 7834 | 3 | 12.69 | Residential | Yes | Behind the Meter | Net-metered residential rooftop and canopy |  | None | Tesla Energy Operations Inc. | JCP&L | Accepted | 2020-11-16 | 2020-11-18 | 2021-11-18 | Tesla | AC Powerwall 2.0 | Electric Storage Battery |  |  | 2 |  |  |  | Lithium Ion |  | Inside
NJSTRE1546071612 |  | Transition Incentive Program | Denville | 7834 | 3 | 12.69 | Residential | Yes | Behind the Meter | Net-metered residential rooftop and canopy |  | None | Tesla Energy Operations Inc. | JCP&L | Accepted | 2020-11-16 | 2020-11-18 | 2021-11-18 | Delta Electronics | M4-TL-US [240V] | Inverters | 3840 |  | 1 |  |  | 0.975 |  | Indoor | Inside
NJSTRE1546071612 |  | Transition Incentive Program | Denville | 7834 | 3 | 12.69 | Residential | Yes | Behind the Meter | Net-metered residential rooftop and canopy |  | None | Tesla Energy Operations Inc. | JCP&L | Accepted | 2020-11-16 | 2020-11-18 | 2021-11-18 | Delta Electronics | M8-TL-US [240V] | Inverters | 7680 |  | 1 |  |  | 0.975 |  | Indoor | Inside
NJSTRE1546071612 |  | Transition Incentive Program | Denville | 7834 | 3 | 12.69 | Residential | Yes | Behind the Meter | Net-metered residential rooftop and canopy |  | None | Tesla Energy Operations Inc. | JCP&L | Accepted | 2020-11-16 | 2020-11-18 | 2021-11-18 | Tesla | SR60T1 | Solar Panels |  | 0.05847 | 33 | 132 | 30 |  | Fixed | Roof
NJSTRE1546071612 |  | Transition Incentive Program | Denville | 7834 | 3 | 12.69 | Residential | Yes | Behind the Meter | Net-metered residential rooftop and canopy |  | None | Tesla Energy Operations Inc. | JCP&L | Accepted | 2020-11-16 | 2020-11-18 | 2021-11-18 | Tesla | SR60T1 | Solar Panels |  | 0.05847 | 57 | 222 | 30 |  | Fixed | Roof
NJSTRE1546071612 |  | Transition Incentive Program | Denville | 7834 | 3 | 12.69 | Residential | Yes | Behind the Meter | Net-metered residential rooftop and canopy |  | None | Tesla Energy Operations Inc. | JCP&L | Accepted | 2020-11-16 | 2020-11-18 | 2021-11-18 | Tesla | SR60T1 | Solar Panels |  | 0.05847 | 64 | 312 | 30 |  | Fixed | Roof
NJSTRE1546071612 |  | Transition Incentive Program | Denville | 7834 | 3 | 12.69 | Residential | Yes | Behind the Meter | Net-metered residential rooftop and canopy |  | None | Tesla Energy Operations Inc. | JCP&L | Accepted | 2020-11-16 | 2020-11-18 | 2021-11-18 | Tesla | SR60T1 | Solar Panels |  | 0.05847 | 38 | 132 | 30 |  | Fixed | Roof
NJSTRE1546071612 |  | Transition Incentive Program | Denville | 7834 | 3 | 12.69 | Residential | Yes | Behind the Meter | Net-metered residential rooftop and canopy |  | None | Tesla Energy Operations Inc. | JCP&L | Accepted | 2020-11-16 | 2020-11-18 | 2021-11-18 | Tesla | SR60T1 | Solar Panels |  | 0.05847 | 25 | 132 | 30 |  | Fixed | Roof
NJSTRE1546071617 |  | Transition Incentive Program | Erial | 8081 | 14 | 6.72 | Residential | Yes | Behind the Meter | Net-metered residential rooftop and canopy |  | None | Orbit Energy & Power, LLC | AC Electric | Accepted | 2020-11-16 | 2020-11-18 | 2021-11-18 | enphase | iq7-60-2-us | Inverters | 0.24 |  | 21 |  |  | 0.99 |  | Other | behind panels
NJSTRE1546071617 |  | Transition Incentive Program | Erial | 8081 | 14 | 6.72 | Residential | Yes | Behind the Meter | Net-metered residential rooftop and canopy |  | None | Orbit Energy & Power, LLC | AC Electric | Accepted | 2020-11-16 | 2020-11-18 | 2021-11-18 | hanwha qcells | qpeak 320w | Solar Panels |  | 0.32 | 5 | 97 | 34 |  | Fixed | Roof
NJSTRE1546071617 |  | Transition Incentive Program | Erial | 8081 | 14 | 6.72 | Residential | Yes | Behind the Meter | Net-metered residential rooftop and canopy |  | None | Orbit Energy & Power, LLC | AC Electric | Accepted | 2020-11-16 | 2020-11-18 | 2021-11-18 | hanwha qcells | qpeak 320w | Solar Panels |  | 0.32 | 12 | 187 | 34 |  | Fixed | Roof
NJSTRE1546071617 |  | Transition Incentive Program | Erial | 8081 | 14 | 6.72 | Residential | Yes | Behind the Meter | Net-metered residential rooftop and canopy |  | None | Orbit Energy & Power, LLC | AC Electric | Accepted | 2020-11-16 | 2020-11-18 | 2021-11-18 | hanwha qcells | qpeak 320w | Solar Panels |  | 0.32 | 4 | 277 | 34 |  | Fixed | Roof
NJSTRE1546071625 |  | Transition Incentive Program | Mount Laurel Township | 8054 | 13 | 4.58 | Residential | Yes | Behind the Meter | Net-metered residential rooftop and canopy |  | None | Ad Energy | PSE&G | Accepted | 2020-11-16 | 2020-11-18 | 2021-11-18 | Enphase Energy | IQ7XS-96-ACM-US | Inverters | 315 |  | 14 |  |  | 0.975 |  | Outdoor | At each panel
NJSTRE1546071625 |  | Transition Incentive Program | Mount Laurel Township | 8054 | 13 | 4.58 | Residential | Yes | Behind the Meter | Net-metered residential rooftop and canopy |  | None | Ad Energy | PSE&G | Accepted | 2020-11-16 | 2020-11-18 | 2021-11-18 | SunPower | SPR-E20-327-E-AC | Solar Panels |  | 0.327 | 14 | 184 | 23 |  | Fixed | Roof
NJSTRE1546071638 |  | Transition Incentive Program | Swedesboro | 8085 | 15 | 10.66 | Residential | No | Behind the Meter | Net-metered residential rooftop and canopy |  | None | SunPower Corporation, Systems | AC Electric | Accepted | 2020-11-16 | 2020-11-18 | 2021-11-18 | SunPower | SPR-A410-G-AC | Inverters | 349 |  | 26 |  |  | 0.97 |  | Other | under each panel
NJSTRE1546071638 |  | Transition Incentive Program | Swedesboro | 8085 | 15 | 10.66 | Residential | No | Behind the Meter | Net-metered residential rooftop and canopy |  | None | SunPower Corporation, Systems | AC Electric | Accepted | 2020-11-16 | 2020-11-18 | 2021-11-18 | SunPower | SPR-A410-G-AC | Solar Panels |  | 0.41 | 10 | 116 | 35 |  | Fixed | Roof
NJSTRE1546071638 |  | Transition Incentive Program | Swedesboro | 8085 | 15 | 10.66 | Residential | No | Behind the Meter | Net-metered residential rooftop and canopy |  | None | SunPower Corporation, Systems | AC Electric | Accepted | 2020-11-16 | 2020-11-18 | 2021-11-18 | SunPower | SPR-A410-G-AC | Solar Panels |  | 0.41 | 16 | 206 | 45 |  | Fixed | Roof
NJSTRE1546071652 |  | Transition Incentive Program | Sicklerville | 8081 | 14 | 10.2 | Residential | No | Behind the Meter | Net-metered residential rooftop and canopy |  | None | Vision Solar LLC | AC Electric | Accepted | 2020-11-16 | 2020-11-18 | 2021-11-18 | ENPHASE | IQ7-60-2-US | Inverters | 0.24 |  | 30 |  |  | 0.96 |  | Other | BEHIND EACH PANEL
NJSTRE1546071652 |  | Transition Incentive Program | Sicklerville | 8081 | 14 | 10.2 | Residential | No | Behind the Meter | Net-metered residential rooftop and canopy |  | None | Vision Solar LLC | AC Electric | Accepted | 2020-11-16 | 2020-11-18 | 2021-11-18 | HANWHA Q-CELLS | Q.PEAK DUO BLK-G6+ 340 | Solar Panels |  | 0.34 | 25 | 258 | 35 |  | Fixed | Roof
NJSTRE1546071652 |  | Transition Incentive Program | Sicklerville | 8081 | 14 | 10.2 | Residential | No | Behind the Meter | Net-metered residential rooftop and canopy |  | None | Vision Solar LLC | AC Electric | Accepted | 2020-11-16 | 2020-11-18 | 2021-11-18 | HANWHA Q-CELLS | Q.PEAK DUO BLK-G6+ 340 | Solar Panels |  | 0.34 | 5 | 78 | 35 |  | Fixed | Roof
NJSTRE1546071677 |  | Transition Incentive Program | Bellmawr Boro | 8031 | 14 | 68.8 | Non Profit | Yes | Behind the Meter | Net-metered non-residential rooftop and canopy |  | None | RCL Enterprises Inc. | PSE&G | Accepted | 2020-11-16 | 2020-11-18 | 2021-11-18 | Solar Edge | SE43.2K-US | Inverters | 43200 |  | 1 |  |  | 0.96 |  | Outdoor | behind building
NJSTRE1546071677 |  | Transition Incentive Program | Bellmawr Boro | 8031 | 14 | 68.8 | Non Profit | Yes | Behind the Meter | Net-metered non-residential rooftop and canopy |  | None | RCL Enterprises Inc. | PSE&G | Accepted | 2020-11-16 | 2020-11-18 | 2021-11-18 | Solar Edge | SE14.4K-US | Inverters | 14400 |  | 1 |  |  | 0.96 |  | Outdoor | behind building
NJSTRE1546071677 |  | Transition Incentive Program | Bellmawr Boro | 8031 | 14 | 68.8 | Non Profit | Yes | Behind the Meter | Net-metered non-residential rooftop and canopy |  | None | RCL Enterprises Inc. | PSE&G | Accepted | 2020-11-16 | 2020-11-18 | 2021-11-18 | Trina Solar | TSM-400DEH | Solar Panels |  | 0.4 | 132 | 161 | 10 |  | Fixed | Roof
NJSTRE1546071677 |  | Transition Incentive Program | Bellmawr Boro | 8031 | 14 | 68.8 | Non Profit | Yes | Behind the Meter | Net-metered non-residential rooftop and canopy |  | None | RCL Enterprises Inc. | PSE&G | Accepted | 2020-11-16 | 2020-11-18 | 2021-11-18 | Trina Solar | TSM-400DEH | Solar Panels |  | 0.4 | 40 | 341 | 10 |  | Fixed | Roof
NJSTRE1546071857 |  | Transition Incentive Program | Forked River | 8731 | 18 | 6.67 | Residential | Yes | Behind the Meter | Net-metered residential rooftop and canopy |  | None | Freedom Forever New Jersey LLC | JCP&L | Accepted | 2020-11-29 | 2020-12-01 | 2021-12-01 | Solar Edge | SE6000H-US [SI1] RGM | Inverters | 6000 |  | 1 |  |  | 0.99 |  | Outdoor | n/a
NJSTRE1546071857 |  | Transition Incentive Program | Forked River | 8731 | 18 | 6.67 | Residential | Yes | Behind the Meter | Net-metered residential rooftop and canopy |  | None | Freedom Forever New Jersey LLC | JCP&L | Accepted | 2020-11-29 | 2020-12-01 | 2021-12-01 | Hanwha | Q.PLUS BFR-G4.1- 290 | Solar Panels |  | 0.29 | 4 | 2 | 23 |  | Fixed | Roof | n/a
NJSTRE1546071857 |  | Transition Incentive Program | Forked River | 8731 | 18 | 6.67 | Residential | Yes | Behind the Meter | Net-metered residential rooftop and canopy |  | None | Freedom Forever New Jersey LLC | JCP&L | Accepted | 2020-11-29 | 2020-12-01 | 2021-12-01 | Hanwha | Q.PLUS BFR-G4.1- 290 | Solar Panels |  | 0.29 | 2 | 3 | 18 |  | Fixed | Roof | n/a
NJSTRE1546071857 |  | Transition Incentive Program | Forked River | 8731 | 18 | 6.67 | Residential | Yes | Behind the Meter | Net-metered residential rooftop and canopy |  | None | Freedom Forever New Jersey LLC | JCP&L | Accepted | 2020-11-29 | 2020-12-01 | 2021-12-01 | Hanwha | Q.PLUS BFR-G4.1- 290 | Solar Panels |  | 0.29 | 2 | 4 | 18 |  | Fixed | Roof | n/a
NJSTRE1546071857 |  | Transition Incentive Program | Forked River | 8731 | 18 | 6.67 | Residential | Yes | Behind the Meter | Net-metered residential rooftop and canopy |  | None | Freedom Forever New Jersey LLC | JCP&L | Accepted | 2020-11-29 | 2020-12-01 | 2021-12-01 | Hanwha | Q.PLUS BFR-G4.1- 290 | Solar Panels |  | 0.29 | 4 | 1 | 23 |  | Fixed | Roof | n/a
NJSTRE1546071857 |  | Transition Incentive Program | Forked River | 8731 | 18 | 6.67 | Residential | Yes | Behind the Meter | Net-metered residential rooftop and canopy |  | None | Freedom Forever New Jersey LLC | JCP&L | Accepted | 2020-11-29 | 2020-12-01 | 2021-12-01 | Hanwha | Q.PLUS BFR-G4.1- 290 | Solar Panels |  | 0.29 | 11 | 5 | 16 |  | Fixed | Roof | n/a
NJSTRE1546071877 |  | Transition Incentive Program | South Brunswick TWP | 8824 | 11 | 9.86 | Residential | Yes | Behind the Meter | Net-metered residential rooftop and canopy |  | None | Tesla Energy Operations Inc. | PSE&G | Accepted | 2020-11-16 | 2020-11-18 | 2021-11-18 | Tesla | AC Powerwall 2.0 | Electric Storage Battery |  |  | 2 |  |  |  | Lithium Ion |  | Inside
NJSTRE1546071877 |  | Transition Incentive Program | South Brunswick TWP | 8824 | 11 | 9.86 | Residential | Yes | Behind the Meter | Net-metered residential rooftop and canopy |  | None | Tesla Energy Operations Inc. | PSE&G | Accepted | 2020-11-16 | 2020-11-18 | 2021-11-18 | SolarEdge Technologies | SE10000H-US [240V] | Inverters | 10000 |  | 1 |  |  | 0.99 |  | Outside | Outside
NJSTRE1546071877 |  | Transition Incentive Program | South Brunswick TWP | 8824 | 11 | 9.86 | Residential | Yes | Behind the Meter | Net-metered residential rooftop and canopy |  | None | Tesla Energy Operations Inc. | PSE&G | Accepted | 2020-11-16 | 2020-11-18 | 2021-11-18 | Hanwha Q-CELLS | Q.Peak DUO BLK-G6+ 340 | Solar Panels |  | 0.34 | 9 | 35 | 20 |  | Fixed | Roof
NJSTRE1546071877 |  | Transition Incentive Program | South Brunswick TWP | 8824 | 11 | 9.86 | Residential | Yes | Behind the Meter | Net-metered residential rooftop and canopy |  | None | Tesla Energy Operations Inc. | PSE&G | Accepted | 2020-11-16 | 2020-11-18 | 2021-11-18 | Hanwha Q-CELLS | Q.Peak DUO BLK-G6+ 340 | Solar Panels |  | 0.34 | 13 | 125 | 21 |  | Fixed | Roof
NJSTRE1546071877 |  | Transition Incentive Program | South Brunswick TWP | 8824 | 11 | 9.86 | Residential | Yes | Behind the Meter | Net-metered residential rooftop and canopy |  | None | Tesla Energy Operations Inc. | PSE&G | Accepted | 2020-11-16 | 2020-11-18 | 2021-11-18 | Hanwha Q-CELLS | Q.Peak DUO BLK-G6+ 340 | Solar Panels |  | 0.34 | 7 | 215 | 20 |  | Fixed | Roof
NJSTRE1546071918 |  | Transition Incentive Program | Lakewood | 8701 | 18 | 10.08 | Residential | No | Behind the Meter | Net-metered residential rooftop and canopy |  | None | Powerlutions | JCP&L | Accepted | 2020-11-16 | 2020-11-19 | 2021-11-19 | SolarEdge | SE7600H-US | Inverters | 7.6 |  | 1 |  |  | 0.99 |  | Outdoor | near meter
NJSTRE1546071918 |  | Transition Incentive Program | Lakewood | 8701 | 18 | 10.08 | Residential | No | Behind the Meter | Net-metered residential rooftop and canopy |  | None | Powerlutions | JCP&L | Accepted | 2020-11-16 | 2020-11-19 | 2021-11-19 | Trina | TSM-325 DD06M.05 | Solar Panels |  | 0.325 | 2 | 114 | 45 |  | Fixed | Roof
NJSTRE1546071918 |  | Transition Incentive Program | Lakewood | 8701 | 18 | 10.08 | Residential | No | Behind the Meter | Net-metered residential rooftop and canopy |  | None | Powerlutions | JCP&L | Accepted | 2020-11-16 | 2020-11-19 | 2021-11-19 | Trina | TSM-325 DD06M.05 | Solar Panels |  | 0.325 | 3 | 117 | 45 |  | Fixed | Roof
NJSTRE1546071918 |  | Transition Incentive Program | Lakewood | 8701 | 18 | 10.08 | Residential | No | Behind the Meter | Net-metered residential rooftop and canopy |  | None | Powerlutions | JCP&L | Accepted | 2020-11-16 | 2020-11-19 | 2021-11-19 | Trina | TSM-325 DD06M.05 | Solar Panels |  | 0.325 | 21 | 208 | 35 |  | Fixed | Roof
NJSTRE1546071918 |  | Transition Incentive Program | Lakewood | 8701 | 18 | 10.08 | Residential | No | Behind the Meter | Net-metered residential rooftop and canopy |  | None | Powerlutions | JCP&L | Accepted | 2020-11-16 | 2020-11-19 | 2021-11-19 | Trina | TSM-325 DD06M.05 | Solar Panels |  | 0.325 | 2 | 118 | 29 |  | Fixed | Roof
NJSTRE1546071918 |  | Transition Incentive Program | Lakewood | 8701 | 18 | 10.08 | Residential | No | Behind the Meter | Net-metered residential rooftop and canopy |  | None | Powerlutions | JCP&L | Accepted | 2020-11-16 | 2020-11-19 | 2021-11-19 | Trina | TSM-325 DD06M.05 | Solar Panels |  | 0.325 | 3 | 117 | 45 |  | Fixed | Roof
NJSTRE1546071929 |  | Transition Incentive Program | Bellmawr | 8031 | 14 | 5.52 | Residential | No | Behind the Meter | Net-metered residential rooftop and canopy |  | None | Arsenal Solar | PSE&G | Accepted | 2020-11-16 | 2020-11-19 | 2021-11-19 | Enphase | IQ7 Plus | Inverters | 0.295 |  | 16 |  |  | 0.96 |  | Outdoor | Panel frame
NJSTRE1546071929 |  | Transition Incentive Program | Bellmawr | 8031 | 14 | 5.52 | Residential | No | Behind the Meter | Net-metered residential rooftop and canopy |  | None | Arsenal Solar | PSE&G | Accepted | 2020-11-16 | 2020-11-19 | 2021-11-19 | Hanwha QCells | Hanwha QCells 345 | Solar Panels |  | 0.345 | 16 | 172 | 23 |  | Fixed | Roof
NJSTRE1546071954 |  | Transition Incentive Program | Toms River | 8753 | 18 | 3.97 | Residential | Yes | Behind the Meter | Net-metered residential rooftop and canopy |  | None | Bright Planet Solar | JCP&L | Accepted | 2020-11-16 | 2020-11-18 | 2021-11-18 | SOLAR EDGE | SE3800H-USRGM | Inverters | 3800 |  | 1 |  |  | 0.98 |  | Outdoor | OUTSIDE
NJSTRE1546071954 |  | Transition Incentive Program | Toms River | 8753 | 18 | 3.97 | Residential | Yes | Behind the Meter | Net-metered residential rooftop and canopy |  | None | Bright Planet Solar | JCP&L | Accepted | 2020-11-16 | 2020-11-18 | 2021-11-18 | LONGI | LR6-60HPB-305M | Solar Panels |  | 0.305 | 6 | 231 | 26 |  | Fixed | Roof
NJSTRE1546071954 |  | Transition Incentive Program | Toms River | 8753 | 18 | 3.97 | Residential | Yes | Behind the Meter | Net-metered residential rooftop and canopy |  | None | Bright Planet Solar | JCP&L | Accepted | 2020-11-16 | 2020-11-18 | 2021-11-18 | LONGI | LR6-60HPB-305M | Solar Panels |  | 0.305 | 7 | 142 | 26 |  | Fixed | Roof
NJSTRE1546071969 |  | Transition Incentive Program | Lawrence Township | 8648 | 12 | 8.4 | Residential | No | Behind the Meter | Net-metered residential rooftop and canopy |  | None | Seabright Solar | PSE&G | Accepted | 2020-11-16 | 2020-11-18 | 2021-11-18 | Enphase | IQ7XS-96-ACM-US | Inverters | 0.315 |  | 24 |  |  | 0.99 |  | Outside | Roof
NJSTRE1546071969 |  | Transition Incentive Program | Lawrence Township | 8648 | 12 | 8.4 | Residential | No | Behind the Meter | Net-metered residential rooftop and canopy |  | None | Seabright Solar | PSE&G | Accepted | 2020-11-16 | 2020-11-18 | 2021-11-18 | Sunpower | SPR_X21-350 | Solar Panels |  | 0.35 | 24 | 178 | 30 |  | Fixed | Roof
NJSTRE1546071971 |  | Transition Incentive Program | Franklinville | 8332 | 20 | 7.8 | Residential | No | Behind the Meter | Net-metered residential rooftop and canopy |  | None | RCL Enterprises Inc. | AC Electric | Accepted | 2020-11-16 | 2020-11-18 | 2021-11-18 | enphase | iq7 | Inverters | 240 |  | 24 |  |  | 0.96 |  | Outdoor | under panels
NJSTRE1546071971 |  | Transition Incentive Program | Franklinville | 8332 | 20 | 7.8 | Residential | No | Behind the Meter | Net-metered residential rooftop and canopy |  | None | RCL Enterprises Inc. | AC Electric | Accepted | 2020-11-16 | 2020-11-18 | 2021-11-18 | Trina Solar | TSM-325DD06M | Solar Panels |  | 0.325 | 24 | 216 | 32 |  | Fixed | Roof
NJSTRE1546071975 |  | Transition Incentive Program | Freehold | 7728 | 17 | 9.86 | Residential | Yes | Behind the Meter | Net-metered residential rooftop and canopy |  | None | Tesla Energy Operations Inc. | JCP&L | Accepted | 2020-11-16 | 2020-11-18 | 2021-11-18 | SolarEdge Technologies | SE10000H-US [240V] | Inverters | 10000 |  | 1 |  |  | 0.99 |  | Outside | Outside
NJSTRE1546071975 |  | Transition Incentive Program | Freehold | 7728 | 17 | 9.86 | Residential | Yes | Behind the Meter | Net-metered residential rooftop and canopy |  | None | Tesla Energy Operations Inc. | JCP&L | Accepted | 2020-11-16 | 2020-11-18 | 2021-11-18 | Hanwha Q-CELLS | Q.Peak DUO BLK-G6+ 340 | Solar Panels |  | 0.34 | 20 | 219 | 45 |  | Fixed | Roof
NJSTRE1546071975 |  | Transition Incentive Program | Freehold | 7728 | 17 | 9.86 | Residential | Yes | Behind the Meter | Net-metered residential rooftop and canopy |  | None | Tesla Energy Operations Inc. | JCP&L | Accepted | 2020-11-16 | 2020-11-18 | 2021-11-18 | Hanwha Q-CELLS | Q.Peak DUO BLK-G6+ 340 | Solar Panels |  | 0.34 | 9 | 129 | 37 |  | Fixed | Roof
NJSTRE1546071996 |  | Transition Incentive Program | Glassboro | 8028 | 15 | 6.8 | Residential | No | Behind the Meter | Net-metered residential rooftop and canopy |  | None | Vision Solar LLC | AC Electric | Accepted | 2020-11-16 | 2020-11-18 | 2021-11-18 | ENPHASE | IQ7-60-2-US | Inverters | 0.24 |  | 20 |  |  | 0.96 |  | Other | BEHIND EACH PANEL
NJSTRE1546071996 |  | Transition Incentive Program | Glassboro | 8028 | 15 | 6.8 | Residential | No | Behind the Meter | Net-metered residential rooftop and canopy |  | None | Vision Solar LLC | AC Electric | Accepted | 2020-11-16 | 2020-11-18 | 2021-11-18 | HANWHA Q-CELLS | Q.PEAK DUO BLK-G6+ 340 | Solar Panels |  | 0.34 | 8 | 173 | 12 |  | Fixed | Roof
NJSTRE1546071996 |  | Transition Incentive Program | Glassboro | 8028 | 15 | 6.8 | Residential | No | Behind the Meter | Net-metered residential rooftop and canopy |  | None | Vision Solar LLC | AC Electric | Accepted | 2020-11-16 | 2020-11-18 | 2021-11-18 | HANWHA Q-CELLS | Q.PEAK DUO BLK-G6+ 340 | Solar Panels |  | 0.34 | 8 | 83 | 24 |  | Fixed | Roof
NJSTRE1546071996 |  | Transition Incentive Program | Glassboro | 8028 | 15 | 6.8 | Residential | No | Behind the Meter | Net-metered residential rooftop and canopy |  | None | Vision Solar LLC | AC Electric | Accepted | 2020-11-16 | 2020-11-18 | 2021-11-18 | HANWHA Q-CELLS | Q.PEAK DUO BLK-G6+ 340 | Solar Panels |  | 0.34 | 4 | 263 | 34 |  | Fixed | Roof
NJSTRE1546071999 |  | Transition Incentive Program | Jersey City | 7036 | 10 | 8.5 | Residential | No | Behind the Meter | Net-metered residential rooftop and canopy |  | None | Maier Solar Engineering dba Solar Me | PSE&G | Accepted | 2020-11-16 | 2020-11-18 | 2021-11-18 | Enphase | IQ7+ | Inverters | 290 |  | 25 |  |  | 0.96 |  | Outdoor | Next to meter
NJSTRE1546071999 |  | Transition Incentive Program | Jersey City | 7036 | 10 | 8.5 | Residential | No | Behind the Meter | Net-metered residential rooftop and canopy |  | None | Maier Solar Engineering dba Solar Me | PSE&G | Accepted | 2020-11-16 | 2020-11-18 | 2021-11-18 | Hanwha | Q.PEAK DUO BLK G6 340W | Solar Panels |  | 0.34 | 13 | 10 | 30 |  | Fixed | Roof
NJSTRE1546071999 |  | Transition Incentive Program | Jersey City | 7036 | 10 | 8.5 | Residential | No | Behind the Meter | Net-metered residential rooftop and canopy |  | None | Maier Solar Engineering dba Solar Me | PSE&G | Accepted | 2020-11-16 | 2020-11-18 | 2021-11-18 | Hanwha | Q.PEAK DUO BLK-G6 340W | Solar Panels |  | 0.34 | 8 | 190 | 30 |  | Fixed | Roof
NJSTRE1546071999 |  | Transition Incentive Program | Jersey City | 7036 | 10 | 8.5 | Residential | No | Behind the Meter | Net-metered residential rooftop and canopy |  | None | Maier Solar Engineering dba Solar Me | PSE&G | Accepted | 2020-11-16 | 2020-11-18 | 2021-11-18 | Hanwha | Q.PEAK DUO BLK G6 340W | Solar Panels |  | 0.34 | 4 | 100 | 30 |  | Fixed | Roof
NJSTRE1546072013 |  | Transition Incentive Program | New Milford Boro | 7646 | 7 | 11.9 | Residential | Yes | Behind the Meter | Net-metered residential rooftop and canopy |  | None | Tesla Energy Operations, Inc. | PSE&G | Accepted | 2020-11-16 | 2020-11-18 | 2021-11-18 | SolarEdge Technologies Ltd. | SE10000H-US [240V] | Inverters | 10000 |  | 1 |  |  | 0.99 |  | Outdoor | outside
NJSTRE1546072013 |  | Transition Incentive Program | New Milford Boro | 7646 | 7 | 11.9 | Residential | Yes | Behind the Meter | Net-metered residential rooftop and canopy |  | None | Tesla Energy Operations, Inc. | PSE&G | Accepted | 2020-11-16 | 2020-11-18 | 2021-11-18 | Hanwha Q-CELLS | Q.Peak DUO BLK-G6+ 340 | Solar Panels |  | 0.34 | 20 | 1 | 30 |  | Fixed | Roof
NJSTRE1546072013 |  | Transition Incentive Program | New Milford Boro | 7646 | 7 | 11.9 | Residential | Yes | Behind the Meter | Net-metered residential rooftop and canopy |  | None | Tesla Energy Operations, Inc. | PSE&G | Accepted | 2020-11-16 | 2020-11-18 | 2021-11-18 | Hanwha Q-CELLS | Q.Peak DUO BLK-G6+ 340 | Solar Panels |  | 0.34 | 15 | 180 | 30 |  | Fixed | Roof
NJSTRE1546072014 |  | Transition Incentive Program | Fanwood | 7023 | 10 | 8.64 | Residential | No | Behind the Meter | Net-metered residential rooftop and canopy |  | None | Accord Power Inc | PSE&G | Accepted | 2020-11-18 | 2020-11-20 | 2021-11-20 | Enphase | IQ7 Plus | Inverters | 0.29 |  | 24 |  |  | 0.975 |  | Outdoor | Roof
NJSTRE1546072014 |  | Transition Incentive Program | Fanwood | 7023 | 10 | 8.64 | Residential | No | Behind the Meter | Net-metered residential rooftop and canopy |  | None | Accord Power Inc | PSE&G | Accepted | 2020-11-18 | 2020-11-20 | 2021-11-20 | LG | LG360N1C-N5 | Solar Panels |  | 0.36 | 24 | 227 | 31 |  | Fixed | Roof
NJSTRE1546072032 |  | Transition Incentive Program | Northfield | 8225 | 19 | 11.55 | Residential | No | Behind the Meter | Net-metered residential rooftop and canopy |  | None | Sun Up Zero Down | AC Electric | Accepted | 2020-11-16 | 2020-11-18 | 2021-11-18 | Hialeah | CL200 | Meters |  |  | 1 |  |  |  | Yes | Outdoor
NJSTRE1546072032 |  | Transition Incentive Program | Northfield | 8225 | 19 | 11.55 | Residential | No | Behind the Meter | Net-metered residential rooftop and canopy |  | None | Sun Up Zero Down | AC Electric | Accepted | 2020-11-16 | 2020-11-18 | 2021-11-18 | Solaredge | SE10000H-US | Inverters | 10000 |  | 1 |  |  | 0.98 |  | Outside | next to utility meter
NJSTRE1546072032 |  | Transition Incentive Program | Northfield | 8225 | 19 | 11.55 | Residential | No | Behind the Meter | Net-metered residential rooftop and canopy |  | None | Sun Up Zero Down | AC Electric | Accepted | 2020-11-16 | 2020-11-18 | 2021-11-18 | REC | REC330TP3M | Solar Panels |  | 0.33 | 6 | 306 | 23 |  | Fixed | Roof
NJSTRE1546072032 |  | Transition Incentive Program | Northfield | 8225 | 19 | 11.55 | Residential | No | Behind the Meter | Net-metered residential rooftop and canopy |  | None | Sun Up Zero Down | AC Electric | Accepted | 2020-11-16 | 2020-11-18 | 2021-11-18 | REC | REC330TP3M | Solar Panels |  | 0.33 | 29 | 126 | 23 |  | Fixed | Roof
NJSTRE1546072041 |  | Transition Incentive Program | Franklin TWP SOM | 8873 | 5 | 10.2 | Residential | No | Behind the Meter | Net-metered residential rooftop and canopy |  | None | Tesla Energy Operations Inc. | PSE&G | Accepted | 2020-11-16 | 2020-11-18 | 2021-11-18 | SolarEdge Technologies | SE7600H-US [240V] | Inverters | 7600 |  | 1 |  |  | 0.99 |  | Outside | Outside
NJSTRE1546072041 |  | Transition Incentive Program | Franklin TWP SOM | 8873 | 5 | 10.2 | Residential | No | Behind the Meter | Net-metered residential rooftop and canopy |  | None | Tesla Energy Operations Inc. | PSE&G | Accepted | 2020-11-16 | 2020-11-18 | 2021-11-18 | Hanwha Q-CELLS | Q.Peak DUO BLK-G6+ 340 | Solar Panels |  | 0.34 | 15 | 243 | 30 |  | Fixed | Roof
NJSTRE1546072041 |  | Transition Incentive Program | Franklin TWP SOM | 8873 | 5 | 10.2 | Residential | No | Behind the Meter | Net-metered residential rooftop and canopy |  | None | Tesla Energy Operations Inc. | PSE&G | Accepted | 2020-11-16 | 2020-11-18 | 2021-11-18 | Hanwha Q-CELLS | Q.Peak DUO BLK-G6+ 340 | Solar Panels |  | 0.34 | 15 | 153 | 30 |  | Fixed | Roof
NJSTRE1546072042 |  | Transition Incentive Program | North Brunswick | 8902 | 11 | 373.1 | School Public K-12 | Yes | Behind the Meter | Net-metered non-residential rooftop and canopy |  | None | Advanced Solar Products, Inc. | PSE&G | Accepted | 2020-12-14 | 2020-12-16 | 2021-12-16 | SolarEdge | SE100KUS | Inverters | 100000 |  | 3 |  |  | 0.98 |  | Outdoor | roof
NJSTRE1546072042 |  | Transition Incentive Program | North Brunswick | 8902 | 11 | 373.1 | School Public K-12 | Yes | Behind the Meter | Net-metered non-residential rooftop and canopy |  | None | Advanced Solar Products, Inc. | PSE&G | Accepted | 2020-12-14 | 2020-12-16 | 2021-12-16 | Astronergy | 410W | Solar Panels |  | 0.41 | 619 | 139 | 5 |  | Fixed | Roof
NJSTRE1546072042 |  | Transition Incentive Program | North Brunswick | 8902 | 11 | 373.1 | School Public K-12 | Yes | Behind the Meter | Net-metered non-residential rooftop and canopy |  | None | Advanced Solar Products, Inc. | PSE&G | Accepted | 2020-12-14 | 2020-12-16 | 2021-12-16 | Astronergy | 410W | Solar Panels |  | 0.41 | 291 | 180 | 5 |  | Fixed | Roof
NJSTRE1546072052 |  | Transition Incentive Program | Manahawkin | 8050 | 18 | 15.51 | Residential | Yes | Behind the Meter | Net-metered residential rooftop and canopy |  | None | Sun Up Zero Down | AC Electric | Accepted | 2020-11-16 | 2020-11-18 | 2021-11-18 | Enphase | TBD | Meters |  |  | 1 |  |  |  | Yes | Outdoor
NJSTRE1546072052 |  | Transition Incentive Program | Manahawkin | 8050 | 18 | 15.51 | Residential | Yes | Behind the Meter | Net-metered residential rooftop and canopy |  | None | Sun Up Zero Down | AC Electric | Accepted | 2020-11-16 | 2020-11-18 | 2021-11-18 | enphase | IQ7-60-2-US | Inverters | 240 |  | 47 |  |  | 0.976 |  | Outside | behind panel
NJSTRE1546072052 |  | Transition Incentive Program | Manahawkin | 8050 | 18 | 15.51 | Residential | Yes | Behind the Meter | Net-metered residential rooftop and canopy |  | None | Sun Up Zero Down | AC Electric | Accepted | 2020-11-16 | 2020-11-18 | 2021-11-18 | REC | REC330TP3M | Solar Panels |  | 0.33 | 13 | 191 | 18 |  | Fixed | Roof
NJSTRE1546072052 |  | Transition Incentive Program | Manahawkin | 8050 | 18 | 15.51 | Residential | Yes | Behind the Meter | Net-metered residential rooftop and canopy |  | None | Sun Up Zero Down | AC Electric | Accepted | 2020-11-16 | 2020-11-18 | 2021-11-18 | REC | REC330TP3M | Solar Panels |  | 0.33 | 18 | 281 | 18 |  | Fixed | Roof
NJSTRE1546072052 |  | Transition Incentive Program | Manahawkin | 8050 | 18 | 15.51 | Residential | Yes | Behind the Meter | Net-metered residential rooftop and canopy |  | None | Sun Up Zero Down | AC Electric | Accepted | 2020-11-16 | 2020-11-18 | 2021-11-18 | REC | REC330TP3M | Solar Panels |  | 0.33 | 16 | 101 | 18 |  | Fixed | Roof
NJSTRE1546072059 |  | Transition Incentive Program | Glendoro | 8029 | 14 | 7.68 | Residential | No | Behind the Meter | Net-metered residential rooftop and canopy |  | None | Orbit Energy & Power, LLC | PSE&G | Accepted | 2020-11-16 | 2020-11-18 | 2021-11-18 | ENPHASE ENERGY | IQ7-60-2-US | Inverters | 240 |  | 24 |  |  | 0.99 |  | Other | UNDER EACH PANEL
NJSTRE1546072059 |  | Transition Incentive Program | Glendoro | 8029 | 14 | 7.68 | Residential | No | Behind the Meter | Net-metered residential rooftop and canopy |  | None | Orbit Energy & Power, LLC | PSE&G | Accepted | 2020-11-16 | 2020-11-18 | 2021-11-18 | HANWHA | Q PEAK CELLS 320W | Solar Panels |  | 0.32 | 7 | 172 | 35 |  | Fixed | Roof
NJSTRE1546072059 |  | Transition Incentive Program | Glendoro | 8029 | 14 | 7.68 | Residential | No | Behind the Meter | Net-metered residential rooftop and canopy |  | None | Orbit Energy & Power, LLC | PSE&G | Accepted | 2020-11-16 | 2020-11-18 | 2021-11-18 | HANWHA | Q PEAK CELLS 320W | Solar Panels |  | 0.32 | 2 | 262 | 35 |  | Fixed | Roof
NJSTRE1546072059 |  | Transition Incentive Program | Glendoro | 8029 | 14 | 7.68 | Residential | No | Behind the Meter | Net-metered residential rooftop and canopy |  | None | Orbit Energy & Power, LLC | PSE&G | Accepted | 2020-11-16 | 2020-11-18 | 2021-11-18 | HANWHA | Q PEAK CELLS 320W | Solar Panels |  | 0.32 | 7 | 82 | 35 |  | Fixed | Roof
NJSTRE1546072059 |  | Transition Incentive Program | Glendoro | 8029 | 14 | 7.68 | Residential | No | Behind the Meter | Net-metered residential rooftop and canopy |  | None | Orbit Energy & Power, LLC | PSE&G | Accepted | 2020-11-16 | 2020-11-18 | 2021-11-18 | HANWHA | Q PEAK CELLS 320W | Solar Panels |  | 0.32 | 8 | 82 | 35 |  | Fixed | Roof
NJSTRE1546072073 |  | Transition Incentive Program | Springfield Township | 8022 | 13 | 18 | Residential | No | Behind the Meter | Net-metered residential ground mount |  | None | Green Power Energy | PSE&G | Accepted | 2020-11-16 | 2020-11-18 | 2021-11-18 | SolarEdge | SE7600H-US (240V) | Inverters | 7600 |  | 2 |  |  | 0.97 |  | Outside | next to meter
NJSTRE1546072073 |  | Transition Incentive Program | Springfield Township | 8022 | 13 | 18 | Residential | No | Behind the Meter | Net-metered residential ground mount |  | None | Green Power Energy | PSE&G | Accepted | 2020-11-16 | 2020-11-18 | 2021-11-18 | Hanwha | SE7600H-US (240V) | Solar Panels |  | 0.4 | 45 | 195 | 25 |  | Fixed | Ground
NJSTRE1546072082 |  | Transition Incentive Program | Willingboro | 8046 | 13 | 10.24 | Residential | No | Behind the Meter | Net-metered residential rooftop and canopy |  | None | Orbit Energy & Power, LLC | PSE&G | Accepted | 2020-11-16 | 2020-11-18 | 2021-11-18 | enphase | enphase | Inverters | 0.24 |  | 32 |  |  | 0.99 |  | Other | behind panels
NJSTRE1546072082 |  | Transition Incentive Program | Willingboro | 8046 | 13 | 10.24 | Residential | No | Behind the Meter | Net-metered residential rooftop and canopy |  | None | Orbit Energy & Power, LLC | PSE&G | Accepted | 2020-11-16 | 2020-11-18 | 2021-11-18 | hanwha qcells | qpeak 320w | Solar Panels |  | 0.32 | 32 | 203 | 30 |  | Fixed | Roof
NJSTRE1546072089 |  | Transition Incentive Program | Tinton Falls | 7724 | 17 | 8.68 | Residential | Yes | Behind the Meter | Net-metered residential rooftop and canopy |  | None | Bright Planet Solar | JCP&L | Accepted | 2020-11-16 | 2020-11-18 | 2021-11-18 | SOLAR EDGE | SE7600H-USRGM | Inverters | 7600 |  | 1 |  |  | 0.98 |  | Outdoor | OUTSIDE
NJSTRE1546072089 |  | Transition Incentive Program | Tinton Falls | 7724 | 17 | 8.68 | Residential | Yes | Behind the Meter | Net-metered residential rooftop and canopy |  | None | Bright Planet Solar | JCP&L | Accepted | 2020-11-16 | 2020-11-18 | 2021-11-18 | LONGI | LR6-60HPB-310M | Solar Panels |  | 0.31 | 28 | 172 | 26 |  | Fixed | Roof
NJSTRE1546072090 |  | Transition Incentive Program | Millville | 8332 | 20 | 13.98 | Residential | No | Behind the Meter | Net-metered residential rooftop and canopy |  | None | RCL Enterprises Inc. | AC Electric | Accepted | 2020-11-16 | 2020-11-18 | 2021-11-18 | enphase | iq7 | Inverters | 240 |  | 43 |  |  | 0.96 |  | Outdoor | under panels
NJSTRE1546072090 |  | Transition Incentive Program | Millville | 8332 | 20 | 13.98 | Residential | No | Behind the Meter | Net-metered residential rooftop and canopy |  | None | RCL Enterprises Inc. | AC Electric | Accepted | 2020-11-16 | 2020-11-18 | 2021-11-18 | Trina Solar | TSM-325DD06M | Solar Panels |  | 0.325 | 27 | 212 | 15 |  | Fixed | Roof
NJSTRE1546072090 |  | Transition Incentive Program | Millville | 8332 | 20 | 13.98 | Residential | No | Behind the Meter | Net-metered residential rooftop and canopy |  | None | RCL Enterprises Inc. | AC Electric | Accepted | 2020-11-16 | 2020-11-18 | 2021-11-18 | Trina Solar | TSM-325DD06M | Solar Panels |  | 0.325 | 16 | 288 | 15 |  | Fixed | Roof
NJSTRE1546072098 |  | Transition Incentive Program | Sicklerville | 8081 | 14 | 2.93 | Residential | No | Behind the Meter | Net-metered residential rooftop and canopy |  | None | SunnyMac LLC | AC Electric | Accepted | 2020-11-16 | 2020-11-18 | 2021-11-18 | Enphase | IQ7-60-2-US | Inverters | 0.25 |  | 9 |  |  | 0.97 |  | Outdoor | Roof
NJSTRE1546072098 |  | Transition Incentive Program | Sicklerville | 8081 | 14 | 2.93 | Residential | No | Behind the Meter | Net-metered residential rooftop and canopy |  | None | SunnyMac LLC | AC Electric | Accepted | 2020-11-16 | 2020-11-18 | 2021-11-18 | REC | TwinPeak 2 Mono | Solar Panels |  | 0.325 | 9 | 129 | 27 |  | Fixed | Roof
NJSTRE1546072099 |  | Transition Incentive Program | Lakewood | 8701 | 18 | 10.08 | Residential | No | Behind the Meter | Net-metered residential rooftop and canopy |  | None | Powerlutions | JCP&L | Accepted | 2020-11-16 | 2020-11-18 | 2021-11-18 | SolarEdge | SE7600H-US | Inverters | 7.6 |  | 1 |  |  | 0.97 |  | Outdoor | near meter
NJSTRE1546072099 |  | Transition Incentive Program | Lakewood | 8701 | 18 | 10.08 | Residential | No | Behind the Meter | Net-metered residential rooftop and canopy |  | None | Powerlutions | JCP&L | Accepted | 2020-11-16 | 2020-11-18 | 2021-11-18 | REC | 360AABlack | Solar Panels |  | 0.36 | 5 | 187 | 26 |  | Fixed | Roof
NJSTRE1546072099 |  | Transition Incentive Program | Lakewood | 8701 | 18 | 10.08 | Residential | No | Behind the Meter | Net-metered residential rooftop and canopy |  | None | Powerlutions | JCP&L | Accepted | 2020-11-16 | 2020-11-18 | 2021-11-18 | REC | 360AABlack | Solar Panels |  | 0.36 | 23 | 277 | 32 |  | Fixed | Roof
NJSTRE1546072100 |  | Transition Incentive Program | Holmdel | 7733 | 17 | 15.12 | Residential | No | Behind the Meter | Net-metered residential rooftop and canopy |  | None | Green Power Energy | JCP&L | Accepted | 2020-11-16 | 2020-11-18 | 2021-11-18 | SolarEdge | SE11400H-US (240V) | Inverters | 11400 |  | 1 |  |  | 0.97 |  | Outside | next to meter
NJSTRE1546072100 |  | Transition Incentive Program | Holmdel | 7733 | 17 | 15.12 | Residential | No | Behind the Meter | Net-metered residential rooftop and canopy |  | None | Green Power Energy | JCP&L | Accepted | 2020-11-16 | 2020-11-18 | 2021-11-18 | LG Electronics | LG360N1C-N5 | Solar Panels |  | 0.36 | 9 | 240 | 25 |  | Fixed | Roof
NJSTRE1546072100 |  | Transition Incentive Program | Holmdel | 7733 | 17 | 15.12 | Residential | No | Behind the Meter | Net-metered residential rooftop and canopy |  | None | Green Power Energy | JCP&L | Accepted | 2020-11-16 | 2020-11-18 | 2021-11-18 | LG Electronics | LG360N1C-N5 | Solar Panels |  | 0.36 | 3 | 240 | 20 |  | Fixed | Roof
NJSTRE1546072100 |  | Transition Incentive Program | Holmdel | 7733 | 17 | 15.12 | Residential | No | Behind the Meter | Net-metered residential rooftop and canopy |  | None | Green Power Energy | JCP&L | Accepted | 2020-11-16 | 2020-11-18 | 2021-11-18 | LG Electronics | LG360N1C-N5 | Solar Panels |  | 0.36 | 30 | 150 | 20 |  | Fixed | Roof
NJSTRE1546072106 |  | Transition Incentive Program | Egg Harbor Township | 8234 | 19 | 8.37 | Residential | Yes | Behind the Meter | Net-metered residential rooftop and canopy |  | None | Bright Planet Solar | AC Electric | Accepted | 2020-11-16 | 2020-11-18 | 2021-11-18 | SOLAR EDGE | SE7600H-USRGM | Inverters | 7600 |  | 1 |  |  | 0.98 |  | Outdoor | OUTSIDE
NJSTRE1546072106 |  | Transition Incentive Program | Egg Harbor Township | 8234 | 19 | 8.37 | Residential | Yes | Behind the Meter | Net-metered residential rooftop and canopy |  | None | Bright Planet Solar | AC Electric | Accepted | 2020-11-16 | 2020-11-18 | 2021-11-18 | HANWHA Q-CELLS | Q.PEAK DUO BLK-G5 310W | Solar Panels |  | 0.31 | 27 | 32 | 111 |  | Fixed | Roof
NJSTRE1546072114 |  | Transition Incentive Program | Manahawkin | 8050 | 18 | 10.88 | Residential | No | Behind the Meter | Net-metered residential rooftop and canopy |  | None | Maier Solar Engineering dba Solar Me | AC Electric | Accepted | 2020-11-16 | 2020-11-18 | 2021-11-18 | Enphase | IQ7+ | Inverters | 290 |  | 32 |  |  | 0.96 |  | Outdoor | Next to meter
NJSTRE1546072114 |  | Transition Incentive Program | Manahawkin | 8050 | 18 | 10.88 | Residential | No | Behind the Meter | Net-metered residential rooftop and canopy |  | None | Maier Solar Engineering dba Solar Me | AC Electric | Accepted | 2020-11-16 | 2020-11-18 | 2021-11-18 | Hanwha | Q. PEAK DUO BLK G6 340W | Solar Panels |  | 0.34 | 22 | 118 | 25 |  | Fixed | Roof
NJSTRE1546072114 |  | Transition Incentive Program | Manahawkin | 8050 | 18 | 10.88 | Residential | No | Behind the Meter | Net-metered residential rooftop and canopy |  | None | Maier Solar Engineering dba Solar Me | AC Electric | Accepted | 2020-11-16 | 2020-11-18 | 2021-11-18 | Hanwha | Q. PEAK DUO BLK G6 340W | Solar Panels |  | 0.34 | 10 | 208 | 15 |  | Fixed | Roof
NJSTRE1546072118 |  | Transition Incentive Program | Edison | 8820 | 11 | 5.28 | Residential | Yes | Behind the Meter | Net-metered residential rooftop and canopy |  | None | Posigen NJ LLC | PSE&G | Accepted | 2020-11-16 | 2020-11-18 | 2021-11-18 | SolarEdge | SE6000H-US | Inverters | 6000 |  | 1 |  |  | 0.99 |  | Outside | within ten feet of meter
NJSTRE1546072118 |  | Transition Incentive Program | Edison | 8820 | 11 | 5.28 | Residential | Yes | Behind the Meter | Net-metered residential rooftop and canopy |  | None | Posigen NJ LLC | PSE&G | Accepted | 2020-11-16 | 2020-11-18 | 2021-11-18 | Silfab | SIL330HL | Solar Panels |  | 0.33 | 16 | 176 | 30 |  | Fixed | Roof
NJSTRE1546072129 |  | Transition Incentive Program | Matawan | 7747 | 17 | 16.32 | Residential | Yes | Behind the Meter | Net-metered residential rooftop and canopy |  | None | Tesla Energy Operations Inc. | JCP&L | Accepted | 2020-11-16 | 2020-11-18 | 2021-11-18 | Tesla | AC Powerwall 2.0 | Electric Storage Battery |  |  | 2 |  |  |  | Lithium Ion |  | Inside garage
NJSTRE1546072129 |  | Transition Incentive Program | Matawan | 7747 | 17 | 16.32 | Residential | Yes | Behind the Meter | Net-metered residential rooftop and canopy |  | None | Tesla Energy Operations Inc. | JCP&L | Accepted | 2020-11-16 | 2020-11-18 | 2021-11-18 | SolarEdge Technologies | SE7600H-US [240V] | Inverters | 7600 |  | 2 |  |  | 0.99 |  | Outside | Outside
NJSTRE1546072129 |  | Transition Incentive Program | Matawan | 7747 | 17 | 16.32 | Residential | Yes | Behind the Meter | Net-metered residential rooftop and canopy |  | None | Tesla Energy Operations Inc. | JCP&L | Accepted | 2020-11-16 | 2020-11-18 | 2021-11-18 | Hanwha Q-CELLS | Q.Peak DUO BLK-G6+ 340 | Solar Panels |  | 0.34 | 14 | 276 | 20 |  | Fixed | Roof
NJSTRE1546072129 |  | Transition Incentive Program | Matawan | 7747 | 17 | 16.32 | Residential | Yes | Behind the Meter | Net-metered residential rooftop and canopy |  | None | Tesla Energy Operations Inc. | JCP&L | Accepted | 2020-11-16 | 2020-11-18 | 2021-11-18 | Hanwha Q-CELLS | Q.Peak DUO BLK-G6+ 340 | Solar Panels |  | 0.34 | 17 | 96 | 20 |  | Fixed | Roof
NJSTRE1546072129 |  | Transition Incentive Program | Matawan | 7747 | 17 | 16.32 | Residential | Yes | Behind the Meter | Net-metered residential rooftop and canopy |  | None | Tesla Energy Operations Inc. | JCP&L | Accepted | 2020-11-16 | 2020-11-18 | 2021-11-18 | Hanwha Q-CELLS | Q.Peak DUO BLK-G6+ 340 | Solar Panels |  | 0.34 | 7 | 97 | 20 |  | Fixed | Roof
NJSTRE1546072129 |  | Transition Incentive Program | Matawan | 7747 | 17 | 16.32 | Residential | Yes | Behind the Meter | Net-metered residential rooftop and canopy |  | None | Tesla Energy Operations Inc. | JCP&L | Accepted | 2020-11-16 | 2020-11-18 | 2021-11-18 | Hanwha Q-CELLS | Q.Peak DUO BLK-G6+ 340 | Solar Panels |  | 0.34 | 10 | 277 | 22 |  | Fixed | Roof
NJSTRE1546072131 |  | Transition Incentive Program | shamong | 8088 | 13 | 6.7 | Residential | No | Behind the Meter | Net-metered residential rooftop and canopy |  | None | Raynor Services | AC Electric | Accepted | 2020-11-16 | 2020-11-18 | 2021-11-18 | Solaredge | SE6000HD-us | Meters |  |  | 1 |  |  |  | Yes | Outdoor
NJSTRE1546072131 |  | Transition Incentive Program | shamong | 8088 | 13 | 6.7 | Residential | No | Behind the Meter | Net-metered residential rooftop and canopy |  | None | Raynor Services | AC Electric | Accepted | 2020-11-16 | 2020-11-18 | 2021-11-18 | Solaredge | SE6000H-US | Inverters | 6000 |  | 1 |  |  | 0.99 |  | Outdoor | Next to utlity meter
NJSTRE1546072131 |  | Transition Incentive Program | shamong | 8088 | 13 | 6.7 | Residential | No | Behind the Meter | Net-metered residential rooftop and canopy |  | None | Raynor Services | AC Electric | Accepted | 2020-11-16 | 2020-11-18 | 2021-11-18 | Qcell | L-G5 | Solar Panels |  | 0.335 | 20 | 200 | 28 |  | Fixed | Roof
NJSTRE1546072136 |  | Transition Incentive Program | Keyport | 7735 | 17 | 4.76 | Residential | Yes | Behind the Meter | Net-metered residential rooftop and canopy |  | None | Trinity Solar | JCP&L | Accepted | 2020-11-16 | 2020-11-18 | 2021-11-18 | SOLAR EDGE | SE3800H-US | Inverters | 3800 |  | 1 |  |  | 0.97 |  | Outside | SIE OF HOME
NJSTRE1546072136 |  | Transition Incentive Program | Keyport | 7735 | 17 | 4.76 | Residential | Yes | Behind the Meter | Net-metered residential rooftop and canopy |  | None | Trinity Solar | JCP&L | Accepted | 2020-11-16 | 2020-11-18 | 2021-11-18 | HANWHA 340 (Q.PEAK DUO BLK-G6 340) | HANWHA 340 (Q.PEAK DUO BLK-G6 340) | Solar Panels |  | 0.34 | 14 | 265 | 23 |  | Fixed | Roof
NJSTRE1546072620 |  | Transition Incentive Program | Scotch Plains Twp | 7076 | 10 | 13.95 | Residential | Yes | Behind the Meter | Net-metered residential rooftop and canopy |  | None | Bright Planet Solar | PSE&G | Accepted | 2020-11-16 | 2020-11-18 | 2021-11-18 | SOLAR EDGE | SE11400H-USRGM | Inverters | 11400 |  | 1 |  |  | 0.98 |  | Outdoor | OUTSIDE
NJSTRE1546072620 |  | Transition Incentive Program | Scotch Plains Twp | 7076 | 10 | 13.95 | Residential | Yes | Behind the Meter | Net-metered residential rooftop and canopy |  | None | Bright Planet Solar | PSE&G | Accepted | 2020-11-16 | 2020-11-18 | 2021-11-18 | LONGI | LG6-60HPB-310M | Solar Panels |  | 0.31 | 7 | 274 | 22 |  | Fixed | Roof
NJSTRE1546072620 |  | Transition Incentive Program | Scotch Plains Twp | 7076 | 10 | 13.95 | Residential | Yes | Behind the Meter | Net-metered residential rooftop and canopy |  | None | Bright Planet Solar | PSE&G | Accepted | 2020-11-16 | 2020-11-18 | 2021-11-18 | LONGI | LG6-60HPB-310M | Solar Panels |  | 0.31 | 7 | 94 | 22 |  | Fixed | Roof
NJSTRE1546072620 |  | Transition Incentive Program | Scotch Plains Twp | 7076 | 10 | 13.95 | Residential | Yes | Behind the Meter | Net-metered residential rooftop and canopy |  | None | Bright Planet Solar | PSE&G | Accepted | 2020-11-16 | 2020-11-18 | 2021-11-18 | LONGI | LG6-60HPB-310M | Solar Panels |  | 0.31 | 29 | 94 | 30 |  | Fixed | Roof
NJSTRE1546072620 |  | Transition Incentive Program | Scotch Plains Twp | 7076 | 10 | 13.95 | Residential | Yes | Behind the Meter | Net-metered residential rooftop and canopy |  | None | Bright Planet Solar | PSE&G | Accepted | 2020-11-16 | 2020-11-18 | 2021-11-18 | LONGI | LG6-60HPB-310M | Solar Panels |  | 0.31 | 2 | 94 | 30 |  | Fixed | Roof
NJSTRE1546073228 |  | Transition Incentive Program | Somerset | 8873 | 5 | 10.05 | Residential | Yes | Behind the Meter | Net-metered residential rooftop and canopy |  | PSEG | Vision Solar LLC | PSE&G | Accepted | 2020-11-16 | 2020-11-18 | 2021-11-18 | ENPHASE | IQ7-60-2-US | Inverters | 0.24 |  | 30 |  |  | 0.96 |  | Other | behind each panel
NJSTRE1546073228 |  | Transition Incentive Program | Somerset | 8873 | 5 | 10.05 | Residential | Yes | Behind the Meter | Net-metered residential rooftop and canopy |  | PSEG | Vision Solar LLC | PSE&G | Accepted | 2020-11-16 | 2020-11-18 | 2021-11-18 | HANWHA Q-CELLS | Q.PEAK DUO BLK-G6+ 335 | Solar Panels |  | 0.335 | 16 | 116 | 30 |  | Fixed | Roof
NJSTRE1546073228 |  | Transition Incentive Program | Somerset | 8873 | 5 | 10.05 | Residential | Yes | Behind the Meter | Net-metered residential rooftop and canopy |  | PSEG | Vision Solar LLC | PSE&G | Accepted | 2020-11-16 | 2020-11-18 | 2021-11-18 | HANWHA Q-CELLS | Q.PEAK DUO BLK-G6+ 335 | Solar Panels |  | 0.335 | 7 | 297 | 20 |  | Fixed | Roof
NJSTRE1546073228 |  | Transition Incentive Program | Somerset | 8873 | 5 | 10.05 | Residential | Yes | Behind the Meter | Net-metered residential rooftop and canopy |  | PSEG | Vision Solar LLC | PSE&G | Accepted | 2020-11-16 | 2020-11-18 | 2021-11-18 | HANWHA Q-CELLS | Q.PEAK DUO BLK-G6+ 335 | Solar Panels |  | 0.335 | 7 | 117 | 20 |  | Fixed | Roof
NJSTRE1546073339 |  | Transition Incentive Program | Iselin | 8330 | 19 | 8.16 | Residential | No | Behind the Meter | Net-metered residential rooftop and canopy |  | None | Maier Solar Engineering dba Solar Me | PSE&G | Accepted | 2020-11-16 | 2020-11-18 | 2021-11-18 | Enphase | IQ7+ | Inverters | 290 |  | 24 |  |  | 0.96 |  | Outdoor | Next to meter
NJSTRE1546073339 |  | Transition Incentive Program | Iselin | 8330 | 19 | 8.16 | Residential | No | Behind the Meter | Net-metered residential rooftop and canopy |  | None | Maier Solar Engineering dba Solar Me | PSE&G | Accepted | 2020-11-16 | 2020-11-18 | 2021-11-18 | Hanwha | Q.PEAK DUO BLK -G6 340W | Solar Panels |  | 0.34 | 24 | 129 | 36 |  | Fixed | Roof
NJSTRE1546073365 |  | Transition Incentive Program | Wallington | 7057 | 7 | 2.04 | Residential | Yes | Behind the Meter | Net-metered residential rooftop and canopy |  | None | Trinity Solar | PSE&G | Accepted | 2020-11-16 | 2020-11-18 | 2021-11-18 | ENPHASE IQ7PLUS MICROINVERTERS | IQ7PLUS-72-2-US | Inverters | 280 |  | 6 |  |  | 0.97 |  | Outside | UNDER PANELS
NJSTRE1546073365 |  | Transition Incentive Program | Wallington | 7057 | 7 | 2.04 | Residential | Yes | Behind the Meter | Net-metered residential rooftop and canopy |  | None | Trinity Solar | PSE&G | Accepted | 2020-11-16 | 2020-11-18 | 2021-11-18 | HANWHA 340 (Q.PEAK DUO BLK-G6 340) | HANWHA 340 (Q.PEAK DUO BLK-G6 340) | Solar Panels |  | 0.34 | 4 | 257 | 33 |  | Fixed | Roof
NJSTRE1546073365 |  | Transition Incentive Program | Wallington | 7057 | 7 | 2.04 | Residential | Yes | Behind the Meter | Net-metered residential rooftop and canopy |  | None | Trinity Solar | PSE&G | Accepted | 2020-11-16 | 2020-11-18 | 2021-11-18 | HANWHA 340 (Q.PEAK DUO BLK-G6 340) | HANWHA 340 (Q.PEAK DUO BLK-G6 340) | Solar Panels |  | 0.34 | 2 | 77 | 33 |  | Fixed | Roof
NJSTRE1546074769 |  | Transition Incentive Program | Mullica Hill | 8062 | 15 | 11.84 | Residential | No | Behind the Meter | Net-metered residential rooftop and canopy |  | None | Orbit Energy & Power, LLC | AC Electric | Accepted | 2020-11-16 | 2020-11-18 | 2021-11-18 | enphase | iq7-60-2-us | Inverters | 0.24 |  | 37 |  |  | 0.99 |  | Other | 0.99
NJSTRE1546074769 |  | Transition Incentive Program | Mullica Hill | 8062 | 15 | 11.84 | Residential | No | Behind the Meter | Net-metered residential rooftop and canopy |  | None | Orbit Energy & Power, LLC | AC Electric | Accepted | 2020-11-16 | 2020-11-18 | 2021-11-18 | hanwha qcells | qpeak 320w | Solar Panels |  | 0.32 | 37 | 145 | 35 |  | Fixed | Roof
NJSTRE1546074869 |  | Transition Incentive Program | Roselle Park | 7204 | 10 | 7.14 | Residential | Yes | Behind the Meter | Net-metered residential rooftop and canopy |  | None | Trinity Solar | PSE&G | Accepted | 2020-11-16 | 2020-11-18 | 2021-11-18 | SOLAR EDGE | SE6000H-US | Inverters | 6000 |  | 1 |  |  | 0.97 |  | Outside | SIDE OF HOME
NJSTRE1546074869 |  | Transition Incentive Program | Roselle Park | 7204 | 10 | 7.14 | Residential | Yes | Behind the Meter | Net-metered residential rooftop and canopy |  | None | Trinity Solar | PSE&G | Accepted | 2020-11-16 | 2020-11-18 | 2021-11-18 | HANWHA 340 (Q.PEAK DUO BLK-G6 340) | HANWHA 340 (Q.PEAK DUO BLK-G6 340) | Solar Panels |  | 0.34 | 11 | 51 | 15 |  | Fixed | Roof
NJSTRE1546074869 |  | Transition Incentive Program | Roselle Park | 7204 | 10 | 7.14 | Residential | Yes | Behind the Meter | Net-metered residential rooftop and canopy |  | None | Trinity Solar | PSE&G | Accepted | 2020-11-16 | 2020-11-18 | 2021-11-18 | HANWHA 340 (Q.PEAK DUO BLK-G6 340) | HANWHA 340 (Q.PEAK DUO BLK-G6 340) | Solar Panels |  | 0.34 | 10 | 231 | 15 |  | Fixed | Roof
NJSTRE1546075737 |  | Transition Incentive Program | South Brunswick | 8810 | 11 | 6.46 | Residential | No | Behind the Meter | Net-metered residential rooftop and canopy |  | None | Maier Solar Engineering dba Solar Me | PSE&G | Accepted | 2020-11-16 | 2020-11-18 | 2021-11-18 | Enphase | IQ7+ | Inverters | 290 |  | 19 |  |  | 0.96 |  | Outdoor | Next to meter
NJSTRE1546075737 |  | Transition Incentive Program | South Brunswick | 8810 | 11 | 6.46 | Residential | No | Behind the Meter | Net-metered residential rooftop and canopy |  | None | Maier Solar Engineering dba Solar Me | PSE&G | Accepted | 2020-11-16 | 2020-11-18 | 2021-11-18 | Hanwha | Q.PEAK DUO BLK G6 340W | Solar Panels |  | 0.34 | 19 | 172 | 43 |  | Fixed | Roof
NJSTRE1546076351 |  | Transition Incentive Program | Linden | 7036 | 10 | 5.78 | Residential | No | Behind the Meter | Net-metered residential rooftop and canopy |  | None | Trinity Solar | PSE&G | Accepted | 2020-11-16 | 2020-11-18 | 2021-11-18 | SOLAR EDGE | SE5000H-US | Inverters | 5000 |  | 1 |  |  | 0.97 |  | Outdoor | SIDE OF HOME
NJSTRE1546076351 |  | Transition Incentive Program | Linden | 7036 | 10 | 5.78 | Residential | No | Behind the Meter | Net-metered residential rooftop and canopy |  | None | Trinity Solar | PSE&G | Accepted | 2020-11-16 | 2020-11-18 | 2021-11-18 | HANWHA 340 (Q.PEAK DUO BLK-G6 340) | HANWHA 340 (Q.PEAK DUO BLK-G6 340) | Solar Panels |  | 0.34 | 5 | 219 | 27 |  | Fixed | Roof
NJSTRE1546076351 |  | Transition Incentive Program | Linden | 7036 | 10 | 5.78 | Residential | No | Behind the Meter | Net-metered residential rooftop and canopy |  | None | Trinity Solar | PSE&G | Accepted | 2020-11-16 | 2020-11-18 | 2021-11-18 | HANWHA 340 (Q.PEAK DUO BLK-G6 340) | HANWHA 340 (Q.PEAK DUO BLK-G6 340) | Solar Panels |  | 0.34 | 7 | 219 | 37 |  | Fixed | Roof
NJSTRE1546076351 |  | Transition Incentive Program | Linden | 7036 | 10 | 5.78 | Residential | No | Behind the Meter | Net-metered residential rooftop and canopy |  | None | Trinity Solar | PSE&G | Accepted | 2020-11-16 | 2020-11-18 | 2021-11-18 | HANWHA 340 (Q.PEAK DUO BLK-G6 340) | HANWHA 340 (Q.PEAK DUO BLK-G6 340) | Solar Panels |  | 0.34 | 5 | 39 | 27 |  | Fixed | Roof
NJSTRE1546076740 |  | Transition Incentive Program | Beachwood | 8722 | 18 | 8.37 | Residential | Yes | Behind the Meter | Net-metered residential rooftop and canopy |  | None | Bright Planet Solar | JCP&L | Accepted | 2020-11-16 | 2020-11-18 | 2021-11-18 | SOLAR EDGE | SE7600H-USRGM | Inverters | 7600 |  | 1 |  |  | 0.98 |  | Outdoor | OUTSIDE
NJSTRE1546076740 |  | Transition Incentive Program | Beachwood | 8722 | 18 | 8.37 | Residential | Yes | Behind the Meter | Net-metered residential rooftop and canopy |  | None | Bright Planet Solar | JCP&L | Accepted | 2020-11-16 | 2020-11-18 | 2021-11-18 | HANWHA Q-CELLS | Q.PEAK DUO BLK-G5 310W | Solar Panels |  | 0.31 | 11 | 304 | 22 |  | Fixed | Roof
NJSTRE1546076740 |  | Transition Incentive Program | Beachwood | 8722 | 18 | 8.37 | Residential | Yes | Behind the Meter | Net-metered residential rooftop and canopy |  | None | Bright Planet Solar | JCP&L | Accepted | 2020-11-16 | 2020-11-18 | 2021-11-18 | HANWHA Q-CELLS | Q.PEAK DUO BLK-G5 310W | Solar Panels |  | 0.31 | 10 | 124 | 22 |  | Fixed | Roof
NJSTRE1546076740 |  | Transition Incentive Program | Beachwood | 8722 | 18 | 8.37 | Residential | Yes | Behind the Meter | Net-metered residential rooftop and canopy |  | None | Bright Planet Solar | JCP&L | Accepted | 2020-11-16 | 2020-11-18 | 2021-11-18 | HANWHA Q-CELLS | Q.PEAK DUO BLK-G5 310W | Solar Panels |  | 0.31 | 6 | 124 | 22 |  | Fixed | Roof
NJSTRE1546077460 |  | Transition Incentive Program | Franklin TWP SOM | 8873 | 5 | 7.48 | Residential | No | Behind the Meter | Net-metered residential rooftop and canopy |  | None | Tesla Energy Operations Inc. | PSE&G | Accepted | 2020-11-16 | 2020-11-18 | 2021-11-18 | SolarEdge Technologies | SE7600H-US [240V] | Inverters | 7600 |  | 1 |  |  | 0.99 |  | Outside | Outside
NJSTRE1546077460 |  | Transition Incentive Program | Franklin TWP SOM | 8873 | 5 | 7.48 | Residential | No | Behind the Meter | Net-metered residential rooftop and canopy |  | None | Tesla Energy Operations Inc. | PSE&G | Accepted | 2020-11-16 | 2020-11-18 | 2021-11-18 | Hanwha Q-CELLS | Q.Peak DUO BLK-G6+ 340 | Solar Panels |  | 0.34 | 22 | 189 | 33 |  | Fixed | Roof
NJSTRE1546077462 |  | Transition Incentive Program | Erial | 8081 | 14 | 7.68 | Residential | No | Behind the Meter | Net-metered residential rooftop and canopy |  | None | Orbit Energy & Power, LLC | AC Electric | Accepted | 2020-11-16 | 2020-11-18 | 2021-11-18 | ENPHASE ENERGY | IQ7-60-2-US | Inverters | 240 |  | 24 |  |  | 0.99 |  | Other | UNDER EACH PANEL
NJSTRE1546077462 |  | Transition Incentive Program | Erial | 8081 | 14 | 7.68 | Residential | No | Behind the Meter | Net-metered residential rooftop and canopy |  | None | Orbit Energy & Power, LLC | AC Electric | Accepted | 2020-11-16 | 2020-11-18 | 2021-11-18 | HANWHA | Q PEAK CELLS 320W | Solar Panels |  | 0.32 | 24 | 217 | 32 |  | Fixed | Roof
NJSTRE1546077477 |  | Transition Incentive Program | North Bergen Twp | 7047 | 8 | 7.44 | Residential | Yes | Behind the Meter | Net-metered residential rooftop and canopy |  | None | Bright Planet Solar | PSE&G | Accepted | 2020-11-16 | 2020-11-25 | 2021-11-25 | SOLAR EDGE | SE6000H-USRGM | Inverters | 6000 |  | 1 |  |  | 0.98 |  | Outdoor | OUTSIDE
NJSTRE1546077477 |  | Transition Incentive Program | North Bergen Twp | 7047 | 8 | 7.44 | Residential | Yes | Behind the Meter | Net-metered residential rooftop and canopy |  | None | Bright Planet Solar | PSE&G | Accepted | 2020-11-16 | 2020-11-25 | 2021-11-25 | HANWHA Q-CELLS | Q.PEAK DUO BLK-G5 310W | Solar Panels |  | 0.31 | 4 | 206 | 9 |  | Fixed | Roof
NJSTRE1546077477 |  | Transition Incentive Program | North Bergen Twp | 7047 | 8 | 7.44 | Residential | Yes | Behind the Meter | Net-metered residential rooftop and canopy |  | None | Bright Planet Solar | PSE&G | Accepted | 2020-11-16 | 2020-11-25 | 2021-11-25 | HANWHA Q-CELLS | Q.PEAK DUO BLK-G5 310W | Solar Panels |  | 0.31 | 4 | 9 | 296 |  | Fixed | Roof
NJSTRE1546077477 |  | Transition Incentive Program | North Bergen Twp | 7047 | 8 | 7.44 | Residential | Yes | Behind the Meter | Net-metered residential rooftop and canopy |  | None | Bright Planet Solar | PSE&G | Accepted | 2020-11-16 | 2020-11-25 | 2021-11-25 | HANWHA Q-CELLS | Q.PEAK DUO BLK-G5 310W | Solar Panels |  | 0.31 | 16 | 206 | 9 |  | Fixed | Roof
NJSTRE1546077492 |  | Transition Incentive Program | Newark | 7103 | 9 | 7.52 | Residential | Yes | Behind the Meter | Net-metered residential rooftop and canopy |  | PSEG | Fusion Solar Energy LLC | PSE&G | Accepted | 2020-11-16 | 2020-11-18 | 2021-11-18 | Sunpower | Type E | Inverters | 0.32 |  | 23 |  |  | 0.94 |  | Outdoor | Roof Top
NJSTRE1546077492 |  | Transition Incentive Program | Newark | 7103 | 9 | 7.52 | Residential | Yes | Behind the Meter | Net-metered residential rooftop and canopy |  | PSEG | Fusion Solar Energy LLC | PSE&G | Accepted | 2020-11-16 | 2020-11-18 | 2021-11-18 | Sunpower | 327 E AC | Solar Panels |  | 0.327 | 23 | North South | 43 |  | Fixed | Roof
NJSTRE1546077500 |  | Transition Incentive Program | Beverly | 8010 | 13 | 9.86 | Residential | No | Behind the Meter | Net-metered residential rooftop and canopy |  | None | Vision Solar LLC | PSE&G | Accepted | 2020-11-16 | 2020-11-18 | 2021-11-18 | ENPHASE | IQ7-60-2-US | Inverters | 0.24 |  | 29 |  |  | 0.96 |  | Other | BEHIND EACH PANEL
NJSTRE1546077500 |  | Transition Incentive Program | Beverly | 8010 | 13 | 9.86 | Residential | No | Behind the Meter | Net-metered residential rooftop and canopy |  | None | Vision Solar LLC | PSE&G | Accepted | 2020-11-16 | 2020-11-18 | 2021-11-18 | HANWHA Q-CELLS | Q.PEAK DUO BLK-G6+ 340 | Solar Panels |  | 0.34 | 15 | 332 | 24 |  | Fixed | Roof
NJSTRE1546077500 |  | Transition Incentive Program | Beverly | 8010 | 13 | 9.86 | Residential | No | Behind the Meter | Net-metered residential rooftop and canopy |  | None | Vision Solar LLC | PSE&G | Accepted | 2020-11-16 | 2020-11-18 | 2021-11-18 | HANWHA Q-CELLS | Q.PEAK DUO BLK-G6+ 340 | Solar Panels |  | 0.34 | 14 | 152 | 24 |  | Fixed | Roof
NJSTRE1546077511 |  | Transition Incentive Program | Clark TWP | 7066 | 10 | 13.6 | Residential | Yes | Behind the Meter | Net-metered residential rooftop and canopy |  | None | Tesla Energy Operations Inc. | PSE&G | Accepted | 2020-11-16 | 2020-11-18 | 2021-11-18 | SolarEdge Technologies | SE11400H-US [240V] | Inverters | 11400 |  | 1 |  |  | 0.99 |  | Outside | Outside
NJSTRE1546077511 |  | Transition Incentive Program | Clark TWP | 7066 | 10 | 13.6 | Residential | Yes | Behind the Meter | Net-metered residential rooftop and canopy |  | None | Tesla Energy Operations Inc. | PSE&G | Accepted | 2020-11-16 | 2020-11-18 | 2021-11-18 | Hanwha Q-CELLS | Q.Peak DUO BLK-G6+ 340 | Solar Panels |  | 0.34 | 34 | 128 | 23 |  | Fixed | Roof
NJSTRE1546077511 |  | Transition Incentive Program | Clark TWP | 7066 | 10 | 13.6 | Residential | Yes | Behind the Meter | Net-metered residential rooftop and canopy |  | None | Tesla Energy Operations Inc. | PSE&G | Accepted | 2020-11-16 | 2020-11-18 | 2021-11-18 | Hanwha Q-CELLS | Q.Peak DUO BLK-G6+ 340 | Solar Panels |  | 0.34 | 3 | 218 | 23 |  | Fixed | Roof
NJSTRE1546077511 |  | Transition Incentive Program | Clark TWP | 7066 | 10 | 13.6 | Residential | Yes | Behind the Meter | Net-metered residential rooftop and canopy |  | None | Tesla Energy Operations Inc. | PSE&G | Accepted | 2020-11-16 | 2020-11-18 | 2021-11-18 | Hanwha Q-CELLS | Q.Peak DUO BLK-G6+ 340 | Solar Panels |  | 0.34 | 3 | 308 | 23 |  | Fixed | Roof
NJSTRE1546077518 |  | Transition Incentive Program | Pleasantville | 8232 | 19 | 7.82 | Residential | Yes | Behind the Meter | Net-metered residential rooftop and canopy |  | None | Castle Energy, LLC | AC Electric | Accepted | 2020-11-16 | 2020-11-18 | 2021-11-18 | Enphase Energy | IQ7-60-2-US | Inverters | 240 |  | 23 |  |  | 0.967 |  | Outdoor | on the rooftop under each solar panel
NJSTRE1546077518 |  | Transition Incentive Program | Pleasantville | 8232 | 19 | 7.82 | Residential | Yes | Behind the Meter | Net-metered residential rooftop and canopy |  | None | Castle Energy, LLC | AC Electric | Accepted | 2020-11-16 | 2020-11-18 | 2021-11-18 | Hanwha Q-Cells | Q.Peak DUO BLK-G6 340 | Solar Panels |  | 0.34 | 13 | 205 | 30 |  | Fixed | Roof
NJSTRE1546077518 |  | Transition Incentive Program | Pleasantville | 8232 | 19 | 7.82 | Residential | Yes | Behind the Meter | Net-metered residential rooftop and canopy |  | None | Castle Energy, LLC | AC Electric | Accepted | 2020-11-16 | 2020-11-18 | 2021-11-18 | Hanwha Q-Cells | Q.Peak DUO BLK-G6 340 | Solar Panels |  | 0.34 | 3 | 205 | 20 |  | Fixed | Roof
NJSTRE1546077518 |  | Transition Incentive Program | Pleasantville | 8232 | 19 | 7.82 | Residential | Yes | Behind the Meter | Net-metered residential rooftop and canopy |  | None | Castle Energy, LLC | AC Electric | Accepted | 2020-11-16 | 2020-11-18 | 2021-11-18 | Hanwha Q-Cells | Q.Peak DUO BLK-G6 340 | Solar Panels |  | 0.34 | 7 | 25 | 30 |  | Fixed | Roof
NJSTRE1546077523 |  | Transition Incentive Program | Passaic | 7055 | 6 | 8.84 | Residential | No | Behind the Meter | Net-metered residential rooftop and canopy |  | None | Vision Solar LLC | PSE&G | Accepted | 2020-11-16 | 2020-11-18 | 2021-11-18 | ENPHASE | IQ7-60-2-US | Inverters | 0.24 |  | 26 |  |  | 0.96 |  | Other | BEHIND EACH PANEL
NJSTRE1546077523 |  | Transition Incentive Program | Passaic | 7055 | 6 | 8.84 | Residential | No | Behind the Meter | Net-metered residential rooftop and canopy |  | None | Vision Solar LLC | PSE&G | Accepted | 2020-11-16 | 2020-11-18 | 2021-11-18 | HANWHA Q-CELLS | Q.PEAK DUO BLK-G6+ 340 | Solar Panels |  | 0.34 | 9 | 37 | 45 |  | Fixed | Roof
NJSTRE1546077523 |  | Transition Incentive Program | Passaic | 7055 | 6 | 8.84 | Residential | No | Behind the Meter | Net-metered residential rooftop and canopy |  | None | Vision Solar LLC | PSE&G | Accepted | 2020-11-16 | 2020-11-18 | 2021-11-18 | HANWHA Q-CELLS | Q.PEAK DUO BLK-G6+ 340 | Solar Panels |  | 0.34 | 5 | 307 | 45 |  | Fixed | Roof
NJSTRE1546077523 |  | Transition Incentive Program | Passaic | 7055 | 6 | 8.84 | Residential | No | Behind the Meter | Net-metered residential rooftop and canopy |  | None | Vision Solar LLC | PSE&G | Accepted | 2020-11-16 | 2020-11-18 | 2021-11-18 | HANWHA Q-CELLS | Q.PEAK DUO BLK-G6+ 340 | Solar Panels |  | 0.34 | 12 | 217 | 45 |  | Fixed | Roof
NJSTRE1546077530 |  | Transition Incentive Program | Howell | 7731 | 17 | 8.05 | Residential | No | Behind the Meter | Net-metered residential rooftop and canopy |  | None | Pro Custom Solar dba Momentum Solar | JCP&L | Accepted | 2020-11-16 | 2020-11-18 | 2021-11-18 | Enphase | IQ7PLUS-72-2-US | Inverters | 290 |  | 23 |  |  | 0.97 |  | Outdoor | Roof
NJSTRE1546077530 |  | Transition Incentive Program | Howell | 7731 | 17 | 8.05 | Residential | No | Behind the Meter | Net-metered residential rooftop and canopy |  | None | Pro Custom Solar dba Momentum Solar | JCP&L | Accepted | 2020-11-16 | 2020-11-18 | 2021-11-18 | LG | LG 350N1C-V5 | Solar Panels |  | 0.35 | 17 | 165 | 22 |  | Fixed | Roof
NJSTRE1546077530 |  | Transition Incentive Program | Howell | 7731 | 17 | 8.05 | Residential | No | Behind the Meter | Net-metered residential rooftop and canopy |  | None | Pro Custom Solar dba Momentum Solar | JCP&L | Accepted | 2020-11-16 | 2020-11-18 | 2021-11-18 | LG | LG 350N1C-V5 | Solar Panels |  | 0.35 | 6 | 165 | 22 |  | Fixed | Roof
NJSTRE1546077541 |  | Transition Incentive Program | Somerdale | 8083 | 14 | 7.04 | Residential | Yes | Behind the Meter | Net-metered residential rooftop and canopy |  | None | Vision Solar LLC | PSE&G | Accepted | 2020-11-16 | 2020-11-18 | 2021-11-18 | ENPHASE | IQ7-60-2-US | Inverters | 0.24 |  | 21 |  |  | 0.96 |  | Other | BEHIND EACH PANEL
NJSTRE1546077541 |  | Transition Incentive Program | Somerdale | 8083 | 14 | 7.04 | Residential | Yes | Behind the Meter | Net-metered residential rooftop and canopy |  | None | Vision Solar LLC | PSE&G | Accepted | 2020-11-16 | 2020-11-18 | 2021-11-18 | HANWHA Q-CELLS | Q.PEAK DUO BLK-G6+ 335 | Solar Panels |  | 0.335 | 21 | 198 | 25 |  | Fixed | Roof
NJSTRE1546077542 |  | Transition Incentive Program | Township of Washington | 7676 | 7 | 12.24 | Residential | Yes | Behind the Meter | Net-metered residential rooftop and canopy |  | None | Tesla Energy Operations, Inc. | PSE&G | Accepted | 2020-11-16 | 2020-11-18 | 2021-11-18 | SolarEdge Technologies Ltd | SE11400H-US [240V] | Inverters | 11400 |  | 1 |  |  | 0.99 |  | Outdoor | outside
NJSTRE1546077542 |  | Transition Incentive Program | Township of Washington | 7676 | 7 | 12.24 | Residential | Yes | Behind the Meter | Net-metered residential rooftop and canopy |  | None | Tesla Energy Operations, Inc. | PSE&G | Accepted | 2020-11-16 | 2020-11-18 | 2021-11-18 | Hanwha Q-CELLS | Q.Peak DUO BLK-G6+ 340 | Solar Panels |  | 0.34 | 18 | 282 | 19 |  | Fixed | Roof
NJSTRE1546077542 |  | Transition Incentive Program | Township of Washington | 7676 | 7 | 12.24 | Residential | Yes | Behind the Meter | Net-metered residential rooftop and canopy |  | None | Tesla Energy Operations, Inc. | PSE&G | Accepted | 2020-11-16 | 2020-11-18 | 2021-11-18 | Hanwha Q-CELLS | Q.Peak DUO BLK-G6+ 340 | Solar Panels |  | 0.34 | 12 | 192 | 34 |  | Fixed | Roof
NJSTRE1546077542 |  | Transition Incentive Program | Township of Washington | 7676 | 7 | 12.24 | Residential | Yes | Behind the Meter | Net-metered residential rooftop and canopy |  | None | Tesla Energy Operations, Inc. | PSE&G | Accepted | 2020-11-16 | 2020-11-18 | 2021-11-18 | Hanwha Q-CELLS | Q.Peak DUO BLK-G6+ 340 | Solar Panels |  | 0.34 | 6 | 102 | 19 |  | Fixed | Roof
NJSTRE1546078127 |  | Transition Incentive Program | Garwood | 7027 | 10 | 15.5 | Residential | Yes | Behind the Meter | Net-metered residential rooftop and canopy |  | None | Freedom Forever New Jersey LLC | PSE&G | Accepted | 2020-11-29 | 2020-11-30 | 2021-11-30 | Solar Edge | SE10000H-US [SI1] RGM | Inverters | 10000 |  | 1 |  |  | 0.99 |  | Outdoor | n/a
NJSTRE1546078127 |  | Transition Incentive Program | Garwood | 7027 | 10 | 15.5 | Residential | Yes | Behind the Meter | Net-metered residential rooftop and canopy |  | None | Freedom Forever New Jersey LLC | PSE&G | Accepted | 2020-11-29 | 2020-11-30 | 2021-11-30 | Solar Edge | SE7600H-US [SI1] RGM | Inverters | 7600 |  | 1 |  |  | 0.99 |  | Outdoor | n/a
NJSTRE1546078127 |  | Transition Incentive Program | Garwood | 7027 | 10 | 15.5 | Residential | Yes | Behind the Meter | Net-metered residential rooftop and canopy |  | None | Freedom Forever New Jersey LLC | PSE&G | Accepted | 2020-11-29 | 2020-11-30 | 2021-11-30 | Rec Solar | REC310TP2M | Solar Panels |  | 0.31 | 28 | 1 | 28 |  | Fixed | Roof | n/a
NJSTRE1546078127 |  | Transition Incentive Program | Garwood | 7027 | 10 | 15.5 | Residential | Yes | Behind the Meter | Net-metered residential rooftop and canopy |  | None | Freedom Forever New Jersey LLC | PSE&G | Accepted | 2020-11-29 | 2020-11-30 | 2021-11-30 | Rec Solar | REC310TP2M | Solar Panels |  | 0.31 | 22 | 2 | 28 |  | Fixed | Roof | n/a
NJSTRE1546078140 |  | Transition Incentive Program | Jackson | 8527 | 18 | 12.24 | Residential | Yes | Behind the Meter | Net-metered residential rooftop and canopy |  | None | Tesla Energy Operations Inc. | JCP&L | Accepted | 2020-11-16 | 2020-11-18 | 2021-11-18 | Tesla | AC Powerwall 2.0 | Electric Storage Battery |  |  | 2 |  |  |  | Lithium Ion |  | Inside garage
NJSTRE1546078140 |  | Transition Incentive Program | Jackson | 8527 | 18 | 12.24 | Residential | Yes | Behind the Meter | Net-metered residential rooftop and canopy |  | None | Tesla Energy Operations Inc. | JCP&L | Accepted | 2020-11-16 | 2020-11-18 | 2021-11-18 | SolarEdge Technologies | SE10000H-US [240V] | Inverters | 10000 |  | 1 |  |  | 0.99 |  | Outside | Outside
NJSTRE1546078140 |  | Transition Incentive Program | Jackson | 8527 | 18 | 12.24 | Residential | Yes | Behind the Meter | Net-metered residential rooftop and canopy |  | None | Tesla Energy Operations Inc. | JCP&L | Accepted | 2020-11-16 | 2020-11-18 | 2021-11-18 | Hanwha Q-CELLS | Q.Peak DUO BLK-G6+ 340 | Solar Panels |  | 0.34 | 13 | 99 | 20 |  | Fixed | Roof
NJSTRE1546078140 |  | Transition Incentive Program | Jackson | 8527 | 18 | 12.24 | Residential | Yes | Behind the Meter | Net-metered residential rooftop and canopy |  | None | Tesla Energy Operations Inc. | JCP&L | Accepted | 2020-11-16 | 2020-11-18 | 2021-11-18 | Hanwha Q-CELLS | Q.Peak DUO BLK-G6+ 340 | Solar Panels |  | 0.34 | 15 | 189 | 21 |  | Fixed | Roof
NJSTRE1546078140 |  | Transition Incentive Program | Jackson | 8527 | 18 | 12.24 | Residential | Yes | Behind the Meter | Net-metered residential rooftop and canopy |  | None | Tesla Energy Operations Inc. | JCP&L | Accepted | 2020-11-16 | 2020-11-18 | 2021-11-18 | Hanwha Q-CELLS | Q.Peak DUO BLK-G6+ 340 | Solar Panels |  | 0.34 | 8 | 189 | 21 |  | Fixed | Roof
NJSTRE1546089191 |  | Transition Incentive Program | Trenton | 8610 | 12 | 7.56 | Residential | No | Behind the Meter | Net-metered residential rooftop and canopy |  | None | Kaitanna Solar, LLC | PSE&G | Accepted | 2020-11-16 | 2020-11-18 | 2021-11-18 | Enphase | Envoy | Meters |  |  | 1 |  |  |  | Yes
NJSTRE1546089191 |  | Transition Incentive Program | Trenton | 8610 | 12 | 7.56 | Residential | No | Behind the Meter | Net-metered residential rooftop and canopy |  | None | Kaitanna Solar, LLC | PSE&G | Accepted | 2020-11-16 | 2020-11-18 | 2021-11-18 | Enphase | IQ7 | Inverters | 240 |  | 24 |  |  | 0.97 |  | Outside | Under Modules
NJSTRE1546089191 |  | Transition Incentive Program | Trenton | 8610 | 12 | 7.56 | Residential | No | Behind the Meter | Net-metered residential rooftop and canopy |  | None | Kaitanna Solar, LLC | PSE&G | Accepted | 2020-11-16 | 2020-11-18 | 2021-11-18 | Canadian Solar | CS3K-315MS | Solar Panels |  | 0.315 | 19 | 210 | 30.26 |  | Fixed | Roof
NJSTRE1546089191 |  | Transition Incentive Program | Trenton | 8610 | 12 | 7.56 | Residential | No | Behind the Meter | Net-metered residential rooftop and canopy |  | None | Kaitanna Solar, LLC | PSE&G | Accepted | 2020-11-16 | 2020-11-18 | 2021-11-18 | Canadian Solar | CS3K-315MS | Solar Panels |  | 0.315 | 5 | 30 | 30.26 |  | Fixed | Roof
NJSTRE1546089262 |  | Transition Incentive Program | Trenton | 8610 | 12 | 6.3 | Residential | No | Behind the Meter | Net-metered residential rooftop and canopy |  | None | Kaitanna Solar, LLC | PSE&G | Accepted | 2020-11-17 | 2020-11-19 | 2021-11-19 | Enphase | Envoy | Meters |  |  | 1 |  |  |  | Yes
NJSTRE1546089262 |  | Transition Incentive Program | Trenton | 8610 | 12 | 6.3 | Residential | No | Behind the Meter | Net-metered residential rooftop and canopy |  | None | Kaitanna Solar, LLC | PSE&G | Accepted | 2020-11-17 | 2020-11-19 | 2021-11-19 | Enphase | IQ7 | Inverters | 240 |  | 20 |  |  | 0.97 |  | Outside | Under Module
NJSTRE1546089262 |  | Transition Incentive Program | Trenton | 8610 | 12 | 6.3 | Residential | No | Behind the Meter | Net-metered residential rooftop and canopy |  | None | Kaitanna Solar, LLC | PSE&G | Accepted | 2020-11-17 | 2020-11-19 | 2021-11-19 | Canadian Solar | CS3K-315MS | Solar Panels |  | 0.315 | 9 | 230 | 30 |  | Fixed | Roof
NJSTRE1546089262 |  | Transition Incentive Program | Trenton | 8610 | 12 | 6.3 | Residential | No | Behind the Meter | Net-metered residential rooftop and canopy |  | None | Kaitanna Solar, LLC | PSE&G | Accepted | 2020-11-17 | 2020-11-19 | 2021-11-19 | Canadian Solar | CS3K-315MS | Solar Panels |  | 0.315 | 4 | 50 | 30 |  | Fixed | Roof
NJSTRE1546089262 |  | Transition Incentive Program | Trenton | 8610 | 12 | 6.3 | Residential | No | Behind the Meter | Net-metered residential rooftop and canopy |  | None | Kaitanna Solar, LLC | PSE&G | Accepted | 2020-11-17 | 2020-11-19 | 2021-11-19 | Canadian Solar | CS3K-315MS | Solar Panels |  | 0.315 | 2 | 140 | 30 |  | Fixed | Roof
NJSTRE1546089262 |  | Transition Incentive Program | Trenton | 8610 | 12 | 6.3 | Residential | No | Behind the Meter | Net-metered residential rooftop and canopy |  | None | Kaitanna Solar, LLC | PSE&G | Accepted | 2020-11-17 | 2020-11-19 | 2021-11-19 | Canadian Solar | CS3K-315MS | Solar Panels |  | 0.315 | 5 | 50 | 14 |  | Fixed | Roof
NJSTRE1546090402 |  | Transition Incentive Program | Trenton | 8610 | 12 | 4.73 | Residential | No | Behind the Meter | Net-metered residential rooftop and canopy |  | None | Kaitanna Solar, LLC | PSE&G | Accepted | 2020-11-17 | 2020-11-18 | 2021-11-18 | Enphase | Envoy | Meters |  |  | 1 |  |  |  | Yes
NJSTRE1546090402 |  | Transition Incentive Program | Trenton | 8610 | 12 | 4.73 | Residential | No | Behind the Meter | Net-metered residential rooftop and canopy |  | None | Kaitanna Solar, LLC | PSE&G | Accepted | 2020-11-17 | 2020-11-18 | 2021-11-18 | Enphase | IQ7 | Inverters | 240 |  | 15 |  |  | 0.97 |  | Outside | Under Module
NJSTRE1546090402 |  | Transition Incentive Program | Trenton | 8610 | 12 | 4.73 | Residential | No | Behind the Meter | Net-metered residential rooftop and canopy |  | None | Kaitanna Solar, LLC | PSE&G | Accepted | 2020-11-17 | 2020-11-18 | 2021-11-18 | Canadian Solar | CS3K-315MS | Solar Panels |  | 0.315 | 2 | 120 | 23 |  | Fixed | Roof
NJSTRE1546090402 |  | Transition Incentive Program | Trenton | 8610 | 12 | 4.73 | Residential | No | Behind the Meter | Net-metered residential rooftop and canopy |  | None | Kaitanna Solar, LLC | PSE&G | Accepted | 2020-11-17 | 2020-11-18 | 2021-11-18 | Canadian Solar | CS3K-315MS | Solar Panels |  | 0.315 | 13 | 210 | 23 |  | Fixed | Roof
NJSTRE1546090404 |  | Transition Incentive Program | Bellmawr | 8031 | 14 | 8.05 | Residential | No | Behind the Meter | Net-metered residential rooftop and canopy |  | None | Suntuity Solar LLC | PSE&G | Accepted | 2020-11-17 | 2020-11-18 | 2021-11-18 | Enphase Energy | IQ7-60-2-US | Inverters | 240 |  | 23 |  |  | 0.97 |  | Outdoor | Behind the PV Modules
NJSTRE1546090404 |  | Transition Incentive Program | Bellmawr | 8031 | 14 | 8.05 | Residential | No | Behind the Meter | Net-metered residential rooftop and canopy |  | None | Suntuity Solar LLC | PSE&G | Accepted | 2020-11-17 | 2020-11-18 | 2021-11-18 | Longi | LR4-60HPB-350M | Solar Panels |  | 0.35 | 6 | 61 | 39 |  | Fixed | Roof
NJSTRE1546090404 |  | Transition Incentive Program | Bellmawr | 8031 | 14 | 8.05 | Residential | No | Behind the Meter | Net-metered residential rooftop and canopy |  | None | Suntuity Solar LLC | PSE&G | Accepted | 2020-11-17 | 2020-11-18 | 2021-11-18 | Longi | LR4-60HPB-350M | Solar Panels |  | 0.35 | 8 | 331 | 39 |  | Fixed | Roof
NJSTRE1546090404 |  | Transition Incentive Program | Bellmawr | 8031 | 14 | 8.05 | Residential | No | Behind the Meter | Net-metered residential rooftop and canopy |  | None | Suntuity Solar LLC | PSE&G | Accepted | 2020-11-17 | 2020-11-18 | 2021-11-18 | Longi | LR4-60HPB-350M | Solar Panels |  | 0.35 | 9 | 241 | 39 |  | Fixed | Roof
NJSTRE1546090405 |  | Transition Incentive Program | Bogota | 7603 | 7 | 5.6 | Residential | No | Behind the Meter | Net-metered residential rooftop and canopy |  | None | Suntuity Solar LLC | PSE&G | Accepted | 2020-11-17 | 2020-11-18 | 2021-11-18 | Enphase Energy | IQ7-60-2-US | Inverters | 240 |  | 16 |  |  | 0.97 |  | Other | Behind the PV Modules
NJSTRE1546090405 |  | Transition Incentive Program | Bogota | 7603 | 7 | 5.6 | Residential | No | Behind the Meter | Net-metered residential rooftop and canopy |  | None | Suntuity Solar LLC | PSE&G | Accepted | 2020-11-17 | 2020-11-18 | 2021-11-18 | Longi | LR4-60HPB-350M | Solar Panels |  | 0.35 | 8 | 289 | 31 |  | Fixed | Roof
NJSTRE1546090405 |  | Transition Incentive Program | Bogota | 7603 | 7 | 5.6 | Residential | No | Behind the Meter | Net-metered residential rooftop and canopy |  | None | Suntuity Solar LLC | PSE&G | Accepted | 2020-11-17 | 2020-11-18 | 2021-11-18 | Longi | LR4-60HPB-350M | Solar Panels |  | 0.35 | 8 | 109 | 31 |  | Fixed | Roof
NJSTRE1546090406 |  | Transition Incentive Program | Deptford Township | 8096 | 15 | 12.25 | Residential | Yes | Behind the Meter | Net-metered residential rooftop and canopy |  | None | Suntuity Solar LLC | PSE&G | Accepted | 2020-11-17 | 2020-11-19 | 2021-11-19 | Enphase Energy | IQ7-60-2-US | Inverters | 240 |  | 35 |  |  | 0.97 |  | Outdoor | Behind the PV Modules
NJSTRE1546090406 |  | Transition Incentive Program | Deptford Township | 8096 | 15 | 12.25 | Residential | Yes | Behind the Meter | Net-metered residential rooftop and canopy |  | None | Suntuity Solar LLC | PSE&G | Accepted | 2020-11-17 | 2020-11-19 | 2021-11-19 | Longi | LR4-60HPB-350M | Solar Panels |  | 0.35 | 16 | 176 | 27 |  | Fixed | Roof
NJSTRE1546090406 |  | Transition Incentive Program | Deptford Township | 8096 | 15 | 12.25 | Residential | Yes | Behind the Meter | Net-metered residential rooftop and canopy |  | None | Suntuity Solar LLC | PSE&G | Accepted | 2020-11-17 | 2020-11-19 | 2021-11-19 | Longi | LR4-60HPB-350M | Solar Panels |  | 0.35 | 19 | 356 | 27 |  | Fixed | Roof
NJSTRE1546090407 |  | Transition Incentive Program | Cherry Hil | 8034 | 14 | 10.5 | Residential | Yes | Behind the Meter | Net-metered residential rooftop and canopy |  | None | Suntuity Solar LLC | PSE&G | Accepted | 2020-11-17 | 2020-11-19 | 2021-11-19 | Enphase Energy | IQ7-60-2-US | Inverters | 240 |  | 30 |  |  | 0.97 |  | Outdoor | Behind the PV Modules
NJSTRE1546090407 |  | Transition Incentive Program | Cherry Hil | 8034 | 14 | 10.5 | Residential | Yes | Behind the Meter | Net-metered residential rooftop and canopy |  | None | Suntuity Solar LLC | PSE&G | Accepted | 2020-11-17 | 2020-11-19 | 2021-11-19 | Longi | LR4-60HPB-350M | Solar Panels |  | 0.35 | 10 | 109 | 24 |  | Fixed | Roof
NJSTRE1546090407 |  | Transition Incentive Program | Cherry Hil | 8034 | 14 | 10.5 | Residential | Yes | Behind the Meter | Net-metered residential rooftop and canopy |  | None | Suntuity Solar LLC | PSE&G | Accepted | 2020-11-17 | 2020-11-19 | 2021-11-19 | Longi | LR4-60HPB-350M | Solar Panels |  | 0.35 | 5 | 289 | 26 |  | Fixed | Roof
NJSTRE1546090407 |  | Transition Incentive Program | Cherry Hil | 8034 | 14 | 10.5 | Residential | Yes | Behind the Meter | Net-metered residential rooftop and canopy |  | None | Suntuity Solar LLC | PSE&G | Accepted | 2020-11-17 | 2020-11-19 | 2021-11-19 | Longi | LR4-60HPB-350M | Solar Panels |  | 0.35 | 15 | 199 | 22 |  | Fixed | Roof
NJSTRE1546090408 |  | Transition Incentive Program | West Deptford | 8096 | 15 | 10.5 | Residential | Yes | Behind the Meter | Net-metered residential rooftop and canopy |  | None | Suntuity Solar LLC | PSE&G | Accepted | 2020-11-17 | 2020-11-19 | 2021-11-19 | Enphase Energy | IQ7-60-2-US | Inverters | 240 |  | 30 |  |  | 0.97 |  | Outdoor | Behind the PV Modules
NJSTRE1546090408 |  | Transition Incentive Program | West Deptford | 8096 | 15 | 10.5 | Residential | Yes | Behind the Meter | Net-metered residential rooftop and canopy |  | None | Suntuity Solar LLC | PSE&G | Accepted | 2020-11-17 | 2020-11-19 | 2021-11-19 | Longi | LR4-60HPB-350M | Solar Panels |  | 0.35 | 16 | 24 | 10 |  | Fixed | Roof
NJSTRE1546090408 |  | Transition Incentive Program | West Deptford | 8096 | 15 | 10.5 | Residential | Yes | Behind the Meter | Net-metered residential rooftop and canopy |  | None | Suntuity Solar LLC | PSE&G | Accepted | 2020-11-17 | 2020-11-19 | 2021-11-19 | Longi | LR4-60HPB-350M | Solar Panels |  | 0.35 | 10 | 204 | 36 |  | Fixed | Roof
NJSTRE1546090408 |  | Transition Incentive Program | West Deptford | 8096 | 15 | 10.5 | Residential | Yes | Behind the Meter | Net-metered residential rooftop and canopy |  | None | Suntuity Solar LLC | PSE&G | Accepted | 2020-11-17 | 2020-11-19 | 2021-11-19 | Longi | LR4-60HPB-350M | Solar Panels |  | 0.35 | 4 | 204 | 11 |  | Fixed | Roof
NJSTRE1546090409 |  | Transition Incentive Program | West Deptford | 8096 | 15 | 4.2 | Residential | Yes | Behind the Meter | Net-metered residential rooftop and canopy |  | None | Suntuity Solar LLC | PSE&G | Accepted | 2020-11-17 | 2020-11-19 | 2021-11-19 | Enphase Energy | IQ7-60-2-US | Inverters | 240 |  | 12 |  |  | 0.97 |  | Outdoor | Behind the PV Modules
NJSTRE1546090409 |  | Transition Incentive Program | West Deptford | 8096 | 15 | 4.2 | Residential | Yes | Behind the Meter | Net-metered residential rooftop and canopy |  | None | Suntuity Solar LLC | PSE&G | Accepted | 2020-11-17 | 2020-11-19 | 2021-11-19 | Longi | LR4-60HPB-350M | Solar Panels |  | 0.35 | 3 | 202 | 24 |  | Fixed | Roof
NJSTRE1546090409 |  | Transition Incentive Program | West Deptford | 8096 | 15 | 4.2 | Residential | Yes | Behind the Meter | Net-metered residential rooftop and canopy |  | None | Suntuity Solar LLC | PSE&G | Accepted | 2020-11-17 | 2020-11-19 | 2021-11-19 | Longi | LR4-60HPB-350M | Solar Panels |  | 0.35 | 9 | 202 | 26 |  | Fixed | Roof
NJSTRE1546090413 |  | Transition Incentive Program | Piscataway | 8854 | 11 | 4.2 | Residential | Yes | Behind the Meter | Net-metered residential rooftop and canopy |  | None | Suntuity Solar LLC | PSE&G | Accepted | 2020-11-17 | 2020-11-18 | 2021-11-18 | Enphase Energy | IQ7-60-2-US | Inverters | 240 |  | 12 |  |  | 0.97 |  | Outdoor | Behind the PV Modules
NJSTRE1546090413 |  | Transition Incentive Program | Piscataway | 8854 | 11 | 4.2 | Residential | Yes | Behind the Meter | Net-metered residential rooftop and canopy |  | None | Suntuity Solar LLC | PSE&G | Accepted | 2020-11-17 | 2020-11-18 | 2021-11-18 | Longi | LR4-60HPB-350M | Solar Panels |  | 0.35 | 12 | 154 | 31 |  | Fixed | Roof
NJSTRE1546090414 |  | Transition Incentive Program | Hasbrouck Heights | 7604 | 7 | 3.5 | Residential | Yes | Behind the Meter | Net-metered residential rooftop and canopy |  | None | Suntuity Solar LLC | PSE&G | Accepted | 2020-11-17 | 2020-11-18 | 2021-11-18 | Enphase Energy | IQ7-60-2-US | Inverters | 240 |  | 10 |  |  | 0.97 |  | Outdoor | Behind the PV Modules
NJSTRE1546090414 |  | Transition Incentive Program | Hasbrouck Heights | 7604 | 7 | 3.5 | Residential | Yes | Behind the Meter | Net-metered residential rooftop and canopy |  | None | Suntuity Solar LLC | PSE&G | Accepted | 2020-11-17 | 2020-11-18 | 2021-11-18 | Longi | LR4-60HPB-350M | Solar Panels |  | 0.35 | 2 | 37 | 33 |  | Fixed | Roof
NJSTRE1546090414 |  | Transition Incentive Program | Hasbrouck Heights | 7604 | 7 | 3.5 | Residential | Yes | Behind the Meter | Net-metered residential rooftop and canopy |  | None | Suntuity Solar LLC | PSE&G | Accepted | 2020-11-17 | 2020-11-18 | 2021-11-18 | Longi | LR4-60HPB-350M | Solar Panels |  | 0.35 | 8 | 217 | 33 |  | Fixed | Roof
NJSTRE1546090415 |  | Transition Incentive Program | Alpha | 8865 | 2 | 5.95 | Residential | Yes | Behind the Meter | Net-metered residential rooftop and canopy |  | None | Suntuity Solar LLC | JCP&L | Accepted | 2020-11-17 | 2020-11-19 | 2021-11-19 | Enphase Energy | IQ7-60-2-US | Inverters | 240 |  | 17 |  |  | 0.97 |  | Outdoor | Behind the PV Modules
NJSTRE1546090415 |  | Transition Incentive Program | Alpha | 8865 | 2 | 5.95 | Residential | Yes | Behind the Meter | Net-metered residential rooftop and canopy |  | None | Suntuity Solar LLC | JCP&L | Accepted | 2020-11-17 | 2020-11-19 | 2021-11-19 | Longi | LR4-60HPB-350M | Solar Panels |  | 0.35 | 10 | 163 | 44 |  | Fixed | Roof
NJSTRE1546090415 |  | Transition Incentive Program | Alpha | 8865 | 2 | 5.95 | Residential | Yes | Behind the Meter | Net-metered residential rooftop and canopy |  | None | Suntuity Solar LLC | JCP&L | Accepted | 2020-11-17 | 2020-11-19 | 2021-11-19 | Longi | LR4-60HPB-350M | Solar Panels |  | 0.35 | 7 | 253 | 44 |  | Fixed | Roof
NJSTRE1546090416 |  | Transition Incentive Program | Toms River | 8757 | 18 | 7.25 | Residential | Yes | Behind the Meter | Net-metered residential rooftop and canopy |  | None | Suntuity Solar LLC | JCP&L | Accepted | 2020-11-17 | 2020-11-18 | 2021-11-18 | Enphase Energy | IQ7-60-2-US | Inverters | 240 |  | 23 |  |  | 0.97 |  | Outdoor | Behind the PV Modules
NJSTRE1546090416 |  | Transition Incentive Program | Toms River | 8757 | 18 | 7.25 | Residential | Yes | Behind the Meter | Net-metered residential rooftop and canopy |  | None | Suntuity Solar LLC | JCP&L | Accepted | 2020-11-17 | 2020-11-18 | 2021-11-18 | Longi | LR6-60HPB-315M | Solar Panels |  | 0.315 | 23 | 241 | 18 |  | Fixed | Roof
NJSTRE1546090417 |  | Transition Incentive Program | Beachwood | 8722 | 18 | 15.75 | Residential | Yes | Behind the Meter | Net-metered residential rooftop and canopy |  | None | Suntuity Solar LLC | JCP&L | Accepted | 2020-11-17 | 2020-11-18 | 2021-11-18 | Enphase Energy | IQ7-60-2-US | Inverters | 240 |  | 45 |  |  | 0.97 |  | Outdoor | Behind the PV Modules
NJSTRE1546090417 |  | Transition Incentive Program | Beachwood | 8722 | 18 | 15.75 | Residential | Yes | Behind the Meter | Net-metered residential rooftop and canopy |  | None | Suntuity Solar LLC | JCP&L | Accepted | 2020-11-17 | 2020-11-18 | 2021-11-18 | Longi | LR4-60HPB-350M | Solar Panels |  | 0.35 | 16 | 124 | 23 |  | Fixed | Roof
NJSTRE1546090417 |  | Transition Incentive Program | Beachwood | 8722 | 18 | 15.75 | Residential | Yes | Behind the Meter | Net-metered residential rooftop and canopy |  | None | Suntuity Solar LLC | JCP&L | Accepted | 2020-11-17 | 2020-11-18 | 2021-11-18 | Longi | LR4-60HPB-350M | Solar Panels |  | 0.35 | 29 | 124 | 23 |  | Fixed | Roof
NJSTRE1546090418 |  | Transition Incentive Program | Wood ridge | 7075 | 7 | 13.26 | Residential | Yes | Behind the Meter | Net-metered residential rooftop and canopy |  | None | Vision Solar LLC | PSE&G | Accepted | 2020-11-17 | 2020-11-19 | 2021-11-19 | ENPHASE | IQ7-60-2-US | Inverters | 0.24 |  | 39 |  |  | 0.96 |  | Other | BEHIND EACH PANEL
NJSTRE1546090418 |  | Transition Incentive Program | Wood ridge | 7075 | 7 | 13.26 | Residential | Yes | Behind the Meter | Net-metered residential rooftop and canopy |  | None | Vision Solar LLC | PSE&G | Accepted | 2020-11-17 | 2020-11-19 | 2021-11-19 | HANWHA Q-CELLS | Q.PEAK DUO BLK-G6+ 340 | Solar Panels |  | 0.34 | 2 | 36 | 20 |  | Fixed | Roof
NJSTRE1546090418 |  | Transition Incentive Program | Wood ridge | 7075 | 7 | 13.26 | Residential | Yes | Behind the Meter | Net-metered residential rooftop and canopy |  | None | Vision Solar LLC | PSE&G | Accepted | 2020-11-17 | 2020-11-19 | 2021-11-19 | HANWHA Q-CELLS | Q.PEAK DUO BLK-G6+ 340 | Solar Panels |  | 0.34 | 11 | 215 | 20 |  | Fixed | Roof
NJSTRE1546090418 |  | Transition Incentive Program | Wood ridge | 7075 | 7 | 13.26 | Residential | Yes | Behind the Meter | Net-metered residential rooftop and canopy |  | None | Vision Solar LLC | PSE&G | Accepted | 2020-11-17 | 2020-11-19 | 2021-11-19 | HANWHA Q-CELLS | Q.PEAK DUO BLK-G6+ 340 | Solar Panels |  | 0.34 | 12 | 35 | 15 |  | Fixed | Roof
NJSTRE1546090418 |  | Transition Incentive Program | Wood ridge | 7075 | 7 | 13.26 | Residential | Yes | Behind the Meter | Net-metered residential rooftop and canopy |  | None | Vision Solar LLC | PSE&G | Accepted | 2020-11-17 | 2020-11-19 | 2021-11-19 | HANWHA Q-CELLS | Q.PEAK DUO BLK-G6+ 340 | Solar Panels |  | 0.34 | 2 | 216 | 20 |  | Fixed | Roof
NJSTRE1546090418 |  | Transition Incentive Program | Wood ridge | 7075 | 7 | 13.26 | Residential | Yes | Behind the Meter | Net-metered residential rooftop and canopy |  | None | Vision Solar LLC | PSE&G | Accepted | 2020-11-17 | 2020-11-19 | 2021-11-19 | HANWHA Q-CELLS | Q.PEAK DUO BLK-G6+ 340 | Solar Panels |  | 0.34 | 12 | 35 | 20 |  | Fixed | Roof
NJSTRE1546090421 |  | Transition Incentive Program | Bayville | 8721 | 18 | 14.96 | Residential | No | Behind the Meter | Net-metered residential rooftop and canopy |  | None | Maier Solar Engineering dba Solar Me | JCP&L | Accepted | 2020-11-17 | 2020-11-19 | 2021-11-19 | Enphase | IQ7+ | Inverters | 290 |  | 44 |  |  | 0.96 |  | Outside | Next to meter
NJSTRE1546090421 |  | Transition Incentive Program | Bayville | 8721 | 18 | 14.96 | Residential | No | Behind the Meter | Net-metered residential rooftop and canopy |  | None | Maier Solar Engineering dba Solar Me | JCP&L | Accepted | 2020-11-17 | 2020-11-19 | 2021-11-19 | Hanwha | Q.PEAK DUO BLK G6 340W | Solar Panels |  | 0.34 | 19 | 173 | 23 |  | Fixed | Roof
NJSTRE1546090421 |  | Transition Incentive Program | Bayville | 8721 | 18 | 14.96 | Residential | No | Behind the Meter | Net-metered residential rooftop and canopy |  | None | Maier Solar Engineering dba Solar Me | JCP&L | Accepted | 2020-11-17 | 2020-11-19 | 2021-11-19 | Hanwha | Q.PEAK DUO BLK G6 340W | Solar Panels |  | 0.34 | 22 | 171 | 10 |  | Fixed | Roof
NJSTRE1546090421 |  | Transition Incentive Program | Bayville | 8721 | 18 | 14.96 | Residential | No | Behind the Meter | Net-metered residential rooftop and canopy |  | None | Maier Solar Engineering dba Solar Me | JCP&L | Accepted | 2020-11-17 | 2020-11-19 | 2021-11-19 | Hanwha | Q.PEAK DUO BLK G6 340W | Solar Panels |  | 0.34 | 3 | 353 | 10 |  | Fixed | Roof
NJSTRE1546090432 |  | Transition Incentive Program | Roselle | 7203 | 10 | 12.8 | Residential | Yes | Behind the Meter | Net-metered residential rooftop and canopy |  | None | Vivint Solar Developer, LLC | PSE&G | Accepted | 2020-11-18 | 2020-11-19 | 2021-11-19 | Solar Edge | SE7600H-US | Inverters | 7600 |  | 1 |  |  | 0.992 |  | Outdoor | Near the Utility Meter
NJSTRE1546090432 |  | Transition Incentive Program | Roselle | 7203 | 10 | 12.8 | Residential | Yes | Behind the Meter | Net-metered residential rooftop and canopy |  | None | Vivint Solar Developer, LLC | PSE&G | Accepted | 2020-11-18 | 2020-11-19 | 2021-11-19 | Solar Edge | SE3800H-US | Inverters | 3800 |  | 1 |  |  | 0.992 |  | Outdoor | Near the Utility Meter
NJSTRE1546090432 |  | Transition Incentive Program | Roselle | 7203 | 10 | 12.8 | Residential | Yes | Behind the Meter | Net-metered residential rooftop and canopy |  | None | Vivint Solar Developer, LLC | PSE&G | Accepted | 2020-11-18 | 2020-11-19 | 2021-11-19 | JINKO SOLAR | JKM320M-60HBL | Solar Panels |  | 0.32 | 4 | 79 | 33 |  | Fixed | Roof
NJSTRE1546090432 |  | Transition Incentive Program | Roselle | 7203 | 10 | 12.8 | Residential | Yes | Behind the Meter | Net-metered residential rooftop and canopy |  | None | Vivint Solar Developer, LLC | PSE&G | Accepted | 2020-11-18 | 2020-11-19 | 2021-11-19 | JINKO SOLAR | JKM320M-60HBL | Solar Panels |  | 0.32 | 19 | 349 | 33 |  | Fixed | Roof
NJSTRE1546090432 |  | Transition Incentive Program | Roselle | 7203 | 10 | 12.8 | Residential | Yes | Behind the Meter | Net-metered residential rooftop and canopy |  | None | Vivint Solar Developer, LLC | PSE&G | Accepted | 2020-11-18 | 2020-11-19 | 2021-11-19 | JINKO SOLAR | JKM320M-60HBL | Solar Panels |  | 0.32 | 4 | 259 | 33 |  | Fixed | Roof
NJSTRE1546090432 |  | Transition Incentive Program | Roselle | 7203 | 10 | 12.8 | Residential | Yes | Behind the Meter | Net-metered residential rooftop and canopy |  | None | Vivint Solar Developer, LLC | PSE&G | Accepted | 2020-11-18 | 2020-11-19 | 2021-11-19 | JINKO SOLAR | JKM320M-60HBL | Solar Panels |  | 0.32 | 13 | 169 | 33 |  | Fixed | Roof
NJSTRE1546090442 |  | Transition Incentive Program | Willingboro | 8046 | 13 | 13.76 | Residential | Yes | Behind the Meter | Net-metered residential rooftop and canopy |  | None | Vivint Solar Developer, LLC | PSE&G | Accepted | 2020-11-18 | 2020-11-19 | 2021-11-19 | Solar Edge | SE7600H-US | Inverters | 7600 |  | 1 |  |  | 0.992 |  | Outdoor | Near the Utility Meter
NJSTRE1546090442 |  | Transition Incentive Program | Willingboro | 8046 | 13 | 13.76 | Residential | Yes | Behind the Meter | Net-metered residential rooftop and canopy |  | None | Vivint Solar Developer, LLC | PSE&G | Accepted | 2020-11-18 | 2020-11-19 | 2021-11-19 | Solar Edge | SE3800H-US | Inverters | 3800 |  | 1 |  |  | 0.992 |  | Outdoor | Near the Utility Meter
NJSTRE1546090442 |  | Transition Incentive Program | Willingboro | 8046 | 13 | 13.76 | Residential | Yes | Behind the Meter | Net-metered residential rooftop and canopy |  | None | Vivint Solar Developer, LLC | PSE&G | Accepted | 2020-11-18 | 2020-11-19 | 2021-11-19 | JINKO SOLAR | JKM320M-60HBL | Solar Panels |  | 0.32 | 7 | 266 | 17 |  | Fixed | Roof
NJSTRE1546090442 |  | Transition Incentive Program | Willingboro | 8046 | 13 | 13.76 | Residential | Yes | Behind the Meter | Net-metered residential rooftop and canopy |  | None | Vivint Solar Developer, LLC | PSE&G | Accepted | 2020-11-18 | 2020-11-19 | 2021-11-19 | JINKO SOLAR | JKM320M-60HBL | Solar Panels |  | 0.32 | 6 | 266 | 43 |  | Fixed | Roof
NJSTRE1546090442 |  | Transition Incentive Program | Willingboro | 8046 | 13 | 13.76 | Residential | Yes | Behind the Meter | Net-metered residential rooftop and canopy |  | None | Vivint Solar Developer, LLC | PSE&G | Accepted | 2020-11-18 | 2020-11-19 | 2021-11-19 | JINKO SOLAR | JKM320M-60HBL | Solar Panels |  | 0.32 | 5 | 176 | 25 |  | Fixed | Roof
NJSTRE1546090442 |  | Transition Incentive Program | Willingboro | 8046 | 13 | 13.76 | Residential | Yes | Behind the Meter | Net-metered residential rooftop and canopy |  | None | Vivint Solar Developer, LLC | PSE&G | Accepted | 2020-11-18 | 2020-11-19 | 2021-11-19 | JINKO SOLAR | JKM320M-60HBL | Solar Panels |  | 0.32 | 13 | 86 | 43 |  | Fixed | Roof
NJSTRE1546090442 |  | Transition Incentive Program | Willingboro | 8046 | 13 | 13.76 | Residential | Yes | Behind the Meter | Net-metered residential rooftop and canopy |  | None | Vivint Solar Developer, LLC | PSE&G | Accepted | 2020-11-18 | 2020-11-19 | 2021-11-19 | JINKO SOLAR | JKM320M-60HBL | Solar Panels |  | 0.32 | 12 | 266 | 43 |  | Fixed | Roof
NJSTRE1546091149 |  | Transition Incentive Program | Keyport | 7735 | 17 | 5.44 | Residential | No | Behind the Meter | Net-metered residential rooftop and canopy |  | None | Vision Solar LLC | JCP&L | Accepted | 2020-11-17 | 2020-11-19 | 2021-11-19 | ENPHASE | Q7-60-2-US | Inverters | 0.24 |  | 16 |  |  | 0.96 |  | Other | BEHIND EACH PANEL
NJSTRE1546091149 |  | Transition Incentive Program | Keyport | 7735 | 17 | 5.44 | Residential | No | Behind the Meter | Net-metered residential rooftop and canopy |  | None | Vision Solar LLC | JCP&L | Accepted | 2020-11-17 | 2020-11-19 | 2021-11-19 | HANWHA Q-CELLS | Q.PEAK DUO BLK-G6+ 340 | Solar Panels |  | 0.34 | 4 | 237 | 27 |  | Fixed | Roof
NJSTRE1546091149 |  | Transition Incentive Program | Keyport | 7735 | 17 | 5.44 | Residential | No | Behind the Meter | Net-metered residential rooftop and canopy |  | None | Vision Solar LLC | JCP&L | Accepted | 2020-11-17 | 2020-11-19 | 2021-11-19 | HANWHA Q-CELLS | Q.PEAK DUO BLK-G6+ 340 | Solar Panels |  | 0.34 | 12 | 147 | 41 |  | Fixed | Roof
NJSTRE1546091229 |  | Transition Incentive Program | Boomsbury | 8804 | 4 | 16.64 | Residential | Yes | Behind the Meter | Net-metered residential rooftop and canopy |  | None | Vivint Solar Developer, LLC | JCP&L | Accepted | 2020-11-18 | 2020-11-19 | 2021-11-19 | Solar Edge | SE7600H-US | Inverters | 7600 |  | 1 |  |  | 0.992 |  | Outdoor | Near the Utility Meter
NJSTRE1546091229 |  | Transition Incentive Program | Boomsbury | 8804 | 4 | 16.64 | Residential | Yes | Behind the Meter | Net-metered residential rooftop and canopy |  | None | Vivint Solar Developer, LLC | JCP&L | Accepted | 2020-11-18 | 2020-11-19 | 2021-11-19 | Solar Edge | SE3800H-US | Inverters | 3800 |  | 1 |  |  | 0.992 |  | Outdoor | Near the Utility Meter
NJSTRE1546091229 |  | Transition Incentive Program | Boomsbury | 8804 | 4 | 16.64 | Residential | Yes | Behind the Meter | Net-metered residential rooftop and canopy |  | None | Vivint Solar Developer, LLC | JCP&L | Accepted | 2020-11-18 | 2020-11-19 | 2021-11-19 | JINKO SOLAR | JKM320M-60HBL | Solar Panels |  | 0.32 | 4 | 64 | 23 |  | Fixed | Roof
NJSTRE1546091229 |  | Transition Incentive Program | Boomsbury | 8804 | 4 | 16.64 | Residential | Yes | Behind the Meter | Net-metered residential rooftop and canopy |  | None | Vivint Solar Developer, LLC | JCP&L | Accepted | 2020-11-18 | 2020-11-19 | 2021-11-19 | JINKO SOLAR | JKM320M-60HBL | Solar Panels |  | 0.32 | 9 | 64 | 29 |  | Fixed | Roof
NJSTRE1546091229 |  | Transition Incentive Program | Boomsbury | 8804 | 4 | 16.64 | Residential | Yes | Behind the Meter | Net-metered residential rooftop and canopy |  | None | Vivint Solar Developer, LLC | JCP&L | Accepted | 2020-11-18 | 2020-11-19 | 2021-11-19 | JINKO SOLAR | JKM320M-60HBL | Solar Panels |  | 0.32 | 13 | 244 | 24 |  | Fixed | Roof
NJSTRE1546091229 |  | Transition Incentive Program | Boomsbury | 8804 | 4 | 16.64 | Residential | Yes | Behind the Meter | Net-metered residential rooftop and canopy |  | None | Vivint Solar Developer, LLC | JCP&L | Accepted | 2020-11-18 | 2020-11-19 | 2021-11-19 | JINKO SOLAR | JKM320M-60HBL | Solar Panels |  | 0.32 | 12 | 244 | 36 |  | Fixed | Roof
NJSTRE1546091229 |  | Transition Incentive Program | Boomsbury | 8804 | 4 | 16.64 | Residential | Yes | Behind the Meter | Net-metered residential rooftop and canopy |  | None | Vivint Solar Developer, LLC | JCP&L | Accepted | 2020-11-18 | 2020-11-19 | 2021-11-19 | JINKO SOLAR | JKM320M-60HBL | Solar Panels |  | 0.32 | 3 | 244 | 36 |  | Fixed | Roof
NJSTRE1546091229 |  | Transition Incentive Program | Boomsbury | 8804 | 4 | 16.64 | Residential | Yes | Behind the Meter | Net-metered residential rooftop and canopy |  | None | Vivint Solar Developer, LLC | JCP&L | Accepted | 2020-11-18 | 2020-11-19 | 2021-11-19 | JINKO SOLAR | JKM320M-60HBL | Solar Panels |  | 0.32 | 11 | 64 | 24 |  | Fixed | Roof
NJSTRE1546092457 |  | Transition Incentive Program | Brigantine | 8203 | 19 | 9.86 | Residential | Yes | Behind the Meter | Net-metered residential rooftop and canopy |  | None | Tesla Energy Operations Inc. | AC Electric | Accepted | 2020-11-17 | 2020-11-19 | 2021-11-19 | SolarEdge Technologies | SE7600H-US [240V] | Inverters | 7600 |  | 1 |  |  | 0.99 |  | Outside | Outside
NJSTRE1546092457 |  | Transition Incentive Program | Brigantine | 8203 | 19 | 9.86 | Residential | Yes | Behind the Meter | Net-metered residential rooftop and canopy |  | None | Tesla Energy Operations Inc. | AC Electric | Accepted | 2020-11-17 | 2020-11-19 | 2021-11-19 | Hanwha Q-CELLS | Q.Peak DUO BLK-G6+ 340 | Solar Panels |  | 0.34 | 9 | 330 | 23 |  | Fixed | Roof
NJSTRE1546092457 |  | Transition Incentive Program | Brigantine | 8203 | 19 | 9.86 | Residential | Yes | Behind the Meter | Net-metered residential rooftop and canopy |  | None | Tesla Energy Operations Inc. | AC Electric | Accepted | 2020-11-17 | 2020-11-19 | 2021-11-19 | Hanwha Q-CELLS | Q.Peak DUO BLK-G6+ 340 | Solar Panels |  | 0.34 | 13 | 60 | 26 |  | Fixed | Roof
NJSTRE1546092457 |  | Transition Incentive Program | Brigantine | 8203 | 19 | 9.86 | Residential | Yes | Behind the Meter | Net-metered residential rooftop and canopy |  | None | Tesla Energy Operations Inc. | AC Electric | Accepted | 2020-11-17 | 2020-11-19 | 2021-11-19 | Hanwha Q-CELLS | Q.Peak DUO BLK-G6+ 340 | Solar Panels |  | 0.34 | 7 | 240 | 27 |  | Fixed | Roof
NJSTRE1546093016 |  | Transition Incentive Program | East Brunswick | 8816 | 11 | 6.63 | Residential | No | Behind the Meter | Net-metered residential rooftop and canopy |  | JCPL | Venture Solar | JCP&L | Accepted | 2020-12-09 | 2020-12-10 | 2021-12-10 | Enphase | IQ7-60-2-US | Inverters | 240 |  | 19 |  |  | 0.976 |  | Outside | Outside
NJSTRE1546093016 |  | Transition Incentive Program | East Brunswick | 8816 | 11 | 6.63 | Residential | No | Behind the Meter | Net-metered residential rooftop and canopy |  | JCPL | Venture Solar | JCP&L | Accepted | 2020-12-09 | 2020-12-10 | 2021-12-10 | LG Electronics | LG335N1C-V5 | Solar Panels |  | 0.335 | 3 | 125 | 33 |  | Fixed | Roof
NJSTRE1546093016 |  | Transition Incentive Program | East Brunswick | 8816 | 11 | 6.63 | Residential | No | Behind the Meter | Net-metered residential rooftop and canopy |  | JCPL | Venture Solar | JCP&L | Accepted | 2020-12-09 | 2020-12-10 | 2021-12-10 | LG Electronics | LG335N1C-V5 | Solar Panels |  | 0.355 | 13 | 215 | 26 |  | Fixed | Roof
NJSTRE1546093016 |  | Transition Incentive Program | East Brunswick | 8816 | 11 | 6.63 | Residential | No | Behind the Meter | Net-metered residential rooftop and canopy |  | JCPL | Venture Solar | JCP&L | Accepted | 2020-12-09 | 2020-12-10 | 2021-12-10 | LG Electronics | LG335N1C-V5 | Solar Panels |  | 0.335 | 3 | 215 | 33 |  | Fixed | Roof
NJSTRE1546093936 |  | Transition Incentive Program | Barnegat | 8005 | 18 | 11.03 | Residential | Yes | Behind the Meter | Net-metered residential rooftop and canopy |  | None | Solar Energy World | AC Electric | Accepted | 2020-11-17 | 2020-11-19 | 2021-11-19 | SolarEdge Technologies | SE5000H-USRGM | Inverters | 5000 |  | 1 |  |  | 0.983 |  | Outdoor | near meter
NJSTRE1546093936 |  | Transition Incentive Program | Barnegat | 8005 | 18 | 11.03 | Residential | Yes | Behind the Meter | Net-metered residential rooftop and canopy |  | None | Solar Energy World | AC Electric | Accepted | 2020-11-17 | 2020-11-19 | 2021-11-19 | SolarEdge Technologies | SE3800H-USRGM | Inverters | 3800 |  | 1 |  |  | 0.982 |  | Outdoor | near meter
NJSTRE1546093936 |  | Transition Incentive Program | Barnegat | 8005 | 18 | 11.03 | Residential | Yes | Behind the Meter | Net-metered residential rooftop and canopy |  | None | Solar Energy World | AC Electric | Accepted | 2020-11-17 | 2020-11-19 | 2021-11-19 | Hanwha | Q.PEAK DUO BLK-G5 315 | Solar Panels |  | 0.315 | 14 | 214 | 27 |  | Fixed | Roof
NJSTRE1546093936 |  | Transition Incentive Program | Barnegat | 8005 | 18 | 11.03 | Residential | Yes | Behind the Meter | Net-metered residential rooftop and canopy |  | None | Solar Energy World | AC Electric | Accepted | 2020-11-17 | 2020-11-19 | 2021-11-19 | Hanwha | Q.PEAK DUO BLK-G5 315 | Solar Panels |  | 0.315 | 6 | 124 | 27 |  | Fixed | Roof
NJSTRE1546093936 |  | Transition Incentive Program | Barnegat | 8005 | 18 | 11.03 | Residential | Yes | Behind the Meter | Net-metered residential rooftop and canopy |  | None | Solar Energy World | AC Electric | Accepted | 2020-11-17 | 2020-11-19 | 2021-11-19 | Hanwha | Q Peak Duo BLK G5 315 | Solar Panels |  | 0.315 | 15 | 34 | 27 |  | Fixed | Roof
NJSTRE1546095401 |  | Transition Incentive Program | Wall | 7719 | 17 | 62.4 | Residential | No | Behind the Meter | Net-metered residential ground mount |  | None | Green Power Energy | JCP&L | Accepted | 2020-11-17 | 2020-11-19 | 2021-11-19 | Enphase Energy | IQ7PLUS-72-2-US (240V) | Inverters | 290 |  | 156 |  |  | 0.975 |  | Outside | next to meter
NJSTRE1546095401 |  | Transition Incentive Program | Wall | 7719 | 17 | 62.4 | Residential | No | Behind the Meter | Net-metered residential ground mount |  | None | Green Power Energy | JCP&L | Accepted | 2020-11-17 | 2020-11-19 | 2021-11-19 | Hanwha | Q.PEAK DUO L-G7.2 400 | Solar Panels |  | 0.4 | 78 | 180 | 25 |  | Fixed | Ground
NJSTRE1546095401 |  | Transition Incentive Program | Wall | 7719 | 17 | 62.4 | Residential | No | Behind the Meter | Net-metered residential ground mount |  | None | Green Power Energy | JCP&L | Accepted | 2020-11-17 | 2020-11-19 | 2021-11-19 | Hanwha | Q.PEAK DUO L-G7.2 400 | Solar Panels |  | 0.4 | 78 | 180 | 25 |  | Fixed | Ground
NJSTRE1546095496 |  | Transition Incentive Program | Roselle Park | 7204 | 10 | 4.76 | Residential | Yes | Behind the Meter | Net-metered residential rooftop and canopy |  | None | Trinity Solar | PSE&G | Accepted | 2020-11-17 | 2020-11-19 | 2021-11-19 | Solar Edge | SE3800 | Inverters | 3800 |  | 1 |  |  | 0.97 |  | Outside | side of home
NJSTRE1546095496 |  | Transition Incentive Program | Roselle Park | 7204 | 10 | 4.76 | Residential | Yes | Behind the Meter | Net-metered residential rooftop and canopy |  | None | Trinity Solar | PSE&G | Accepted | 2020-11-17 | 2020-11-19 | 2021-11-19 | Hanwha | Q.PEAK DUO BLK-G6 340 | Solar Panels |  | 0.34 | 14 | 170 | 24 |  | Fixed | Roof
NJSTRE1546097007 |  | Transition Incentive Program | Towaco | 7082 | 3 | 18.02 | Residential | Yes | Behind the Meter | Net-metered residential rooftop and canopy |  | None | Tesla Energy Operations Inc. | JCP&L | Accepted | 2020-11-17 | 2020-11-19 | 2021-11-19 | Tesla | AC Powerwall 2.0 | Electric Storage Battery |  |  | 3 |  |  |  | Lithium Ion |  | Inside garage
NJSTRE1546097007 |  | Transition Incentive Program | Towaco | 7082 | 3 | 18.02 | Residential | Yes | Behind the Meter | Net-metered residential rooftop and canopy |  | None | Tesla Energy Operations Inc. | JCP&L | Accepted | 2020-11-17 | 2020-11-19 | 2021-11-19 | SolarEdge Technologies | SE7600H-US [240V] | Inverters | 7600 |  | 2 |  |  | 0.99 |  | Indoor | Inside garage
NJSTRE1546097007 |  | Transition Incentive Program | Towaco | 7082 | 3 | 18.02 | Residential | Yes | Behind the Meter | Net-metered residential rooftop and canopy |  | None | Tesla Energy Operations Inc. | JCP&L | Accepted | 2020-11-17 | 2020-11-19 | 2021-11-19 | Hanwha Q-CELLS | Q.Peak DUO BLK-G6+ 340 | Solar Panels |  | 0.34 | 10 | 81 | 23 |  | Fixed | Roof
NJSTRE1546097007 |  | Transition Incentive Program | Towaco | 7082 | 3 | 18.02 | Residential | Yes | Behind the Meter | Net-metered residential rooftop and canopy |  | None | Tesla Energy Operations Inc. | JCP&L | Accepted | 2020-11-17 | 2020-11-19 | 2021-11-19 | Hanwha Q-CELLS | Q.Peak DUO BLK-G6+ 340 | Solar Panels |  | 0.34 | 11 | 261 | 26 |  | Fixed | Roof
NJSTRE1546097007 |  | Transition Incentive Program | Towaco | 7082 | 3 | 18.02 | Residential | Yes | Behind the Meter | Net-metered residential rooftop and canopy |  | None | Tesla Energy Operations Inc. | JCP&L | Accepted | 2020-11-17 | 2020-11-19 | 2021-11-19 | Hanwha Q-CELLS | Q.Peak DUO BLK-G6+ 340 | Solar Panels |  | 0.34 | 17 | 351 | 26 |  | Fixed | Roof
NJSTRE1546097007 |  | Transition Incentive Program | Towaco | 7082 | 3 | 18.02 | Residential | Yes | Behind the Meter | Net-metered residential rooftop and canopy |  | None | Tesla Energy Operations Inc. | JCP&L | Accepted | 2020-11-17 | 2020-11-19 | 2021-11-19 | Hanwha Q-CELLS | Q.Peak DUO BLK-G6+ 340 | Solar Panels |  | 0.34 | 6 | 81 | 23 |  | Fixed | Roof
NJSTRE1546097007 |  | Transition Incentive Program | Towaco | 7082 | 3 | 18.02 | Residential | Yes | Behind the Meter | Net-metered residential rooftop and canopy |  | None | Tesla Energy Operations Inc. | JCP&L | Accepted | 2020-11-17 | 2020-11-19 | 2021-11-19 | Hanwha Q-CELLS | Q.Peak DUO BLK-G6+ 340 | Solar Panels |  | 0.34 | 9 | 171 | 26 |  | Fixed | Roof
NJSTRE1546097018 |  | Transition Incentive Program | Berverly | 8010 | 13 | 7.48 | Residential | No | Behind the Meter | Net-metered residential rooftop and canopy |  | None | Trinity Solar | PSE&G | Accepted | 2020-11-17 | 2020-11-19 | 2021-11-19 | Solar Edge | SE6000H-US000BNC4 | Inverters | 6000 |  | 1 |  |  | 0.97 |  | Outdoor | side of home
NJSTRE1546097018 |  | Transition Incentive Program | Berverly | 8010 | 13 | 7.48 | Residential | No | Behind the Meter | Net-metered residential rooftop and canopy |  | None | Trinity Solar | PSE&G | Accepted | 2020-11-17 | 2020-11-19 | 2021-11-19 | HANWHA | Q.PEAK DUO BLK-G6 340 | Solar Panels |  | 0.34 | 8 | 228 | 18 |  | Fixed | Roof
NJSTRE1546097018 |  | Transition Incentive Program | Berverly | 8010 | 13 | 7.48 | Residential | No | Behind the Meter | Net-metered residential rooftop and canopy |  | None | Trinity Solar | PSE&G | Accepted | 2020-11-17 | 2020-11-19 | 2021-11-19 | HANWHA | Q.PEAK DUO BLK-G6 340 | Solar Panels |  | 0.34 | 14 | 140 | 18 |  | Fixed | Roof
NJSTRE1546097184 |  | Transition Incentive Program | Chester | 7930 | 3 | 13.9 | Residential | No | Behind the Meter | Net-metered residential rooftop and canopy |  | JCPL | Venture Solar | JCP&L | Accepted | 2020-12-09 | 2020-12-10 | 2021-12-10 | Enphase | IQ7-60-2-US | Inverters | 240 |  | 40 |  |  | 0.976 |  | Outside | Outside
NJSTRE1546097184 |  | Transition Incentive Program | Chester | 7930 | 3 | 13.9 | Residential | No | Behind the Meter | Net-metered residential rooftop and canopy |  | JCPL | Venture Solar | JCP&L | Accepted | 2020-12-09 | 2020-12-10 | 2021-12-10 | LG Electronics | LG335N1C-V5 | Solar Panels |  | 0.335 | 5 | 202 | 38 |  | Fixed | Roof
NJSTRE1546097184 |  | Transition Incentive Program | Chester | 7930 | 3 | 13.9 | Residential | No | Behind the Meter | Net-metered residential rooftop and canopy |  | JCPL | Venture Solar | JCP&L | Accepted | 2020-12-09 | 2020-12-10 | 2021-12-10 | LG Electronics | LG335N1C-V5 | Solar Panels |  | 0.335 | 18 | 292 | 35 |  | Fixed | Roof
NJSTRE1546097184 |  | Transition Incentive Program | Chester | 7930 | 3 | 13.9 | Residential | No | Behind the Meter | Net-metered residential rooftop and canopy |  | JCPL | Venture Solar | JCP&L | Accepted | 2020-12-09 | 2020-12-10 | 2021-12-10 | LG Electronics | LG335N1C-V5 | Solar Panels |  | 0.355 | 8 | 202 | 38 |  | Fixed | Roof
NJSTRE1546097184 |  | Transition Incentive Program | Chester | 7930 | 3 | 13.9 | Residential | No | Behind the Meter | Net-metered residential rooftop and canopy |  | JCPL | Venture Solar | JCP&L | Accepted | 2020-12-09 | 2020-12-10 | 2021-12-10 | LG Electronics | LG335N1C-V5 | Solar Panels |  | 0.335 | 10 | 292 | 23 |  | Fixed | Roof
NJSTRE1546097201 |  | Transition Incentive Program | Rockaway | 7866 | 3 | 16.32 | Residential | No | Behind the Meter | Net-metered residential rooftop and canopy |  | None | Green Power Energy | JCP&L | Accepted | 2020-11-17 | 2020-11-19 | 2021-11-19 | SolarEdge | SE6000H-US (240V) | Inverters | 6000 |  | 1 |  |  | 0.97 |  | Outside | next to meter
NJSTRE1546097201 |  | Transition Incentive Program | Rockaway | 7866 | 3 | 16.32 | Residential | No | Behind the Meter | Net-metered residential rooftop and canopy |  | None | Green Power Energy | JCP&L | Accepted | 2020-11-17 | 2020-11-19 | 2021-11-19 | SolarEdge | SE10000H-US (240V) | Inverters | 10000 |  | 1 |  |  | 0.97 |  | Outside | next to meter
NJSTRE1546097201 |  | Transition Incentive Program | Rockaway | 7866 | 3 | 16.32 | Residential | No | Behind the Meter | Net-metered residential rooftop and canopy |  | None | Green Power Energy | JCP&L | Accepted | 2020-11-17 | 2020-11-19 | 2021-11-19 | Hanwha | Q.PEAK DUO BLK-G6+ 340 | Solar Panels |  | 0.34 | 20 | 196 | 21 |  | Fixed | Roof
NJSTRE1546097201 |  | Transition Incentive Program | Rockaway | 7866 | 3 | 16.32 | Residential | No | Behind the Meter | Net-metered residential rooftop and canopy |  | None | Green Power Energy | JCP&L | Accepted | 2020-11-17 | 2020-11-19 | 2021-11-19 | Hanwha | Q.PEAK DUO BLK-G6+ 340 | Solar Panels |  | 0.34 | 9 | 106 | 21 |  | Fixed | Roof
NJSTRE1546097201 |  | Transition Incentive Program | Rockaway | 7866 | 3 | 16.32 | Residential | No | Behind the Meter | Net-metered residential rooftop and canopy |  | None | Green Power Energy | JCP&L | Accepted | 2020-11-17 | 2020-11-19 | 2021-11-19 | Hanwha | Q.PEAK DUO BLK-G6+ 340 | Solar Panels |  | 0.34 | 14 | 286 | 21 |  | Fixed | Roof
NJSTRE1546097201 |  | Transition Incentive Program | Rockaway | 7866 | 3 | 16.32 | Residential | No | Behind the Meter | Net-metered residential rooftop and canopy |  | None | Green Power Energy | JCP&L | Accepted | 2020-11-17 | 2020-11-19 | 2021-11-19 | Hanwha | Q.PEAK DUO BLK-G6+ 340 | Solar Panels |  | 0.34 | 3 | 16 | 21 |  | Fixed | Roof
NJSTRE1546097201 |  | Transition Incentive Program | Rockaway | 7866 | 3 | 16.32 | Residential | No | Behind the Meter | Net-metered residential rooftop and canopy |  | None | Green Power Energy | JCP&L | Accepted | 2020-11-17 | 2020-11-19 | 2021-11-19 | Hanwha | Q.PEAK DUO BLK-G6+ 340 | Solar Panels |  | 0.34 | 2 | 197 | 21 |  | Fixed | Roof
NJSTRE1546098045 |  | Transition Incentive Program | Lakewoood | 8701 | 18 | 33.92 | Commercial | Yes | Behind the Meter | Net-metered non-residential ground mount |  | None | Green Revoluton Solar | JCP&L | Accepted | 2020-11-19 | 2020-11-19 | 2021-11-19 | Solaredge | SE14.4 KUS | Inverters | 14.4 |  | 2 |  |  | 0.99 |  | Outdoor | near the meter
NJSTRE1546098045 |  | Transition Incentive Program | Lakewoood | 8701 | 18 | 33.92 | Commercial | Yes | Behind the Meter | Net-metered non-residential ground mount |  | None | Green Revoluton Solar | JCP&L | Accepted | 2020-11-19 | 2020-11-19 | 2021-11-19 | S-Energy | SN20-30MAE-320W | Solar Panels |  | 0.32 | 106 | 182 | 30 |  | Fixed | Roof
NJSTRE1546098052 |  | Transition Incentive Program | Hamilton Twp | 8691 | 12 | 5.61 | Residential | No | Behind the Meter | Net-metered residential rooftop and canopy |  | None | Green Power Energy | PSE&G | Accepted | 2020-11-17 | 2020-11-19 | 2021-11-19 | Enphase Energy | IQ7PLUS-72-2-US (240V) | Inverters | 290 |  | 17 |  |  | 0.975 |  | Outside | next to meter
NJSTRE1546098052 |  | Transition Incentive Program | Hamilton Twp | 8691 | 12 | 5.61 | Residential | No | Behind the Meter | Net-metered residential rooftop and canopy |  | None | Green Power Energy | PSE&G | Accepted | 2020-11-17 | 2020-11-19 | 2021-11-19 | LG Electronics | LG330N1C-A5 | Solar Panels |  | 0.33 | 17 | 145 | 30 |  | Fixed | Roof
NJSTRE1546098582 |  | Transition Incentive Program | Montclair | 7042 | 9 | 6.54 | Residential | No | Behind the Meter | Net-metered residential rooftop and canopy |  | None | EMT Renewables | PSE&G | Accepted | 2020-11-17 | 2020-11-19 | 2021-11-19 | Sunpower | Sunpower 320W(AC) IQ7x Micro Inverters | Inverters | 320 |  | 20 |  |  | 0.97 |  | Outside | under panels
NJSTRE1546098582 |  | Transition Incentive Program | Montclair | 7042 | 9 | 6.54 | Residential | No | Behind the Meter | Net-metered residential rooftop and canopy |  | None | EMT Renewables | PSE&G | Accepted | 2020-11-17 | 2020-11-19 | 2021-11-19 | Sunpower | E20-327-E-AC | Solar Panels |  | 0.327 | 14 | 217 | 45 |  | Fixed | Roof
NJSTRE1546098582 |  | Transition Incentive Program | Montclair | 7042 | 9 | 6.54 | Residential | No | Behind the Meter | Net-metered residential rooftop and canopy |  | None | EMT Renewables | PSE&G | Accepted | 2020-11-17 | 2020-11-19 | 2021-11-19 | Sunpower | E20-327-E-AC | Solar Panels |  | 0.327 | 3 | 127 | 45 |  | Fixed | Roof
NJSTRE1546098582 |  | Transition Incentive Program | Montclair | 7042 | 9 | 6.54 | Residential | No | Behind the Meter | Net-metered residential rooftop and canopy |  | None | EMT Renewables | PSE&G | Accepted | 2020-11-17 | 2020-11-19 | 2021-11-19 | Sunpower | E20-327-E-AC | Solar Panels |  | 0.327 | 3 | 127 | 45 |  | Fixed | Roof
NJSTRE1546098973 |  | Transition Incentive Program | South TomΓÇÖs river | 8757 | 18 | 13.07 | Residential | Yes | Behind the Meter | Net-metered residential rooftop and canopy |  | None | Vision Solar LLC | JCP&L | Accepted | 2020-11-17 | 2020-11-19 | 2021-11-19 | ENPHASE | IQ7-60-2-US | Inverters | 0.24 |  | 39 |  |  | 0.96 |  | Other | behind each panel
NJSTRE1546098973 |  | Transition Incentive Program | South TomΓÇÖs river | 8757 | 18 | 13.07 | Residential | Yes | Behind the Meter | Net-metered residential rooftop and canopy |  | None | Vision Solar LLC | JCP&L | Accepted | 2020-11-17 | 2020-11-19 | 2021-11-19 | HANWHA Q-CELLS | Q.PEAK DUO BLK-G6+ 335 | Solar Panels |  | 0.335 | 17 | 337 | 20 |  | Fixed | Roof
NJSTRE1546098973 |  | Transition Incentive Program | South TomΓÇÖs river | 8757 | 18 | 13.07 | Residential | Yes | Behind the Meter | Net-metered residential rooftop and canopy |  | None | Vision Solar LLC | JCP&L | Accepted | 2020-11-17 | 2020-11-19 | 2021-11-19 | HANWHA Q-CELLS | Q.PEAK DUO BLK-G6+ 335 | Solar Panels |  | 0.335 | 5 | 337 | 20 |  | Fixed | Roof
NJSTRE1546098973 |  | Transition Incentive Program | South TomΓÇÖs river | 8757 | 18 | 13.07 | Residential | Yes | Behind the Meter | Net-metered residential rooftop and canopy |  | None | Vision Solar LLC | JCP&L | Accepted | 2020-11-17 | 2020-11-19 | 2021-11-19 | HANWHA Q-CELLS | Q.PEAK DUO BLK-G6+ 335 | Solar Panels |  | 0.335 | 17 | 157 | 20 |  | Fixed | Roof
NJSTRE1546100082 |  | Transition Incentive Program | Salem | 8079 | 16 | 10.5 | Residential | Yes | Behind the Meter | Net-metered residential ground mount |  | None | RCL Enterprises Inc. | AC Electric | Accepted | 2020-11-17 | 2020-11-19 | 2021-11-19 | enphase | iq7 | Inverters | 240 |  | 35 |  |  | 0.96 |  | Outdoor | under panels
NJSTRE1546100082 |  | Transition Incentive Program | Salem | 8079 | 16 | 10.5 | Residential | Yes | Behind the Meter | Net-metered residential ground mount |  | None | RCL Enterprises Inc. | AC Electric | Accepted | 2020-11-17 | 2020-11-19 | 2021-11-19 | Jinko | JKM-300M | Solar Panels |  | 0.3 | 35 | 180 | 22 |  | Fixed | Ground
NJSTRE1546100841 |  | Transition Incentive Program | Williamstown | 8094 | 15 | 6.8 | Residential | Yes | Behind the Meter | Net-metered residential rooftop and canopy |  | None | Trinity Solar | AC Electric | Accepted | 2020-11-17 | 2020-11-19 | 2021-11-19 | Solar Edge | SE6000H-US | Inverters | 6000 |  | 1 |  |  | 0.97 |  | Outside | side of home
NJSTRE1546100841 |  | Transition Incentive Program | Williamstown | 8094 | 15 | 6.8 | Residential | Yes | Behind the Meter | Net-metered residential rooftop and canopy |  | None | Trinity Solar | AC Electric | Accepted | 2020-11-17 | 2020-11-19 | 2021-11-19 | Hanwha 340 | Q.PEAK DUO BLK-G6 340 | Solar Panels |  | 0.34 | 20 | 253 | 23 |  | Fixed | Roof
NJSTRE1546102144 |  | Transition Incentive Program | Clayton | 8312 | 15 | 5.1 | Residential | Yes | Behind the Meter | Net-metered residential rooftop and canopy |  | None | Trinity Solar | AC Electric | Accepted | 2020-11-17 | 2020-11-19 | 2021-11-19 | Solar Edge | SE3800 | Inverters | 3800 |  | 1 |  |  | 0.97 |  | Outside | side of home
NJSTRE1546102144 |  | Transition Incentive Program | Clayton | 8312 | 15 | 5.1 | Residential | Yes | Behind the Meter | Net-metered residential rooftop and canopy |  | None | Trinity Solar | AC Electric | Accepted | 2020-11-17 | 2020-11-19 | 2021-11-19 | Hanwha | Q.PEAK DUO BLK-G6 340 | Solar Panels |  | 0.34 | 15 | 183 | 25 |  | Fixed | Roof
NJSTRE1546102154 |  | Transition Incentive Program | Waretown | 8758 | 18 | 9.45 | Residential | Yes | Behind the Meter | Net-metered residential rooftop and canopy |  | None | Freedom Forever New Jersey LLC | JCP&L | Accepted | 2020-12-02 | 2020-12-02 | 2021-12-02 | Solar Edge | SE7600H-US [SI1] RGM | Inverters | 7600 |  | 1 |  |  | 0.99 |  | Outdoor | n/a
NJSTRE1546102154 |  | Transition Incentive Program | Waretown | 8758 | 18 | 9.45 | Residential | Yes | Behind the Meter | Net-metered residential rooftop and canopy |  | None | Freedom Forever New Jersey LLC | JCP&L | Accepted | 2020-12-02 | 2020-12-02 | 2021-12-02 | Longi | LR6-60HPB-315M | Solar Panels |  | 0.315 | 13 | 1 | 34 |  | Fixed | Roof | n/a
NJSTRE1546102154 |  | Transition Incentive Program | Waretown | 8758 | 18 | 9.45 | Residential | Yes | Behind the Meter | Net-metered residential rooftop and canopy |  | None | Freedom Forever New Jersey LLC | JCP&L | Accepted | 2020-12-02 | 2020-12-02 | 2021-12-02 | Longi | LR6-60HPB-315M | Solar Panels |  | 0.315 | 17 | 2 | 27 |  | Fixed | Roof | n/a
NJSTRE1546102187 |  | Transition Incentive Program | Montgomery TWP | 8502 | 5 | 8.84 | Residential | No | Behind the Meter | Net-metered residential rooftop and canopy |  | None | Tesla Energy Operations Inc. | PSE&G | Accepted | 2020-11-17 | 2020-11-19 | 2021-11-19 | Tesla | AC Powerwall 2.0 | Electric Storage Battery |  |  | 2 |  |  |  | Lithium Ion |  | Inside garage
NJSTRE1546102187 |  | Transition Incentive Program | Montgomery TWP | 8502 | 5 | 8.84 | Residential | No | Behind the Meter | Net-metered residential rooftop and canopy |  | None | Tesla Energy Operations Inc. | PSE&G | Accepted | 2020-11-17 | 2020-11-19 | 2021-11-19 | SolarEdge Technologies | SE7600H-US [240V] | Inverters | 7600 |  | 1 |  |  | 0.99 |  | Indoor | Inside garage
NJSTRE1546102187 |  | Transition Incentive Program | Montgomery TWP | 8502 | 5 | 8.84 | Residential | No | Behind the Meter | Net-metered residential rooftop and canopy |  | None | Tesla Energy Operations Inc. | PSE&G | Accepted | 2020-11-17 | 2020-11-19 | 2021-11-19 | Hanwha Q-CELLS | Q.Peak DUO BLK-G6+ 340 | Solar Panels |  | 0.34 | 2 | 289 | 20 |  | Fixed | Roof
NJSTRE1546102187 |  | Transition Incentive Program | Montgomery TWP | 8502 | 5 | 8.84 | Residential | No | Behind the Meter | Net-metered residential rooftop and canopy |  | None | Tesla Energy Operations Inc. | PSE&G | Accepted | 2020-11-17 | 2020-11-19 | 2021-11-19 | Hanwha Q-CELLS | Q.Peak DUO BLK-G6+ 340 | Solar Panels |  | 0.34 | 19 | 109 | 18 |  | Fixed | Roof
NJSTRE1546102187 |  | Transition Incentive Program | Montgomery TWP | 8502 | 5 | 8.84 | Residential | No | Behind the Meter | Net-metered residential rooftop and canopy |  | None | Tesla Energy Operations Inc. | PSE&G | Accepted | 2020-11-17 | 2020-11-19 | 2021-11-19 | Hanwha Q-CELLS | Q.Peak DUO BLK-G6+ 340 | Solar Panels |  | 0.34 | 3 | 199 | 25 |  | Fixed | Roof
NJSTRE1546102187 |  | Transition Incentive Program | Montgomery TWP | 8502 | 5 | 8.84 | Residential | No | Behind the Meter | Net-metered residential rooftop and canopy |  | None | Tesla Energy Operations Inc. | PSE&G | Accepted | 2020-11-17 | 2020-11-19 | 2021-11-19 | Hanwha Q-CELLS | Q.Peak DUO BLK-G6+ 340 | Solar Panels |  | 0.34 | 2 | 289 | 20 |  | Fixed | Roof
NJSTRE1546102192 |  | Transition Incentive Program | Salem | 8079 | 16 | 9.92 | Residential | Yes | Behind the Meter | Net-metered residential rooftop and canopy |  | None | RCL Enterprises Inc. | AC Electric | Accepted | 2020-11-17 | 2020-11-19 | 2021-11-19 | enphase | iq7 | Inverters | 240 |  | 31 |  |  | 0.96 |  | Outdoor | under panels
NJSTRE1546102192 |  | Transition Incentive Program | Salem | 8079 | 16 | 9.92 | Residential | Yes | Behind the Meter | Net-metered residential rooftop and canopy |  | None | RCL Enterprises Inc. | AC Electric | Accepted | 2020-11-17 | 2020-11-19 | 2021-11-19 | Trina Solar | TSM-320DD06M | Solar Panels |  | 0.32 | 7 | 157 | 13 |  | Fixed | Roof
NJSTRE1546102192 |  | Transition Incentive Program | Salem | 8079 | 16 | 9.92 | Residential | Yes | Behind the Meter | Net-metered residential rooftop and canopy |  | None | RCL Enterprises Inc. | AC Electric | Accepted | 2020-11-17 | 2020-11-19 | 2021-11-19 | Trina Solar | TSM-320DD06M | Solar Panels |  | 0.32 | 24 | 247 | 24 |  | Fixed | Roof
NJSTRE1546102202 |  | Transition Incentive Program | Pennsauken Township | 8110 | 14 | 14.07 | Residential | No | Behind the Meter | Net-metered residential rooftop and canopy |  | None | Ad Energy | PSE&G | Accepted | 2020-11-17 | 2020-11-19 | 2021-11-19 | Enphase Energy | IQ7XS-96-ACM-US | Inverters | 315 |  | 42 |  |  | 0.975 |  | Outdoor | At each panel
NJSTRE1546102202 |  | Transition Incentive Program | Pennsauken Township | 8110 | 14 | 14.07 | Residential | No | Behind the Meter | Net-metered residential rooftop and canopy |  | None | Ad Energy | PSE&G | Accepted | 2020-11-17 | 2020-11-19 | 2021-11-19 | SunPower | SPR-X21-335-E-AC | Solar Panels |  | 0.335 | 3 | 33 | 33 |  | Fixed | Roof
NJSTRE1546102202 |  | Transition Incentive Program | Pennsauken Township | 8110 | 14 | 14.07 | Residential | No | Behind the Meter | Net-metered residential rooftop and canopy |  | None | Ad Energy | PSE&G | Accepted | 2020-11-17 | 2020-11-19 | 2021-11-19 | SunPower | SPR-X21-335-E-AC | Solar Panels |  | 0.335 | 10 | 123 | 35 |  | Fixed | Roof
NJSTRE1546102202 |  | Transition Incentive Program | Pennsauken Township | 8110 | 14 | 14.07 | Residential | No | Behind the Meter | Net-metered residential rooftop and canopy |  | None | Ad Energy | PSE&G | Accepted | 2020-11-17 | 2020-11-19 | 2021-11-19 | SunPower | SPR-X21-335-E-AC | Solar Panels |  | 0.335 | 3 | 213 | 33 |  | Fixed | Roof
NJSTRE1546102202 |  | Transition Incentive Program | Pennsauken Township | 8110 | 14 | 14.07 | Residential | No | Behind the Meter | Net-metered residential rooftop and canopy |  | None | Ad Energy | PSE&G | Accepted | 2020-11-17 | 2020-11-19 | 2021-11-19 | SunPower | SPR-X21-335-E-AC | Solar Panels |  | 0.335 | 3 | 213 | 33 |  | Fixed | Roof
NJSTRE1546102202 |  | Transition Incentive Program | Pennsauken Township | 8110 | 14 | 14.07 | Residential | No | Behind the Meter | Net-metered residential rooftop and canopy |  | None | Ad Energy | PSE&G | Accepted | 2020-11-17 | 2020-11-19 | 2021-11-19 | SunPower | SPR-X21-335-E-AC | Solar Panels |  | 0.335 | 10 | 303 | 35 |  | Fixed | Roof
NJSTRE1546102202 |  | Transition Incentive Program | Pennsauken Township | 8110 | 14 | 14.07 | Residential | No | Behind the Meter | Net-metered residential rooftop and canopy |  | None | Ad Energy | PSE&G | Accepted | 2020-11-17 | 2020-11-19 | 2021-11-19 | SunPower | SPR-X21-335-E-AC | Solar Panels |  | 0.335 | 3 | 33 | 33 |  | Fixed | Roof
NJSTRE1546102202 |  | Transition Incentive Program | Pennsauken Township | 8110 | 14 | 14.07 | Residential | No | Behind the Meter | Net-metered residential rooftop and canopy |  | None | Ad Energy | PSE&G | Accepted | 2020-11-17 | 2020-11-19 | 2021-11-19 | SunPower | SPR-X21-335-E-AC | Solar Panels |  | 0.335 | 10 | 123 | 26 |  | Fixed | Roof
NJSTRE1546102205 |  | Transition Incentive Program | SouthHampton | 8088 | 13 | 11.31 | Residential | No | Behind the Meter | Net-metered residential rooftop and canopy |  | None | Freedom Forever New Jersey LLC | PSE&G | Accepted | 2020-12-04 | 2020-12-07 | 2021-12-07 | Solar Edge | SE7600H-US [SI1] | Inverters | 7600 |  | 1 |  |  | 0.99 |  | Outdoor | n/a
NJSTRE1546102205 |  | Transition Incentive Program | SouthHampton | 8088 | 13 | 11.31 | Residential | No | Behind the Meter | Net-metered residential rooftop and canopy |  | None | Freedom Forever New Jersey LLC | PSE&G | Accepted | 2020-12-04 | 2020-12-07 | 2021-12-07 | Hanwha | Q.PLUS BFR-G4.1- 290 | Solar Panels |  | 0.29 | 23 | 1 | 30 |  | Fixed | Roof | n/a
NJSTRE1546102205 |  | Transition Incentive Program | SouthHampton | 8088 | 13 | 11.31 | Residential | No | Behind the Meter | Net-metered residential rooftop and canopy |  | None | Freedom Forever New Jersey LLC | PSE&G | Accepted | 2020-12-04 | 2020-12-07 | 2021-12-07 | Hanwha | Q.PLUS BFR-G4.1- 290 | Solar Panels |  | 0.29 | 10 | 3 | 30 |  | Fixed | Roof | n/a
NJSTRE1546102205 |  | Transition Incentive Program | SouthHampton | 8088 | 13 | 11.31 | Residential | No | Behind the Meter | Net-metered residential rooftop and canopy |  | None | Freedom Forever New Jersey LLC | PSE&G | Accepted | 2020-12-04 | 2020-12-07 | 2021-12-07 | Hanwha | Q.PLUS BFR-G4.1- 290 | Solar Panels |  | 0.29 | 6 | 2 | 35 |  | Fixed | Roof | n/a
NJSTRE1546102221 |  | Transition Incentive Program | Willingboro | 8046 | 13 | 7.19 | Residential | Yes | Behind the Meter | Net-metered residential rooftop and canopy |  | None | Vision Solar LLC | PSE&G | Accepted | 2020-11-17 | 2020-11-19 | 2021-11-19 | ENPHASE | 22 - ENPHASE IQ7-XS TYPE E | Inverters | 0.24 |  | 22 |  |  | 0.96 |  | Other | BEHIND EACH PANEL
NJSTRE1546102221 |  | Transition Incentive Program | Willingboro | 8046 | 13 | 7.19 | Residential | Yes | Behind the Meter | Net-metered residential rooftop and canopy |  | None | Vision Solar LLC | PSE&G | Accepted | 2020-11-17 | 2020-11-19 | 2021-11-19 | SUNPOWER | 22 - SUNPOWER E20-327-E-AC | Solar Panels |  | 0.327 | 19 | 175 | 27 |  | Fixed | Roof
NJSTRE1546102221 |  | Transition Incentive Program | Willingboro | 8046 | 13 | 7.19 | Residential | Yes | Behind the Meter | Net-metered residential rooftop and canopy |  | None | Vision Solar LLC | PSE&G | Accepted | 2020-11-17 | 2020-11-19 | 2021-11-19 | SUNPOWER | 22 - SUNPOWER E20-327-E-AC | Solar Panels |  | 0.327 | 3 | 335 | 27 |  | Fixed | Roof
NJSTRE1546102225 |  | Transition Incentive Program | Woodbury | 8096 | 15 | 6.8 | Residential | Yes | Behind the Meter | Net-metered residential rooftop and canopy |  | None | Trinity Solar | PSE&G | Accepted | 2020-11-17 | 2020-11-19 | 2021-11-19 | Solar Edge | SE6000 | Inverters | 6000 |  | 1 |  |  | 0.97 |  | Outside | side of home
NJSTRE1546102225 |  | Transition Incentive Program | Woodbury | 8096 | 15 | 6.8 | Residential | Yes | Behind the Meter | Net-metered residential rooftop and canopy |  | None | Trinity Solar | PSE&G | Accepted | 2020-11-17 | 2020-11-19 | 2021-11-19 | Hanwha | Q.PEAK DUO BLK-G6 340 | Solar Panels |  | 0.34 | 12 | 248 | 30 |  | Fixed | Roof
NJSTRE1546102225 |  | Transition Incentive Program | Woodbury | 8096 | 15 | 6.8 | Residential | Yes | Behind the Meter | Net-metered residential rooftop and canopy |  | None | Trinity Solar | PSE&G | Accepted | 2020-11-17 | 2020-11-19 | 2021-11-19 | Hanwha | Q.PEAK DUO BLK-G6 340 | Solar Panels |  | 0.34 | 8 | 68 | 30 |  | Fixed | Roof
NJSTRE1546102231 |  | Transition Incentive Program | Runnemede | 8078 | 14 | 6.12 | Residential | No | Behind the Meter | Net-metered residential rooftop and canopy |  | None | Vision Solar LLC | PSE&G | Accepted | 2020-11-17 | 2020-11-19 | 2021-11-19 | ENPHASE | IQ7-60-2-US | Inverters | 0.24 |  | 18 |  |  | 0.96 |  | Other | BEHIND EACH PANEL
NJSTRE1546102231 |  | Transition Incentive Program | Runnemede | 8078 | 14 | 6.12 | Residential | No | Behind the Meter | Net-metered residential rooftop and canopy |  | None | Vision Solar LLC | PSE&G | Accepted | 2020-11-17 | 2020-11-19 | 2021-11-19 | HANWHA Q-CELLS | Q.PEAK DUO BLK-G6+ 340 | Solar Panels |  | 0.34 | 6 | 158 | 40 |  | Fixed | Roof
NJSTRE1546102231 |  | Transition Incentive Program | Runnemede | 8078 | 14 | 6.12 | Residential | No | Behind the Meter | Net-metered residential rooftop and canopy |  | None | Vision Solar LLC | PSE&G | Accepted | 2020-11-17 | 2020-11-19 | 2021-11-19 | HANWHA Q-CELLS | Q.PEAK DUO BLK-G6+ 340 | Solar Panels |  | 0.34 | 6 | 338 | 40 |  | Fixed | Roof
NJSTRE1546102231 |  | Transition Incentive Program | Runnemede | 8078 | 14 | 6.12 | Residential | No | Behind the Meter | Net-metered residential rooftop and canopy |  | None | Vision Solar LLC | PSE&G | Accepted | 2020-11-17 | 2020-11-19 | 2021-11-19 | HANWHA Q-CELLS | Q.PEAK DUO BLK-G6+ 340 | Solar Panels |  | 0.34 | 3 | 248 | 40 |  | Fixed | Roof
NJSTRE1546102231 |  | Transition Incentive Program | Runnemede | 8078 | 14 | 6.12 | Residential | No | Behind the Meter | Net-metered residential rooftop and canopy |  | None | Vision Solar LLC | PSE&G | Accepted | 2020-11-17 | 2020-11-19 | 2021-11-19 | HANWHA Q-CELLS | Q.PEAK DUO BLK-G6+ 340 | Solar Panels |  | 0.34 | 3 | 68 | 40 |  | Fixed | Roof
NJSTRE1546102244 |  | Transition Incentive Program | Vineland | 8360 | 20 | 4.58 | Residential | Yes | Behind the Meter | Net-metered residential rooftop and canopy |  | None | Vision Solar LLC | Vineland Muni Electric | Accepted | 2020-11-17 | 2020-11-19 | 2021-11-19 | SUNPOWER | 14 - SUNPOWER E20-327-E-AC | Inverters | 0.24 |  | 14 |  |  | 0.96 |  | Other | BEHIND EACH PANEL
NJSTRE1546102244 |  | Transition Incentive Program | Vineland | 8360 | 20 | 4.58 | Residential | Yes | Behind the Meter | Net-metered residential rooftop and canopy |  | None | Vision Solar LLC | Vineland Muni Electric | Accepted | 2020-11-17 | 2020-11-19 | 2021-11-19 | SUNPOWER | 14 - SUNPOWER E20-327-E-AC | Solar Panels |  | 0.327 | 14 | 184 | 44 |  | Fixed | Roof
NJSTRE1546102245 |  | Transition Incentive Program | Delran Twp | 8075 | 13 | 4.88 | Residential | No | Behind the Meter | Net-metered residential rooftop and canopy |  | None | SunnyMac LLC | PSE&G | Accepted | 2020-11-17 | 2020-11-19 | 2021-11-19 | Solaredge | SE3800H-US | Inverters | 3800 |  | 1 |  |  | 0.99 |  | Outdoor | Next to Meter
NJSTRE1546102245 |  | Transition Incentive Program | Delran Twp | 8075 | 13 | 4.88 | Residential | No | Behind the Meter | Net-metered residential rooftop and canopy |  | None | SunnyMac LLC | PSE&G | Accepted | 2020-11-17 | 2020-11-19 | 2021-11-19 | REC | TwinPeak 2 Mono | Solar Panels |  | 0.325 | 15 | 217 | 34 |  | Fixed | Roof
NJSTRE1546102249 |  | Transition Incentive Program | Ventnor City | 8406 | 19 | 6.26 | Residential | Yes | Behind the Meter | Net-metered residential rooftop and canopy |  | None | Tesla Energy Operations Inc. | AC Electric | Accepted | 2020-11-17 | 2020-11-19 | 2021-11-19 | Delta Electronics | M8-TL-US [240V] | Inverters | 7680 |  | 1 |  |  | 0.975 |  | Outside | Outside
NJSTRE1546102249 |  | Transition Incentive Program | Ventnor City | 8406 | 19 | 6.26 | Residential | Yes | Behind the Meter | Net-metered residential rooftop and canopy |  | None | Tesla Energy Operations Inc. | AC Electric | Accepted | 2020-11-17 | 2020-11-19 | 2021-11-19 | Tesla | SR60T1 | Solar Panels |  | 0.05847 | 48 | 148 | 30 |  | Fixed | Roof
NJSTRE1546102249 |  | Transition Incentive Program | Ventnor City | 8406 | 19 | 6.26 | Residential | Yes | Behind the Meter | Net-metered residential rooftop and canopy |  | None | Tesla Energy Operations Inc. | AC Electric | Accepted | 2020-11-17 | 2020-11-19 | 2021-11-19 | Tesla | SR60T1 | Solar Panels |  | 0.05847 | 59 | 328 | 30 |  | Fixed | Roof
NJSTRE1546102269 |  | Transition Incentive Program | Clarksboro | 8020 | 15 | 8.04 | Residential | Yes | Behind the Meter | Net-metered residential rooftop and canopy |  | None | Vision Solar LLC | AC Electric | Accepted | 2020-11-17 | 2020-11-19 | 2021-11-19 | ENPHASE | IQ7-60-2-US | Inverters | 0.24 |  | 24 |  |  | 0.96 |  | Other | BEHIND EACH PANEL
NJSTRE1546102269 |  | Transition Incentive Program | Clarksboro | 8020 | 15 | 8.04 | Residential | Yes | Behind the Meter | Net-metered residential rooftop and canopy |  | None | Vision Solar LLC | AC Electric | Accepted | 2020-11-17 | 2020-11-19 | 2021-11-19 | HANWHA Q-CELLS | Q.PEAK DUO BLK-G6+ 335 | Solar Panels |  | 0.335 | 2 | 339 | 20 |  | Fixed | Roof
NJSTRE1546102269 |  | Transition Incentive Program | Clarksboro | 8020 | 15 | 8.04 | Residential | Yes | Behind the Meter | Net-metered residential rooftop and canopy |  | None | Vision Solar LLC | AC Electric | Accepted | 2020-11-17 | 2020-11-19 | 2021-11-19 | HANWHA Q-CELLS | Q.PEAK DUO BLK-G6+ 335 | Solar Panels |  | 0.335 | 12 | 159 | 20 |  | Fixed | Roof
NJSTRE1546102269 |  | Transition Incentive Program | Clarksboro | 8020 | 15 | 8.04 | Residential | Yes | Behind the Meter | Net-metered residential rooftop and canopy |  | None | Vision Solar LLC | AC Electric | Accepted | 2020-11-17 | 2020-11-19 | 2021-11-19 | HANWHA Q-CELLS | Q.PEAK DUO BLK-G6+ 335 | Solar Panels |  | 0.335 | 10 | 159 | 20 |  | Fixed | Roof
NJSTRE1546102270 |  | Transition Incentive Program | Mickleton | 8056 | 15 | 12.24 | Residential | Yes | Behind the Meter | Net-metered residential rooftop and canopy |  | None | Trinity Solar | AC Electric | Accepted | 2020-11-17 | 2020-11-19 | 2021-11-19 | Solar Edge | SE10000 | Inverters | 10000 |  | 1 |  |  | 0.97 |  | Outside | side of home
NJSTRE1546102270 |  | Transition Incentive Program | Mickleton | 8056 | 15 | 12.24 | Residential | Yes | Behind the Meter | Net-metered residential rooftop and canopy |  | None | Trinity Solar | AC Electric | Accepted | 2020-11-17 | 2020-11-19 | 2021-11-19 | Hanwha | Q.PEAK DUO BLK-G6 340 | Solar Panels |  | 0.34 | 3 | 199 | 16 |  | Fixed | Roof
NJSTRE1546102270 |  | Transition Incentive Program | Mickleton | 8056 | 15 | 12.24 | Residential | Yes | Behind the Meter | Net-metered residential rooftop and canopy |  | None | Trinity Solar | AC Electric | Accepted | 2020-11-17 | 2020-11-19 | 2021-11-19 | Hanwha | Q.PEAK DUO BLK-G6 340 | Solar Panels |  | 0.34 | 21 | 199 | 31 |  | Fixed | Pole
NJSTRE1546102270 |  | Transition Incentive Program | Mickleton | 8056 | 15 | 12.24 | Residential | Yes | Behind the Meter | Net-metered residential rooftop and canopy |  | None | Trinity Solar | AC Electric | Accepted | 2020-11-17 | 2020-11-19 | 2021-11-19 | Hanwha | Q.PEAK DUO BLK-G6 340 | Solar Panels |  | 0.34 | 12 | 199 | 34 |  | Fixed | Roof
NJSTRE1546102273 |  | Transition Incentive Program | Blackwood | 8012 | 14 | 5.67 | Residential | Yes | Behind the Meter | Net-metered residential rooftop and canopy |  | None | Freedom Forever New Jersey LLC | AC Electric | Accepted | 2020-11-25 | 2020-11-25 | 2021-11-25 | Solar Edge | SE5000H-US [SI1] RGM | Inverters | 5000 |  | 1 |  |  | 0.99 |  | Outdoor | n/a
NJSTRE1546102273 |  | Transition Incentive Program | Blackwood | 8012 | 14 | 5.67 | Residential | Yes | Behind the Meter | Net-metered residential rooftop and canopy |  | None | Freedom Forever New Jersey LLC | AC Electric | Accepted | 2020-11-25 | 2020-11-25 | 2021-11-25 | Longi | LR6-60HPB-315M | Solar Panels |  | 0.315 | 5 | 2 | 20 |  | Fixed | Roof | n/a
NJSTRE1546102273 |  | Transition Incentive Program | Blackwood | 8012 | 14 | 5.67 | Residential | Yes | Behind the Meter | Net-metered residential rooftop and canopy |  | None | Freedom Forever New Jersey LLC | AC Electric | Accepted | 2020-11-25 | 2020-11-25 | 2021-11-25 | Longi | LR6-60HPB-315M | Solar Panels |  | 0.315 | 10 | 1 | 20 |  | Fixed | Roof | n/a
NJSTRE1546102273 |  | Transition Incentive Program | Blackwood | 8012 | 14 | 5.67 | Residential | Yes | Behind the Meter | Net-metered residential rooftop and canopy |  | None | Freedom Forever New Jersey LLC | AC Electric | Accepted | 2020-11-25 | 2020-11-25 | 2021-11-25 | Longi | LR6-60HPB-315M | Solar Panels |  | 0.315 | 3 | 3 | 29 |  | Fixed | Roof | n/a
NJSTRE1546102296 |  | Transition Incentive Program | Mays Landing | 8330 | 19 | 10.54 | Residential | No | Behind the Meter | Net-metered residential rooftop and canopy |  | None | Castle Energy, LLC | AC Electric | Accepted | 2020-11-17 | 2020-11-19 | 2021-11-19 | Enphase Energy | IQ7-60-2-US | Inverters | 240 |  | 31 |  |  | 0.967 |  | Outdoor | on the rooftop under each solar panel
NJSTRE1546102296 |  | Transition Incentive Program | Mays Landing | 8330 | 19 | 10.54 | Residential | No | Behind the Meter | Net-metered residential rooftop and canopy |  | None | Castle Energy, LLC | AC Electric | Accepted | 2020-11-17 | 2020-11-19 | 2021-11-19 | Hanwha Q-Cells | Q.Peak DUO BLK-G6 340 | Solar Panels |  | 0.34 | 31 | 180 | 23 |  | Fixed | Roof
NJSTRE1546102323 |  | Transition Incentive Program | Howell | 7731 | 17 | 7 | Residential | Yes | Behind the Meter | Net-metered residential rooftop and canopy |  | None | Pro Custom Solar dba Momentum Solar | JCP&L | Accepted | 2020-11-17 | 2020-11-19 | 2021-11-19 | Enphase | IQ7PLUS-72-2-US | Inverters | 290 |  | 20 |  |  | 0.97 |  | Outdoor | Roof
NJSTRE1546102323 |  | Transition Incentive Program | Howell | 7731 | 17 | 7 | Residential | Yes | Behind the Meter | Net-metered residential rooftop and canopy |  | None | Pro Custom Solar dba Momentum Solar | JCP&L | Accepted | 2020-11-17 | 2020-11-19 | 2021-11-19 | LG | LG 350N1C-V5 | Solar Panels |  | 0.35 | 18 | 223 | 22 |  | Fixed | Roof
NJSTRE1546102323 |  | Transition Incentive Program | Howell | 7731 | 17 | 7 | Residential | Yes | Behind the Meter | Net-metered residential rooftop and canopy |  | None | Pro Custom Solar dba Momentum Solar | JCP&L | Accepted | 2020-11-17 | 2020-11-19 | 2021-11-19 | LG | LG 350N1C-V5 | Solar Panels |  | 0.35 | 2 | 222 | 22 |  | Fixed | Roof
NJSTRE1546102333 |  | Transition Incentive Program | Kearny | 7032 | 8 | 7.63 | Residential | Yes | Behind the Meter | Net-metered residential rooftop and canopy |  | None | Sunrun Installation Services, Inc. | PSE&G | Accepted | 2020-11-17 | 2020-11-19 | 2021-11-19 | Enphase Energy | IQ7-60-x-US (240V) | Inverters | 240 |  | 25 |  |  | 0.96 |  | Outdoor | Rooftop
NJSTRE1546102333 |  | Transition Incentive Program | Kearny | 7032 | 8 | 7.63 | Residential | Yes | Behind the Meter | Net-metered residential rooftop and canopy |  | None | Sunrun Installation Services, Inc. | PSE&G | Accepted | 2020-11-17 | 2020-11-19 | 2021-11-19 | LONGi Green Energy Technology Co Ltd | LR6-60HPB-305M | Solar Panels |  | 0.305 | 13 | 122 | 22 |  | Fixed | Roof
NJSTRE1546102333 |  | Transition Incentive Program | Kearny | 7032 | 8 | 7.63 | Residential | Yes | Behind the Meter | Net-metered residential rooftop and canopy |  | None | Sunrun Installation Services, Inc. | PSE&G | Accepted | 2020-11-17 | 2020-11-19 | 2021-11-19 | LONGi Green Energy Technology Co Ltd | LR6-60HPB-305M | Solar Panels |  | 0.305 | 12 | 302 | 22 |  | Fixed | Roof
NJSTRE1546102337 |  | Transition Incentive Program | Glassboro | 8028 | 15 | 12.48 | Residential | No | Behind the Meter | Net-metered residential rooftop and canopy |  | None | Orbit Energy & Power, LLC | AC Electric | Accepted | 2020-11-17 | 2020-11-19 | 2021-11-19 | ENPHASE ENERGY | IQ7-60-2-US | Inverters | 240 |  | 39 |  |  | 0.99 |  | Other | UNDER EACH PANEL
NJSTRE1546102337 |  | Transition Incentive Program | Glassboro | 8028 | 15 | 12.48 | Residential | No | Behind the Meter | Net-metered residential rooftop and canopy |  | None | Orbit Energy & Power, LLC | AC Electric | Accepted | 2020-11-17 | 2020-11-19 | 2021-11-19 | HANWHA | Q PEAK CELLS 320W | Solar Panels |  | 0.32 | 4 | 239 | 34 |  | Fixed | Roof
NJSTRE1546102337 |  | Transition Incentive Program | Glassboro | 8028 | 15 | 12.48 | Residential | No | Behind the Meter | Net-metered residential rooftop and canopy |  | None | Orbit Energy & Power, LLC | AC Electric | Accepted | 2020-11-17 | 2020-11-19 | 2021-11-19 | HANWHA | Q PEAK CELLS 320W | Solar Panels |  | 0.32 | 21 | 59 | 34 |  | Fixed | Roof
NJSTRE1546102337 |  | Transition Incentive Program | Glassboro | 8028 | 15 | 12.48 | Residential | No | Behind the Meter | Net-metered residential rooftop and canopy |  | None | Orbit Energy & Power, LLC | AC Electric | Accepted | 2020-11-17 | 2020-11-19 | 2021-11-19 | HANWHA | Q PEAK CELLS 320W | Solar Panels |  | 0.32 | 2 | 239 | 34 |  | Fixed | Roof
NJSTRE1546102337 |  | Transition Incentive Program | Glassboro | 8028 | 15 | 12.48 | Residential | No | Behind the Meter | Net-metered residential rooftop and canopy |  | None | Orbit Energy & Power, LLC | AC Electric | Accepted | 2020-11-17 | 2020-11-19 | 2021-11-19 | HANWHA | Q PEAK CELLS 320W | Solar Panels |  | 0.32 | 12 | 239 | 34 |  | Fixed | Roof
NJSTRE1546102464 |  | Transition Incentive Program | Trenton | 8629 | 12 | 2.45 | Residential | Yes | Behind the Meter | Net-metered residential rooftop and canopy |  | None | Pro Custom Solar dba Momentum Solar | PSE&G | Accepted | 2020-11-17 | 2020-11-19 | 2021-11-19 | Enphase | IQ7PLUS-72-2-US | Inverters | 290 |  | 7 |  |  | 0.97 |  | Outdoor | Roof
NJSTRE1546102464 |  | Transition Incentive Program | Trenton | 8629 | 12 | 2.45 | Residential | Yes | Behind the Meter | Net-metered residential rooftop and canopy |  | None | Pro Custom Solar dba Momentum Solar | PSE&G | Accepted | 2020-11-17 | 2020-11-19 | 2021-11-19 | LG | LG 350N1C-V5 | Solar Panels |  | 0.35 | 7 | 235 | 34 |  | Fixed | Roof
NJSTRE1546102691 |  | Transition Incentive Program | Bargaintown | 8234 | 19 | 5.2 | Residential | Yes | Behind the Meter | Net-metered residential rooftop and canopy |  | None | SunnyMac LLC | AC Electric | Accepted | 2020-11-17 | 2020-11-19 | 2021-11-19 | Solaredge | SE5000H-US | Inverters | 5000 |  | 1 |  |  | 0.99 |  | Outdoor | Next to Meter
NJSTRE1546102691 |  | Transition Incentive Program | Bargaintown | 8234 | 19 | 5.2 | Residential | Yes | Behind the Meter | Net-metered residential rooftop and canopy |  | None | SunnyMac LLC | AC Electric | Accepted | 2020-11-17 | 2020-11-19 | 2021-11-19 | REC | TwinPeak 2 Mono | Solar Panels |  | 0.325 | 16 | 162 | 23 |  | Fixed | Roof
NJSTRE1546102888 |  | Transition Incentive Program | Wayne TWP | 7470 | 6 | 7.48 | Residential | No | Behind the Meter | Net-metered residential rooftop and canopy |  | None | Tesla Energy Operations Inc. | PSE&G | Accepted | 2020-11-17 | 2020-11-19 | 2021-11-19 | Tesla | AC Powerwall 2.0 | Electric Storage Battery |  |  | 3 |  |  |  | Lithium Ion |  | Inside garage
NJSTRE1546102888 |  | Transition Incentive Program | Wayne TWP | 7470 | 6 | 7.48 | Residential | No | Behind the Meter | Net-metered residential rooftop and canopy |  | None | Tesla Energy Operations Inc. | PSE&G | Accepted | 2020-11-17 | 2020-11-19 | 2021-11-19 | SolarEdge Technologies | SE7600H-US [240V] | Inverters | 7600 |  | 1 |  |  | 0.99 |  | Indoor | Inside garage
NJSTRE1546102888 |  | Transition Incentive Program | Wayne TWP | 7470 | 6 | 7.48 | Residential | No | Behind the Meter | Net-metered residential rooftop and canopy |  | None | Tesla Energy Operations Inc. | PSE&G | Accepted | 2020-11-17 | 2020-11-19 | 2021-11-19 | Hanwha Q-CELLS | Q.Peak DUO BLK-G6+ 340 | Solar Panels |  | 0.34 | 22 | 186 | 23 |  | Fixed | Roof
NJSTRE1546103422 |  | Transition Incentive Program | Keyport | 7735 | 17 | 3.85 | Residential | Yes | Behind the Meter | Net-metered residential rooftop and canopy |  | None | Pro Custom Solar dba Momentum Solar | JCP&L | Accepted | 2020-11-17 | 2020-11-19 | 2021-11-19 | Enphase | IQ7PLUS-72-2-US | Inverters | 290 |  | 11 |  |  | 0.97 |  | Outdoor | Roof
NJSTRE1546103422 |  | Transition Incentive Program | Keyport | 7735 | 17 | 3.85 | Residential | Yes | Behind the Meter | Net-metered residential rooftop and canopy |  | None | Pro Custom Solar dba Momentum Solar | JCP&L | Accepted | 2020-11-17 | 2020-11-19 | 2021-11-19 | LG | LG 350N1C-V5 | Solar Panels |  | 0.35 | 3 | 89 | 21 |  | Fixed | Roof
NJSTRE1546103422 |  | Transition Incentive Program | Keyport | 7735 | 17 | 3.85 | Residential | Yes | Behind the Meter | Net-metered residential rooftop and canopy |  | None | Pro Custom Solar dba Momentum Solar | JCP&L | Accepted | 2020-11-17 | 2020-11-19 | 2021-11-19 | LG | LG 350N1C-V5 | Solar Panels |  | 0.35 | 8 | 269 | 20 |  | Fixed | Roof
NJSTRE1546103926 |  | Transition Incentive Program | Marlton | 8053 | 13 | 7.48 | Residential | Yes | Behind the Meter | Net-metered residential rooftop and canopy |  | None | Trinity Solar | PSE&G | Accepted | 2020-11-17 | 2020-11-19 | 2021-11-19 | SOLAR EDGE | SE6000H-US | Inverters | 6000 |  | 1 |  |  | 0.97 |  | Outside | SIDE OF HOME
NJSTRE1546103926 |  | Transition Incentive Program | Marlton | 8053 | 13 | 7.48 | Residential | Yes | Behind the Meter | Net-metered residential rooftop and canopy |  | None | Trinity Solar | PSE&G | Accepted | 2020-11-17 | 2020-11-19 | 2021-11-19 | HANWHA 340 (Q.PEAK DUO BLK-G6 340) | HANWHA 340 (Q.PEAK DUO BLK-G6 340) | Solar Panels |  | 0.34 | 22 | 90 | 24 |  | Fixed | Roof
NJSTRE1546104972 |  | Transition Incentive Program | Elizabeth | 7208 | 10 | 5.25 | Residential | Yes | Behind the Meter | Net-metered residential rooftop and canopy |  | None | Pro Custom Solar dba Momentum Solar | PSE&G | Accepted | 2020-11-17 | 2020-11-19 | 2021-11-19 | Enphase | IQ7PLUS-72-2-US | Inverters | 290 |  | 15 |  |  | 0.97 |  | Outdoor | Roof
NJSTRE1546104972 |  | Transition Incentive Program | Elizabeth | 7208 | 10 | 5.25 | Residential | Yes | Behind the Meter | Net-metered residential rooftop and canopy |  | None | Pro Custom Solar dba Momentum Solar | PSE&G | Accepted | 2020-11-17 | 2020-11-19 | 2021-11-19 | LG | LG 350N1C-V5 | Solar Panels |  | 0.35 | 15 | 137 | 24 |  | Fixed | Roof
NJSTRE1546105023 |  | Transition Incentive Program | Ventnor City | 8406 | 19 | 15.7 | Residential | Yes | Behind the Meter | Net-metered residential rooftop and canopy |  | None | Ad Energy | AC Electric | Accepted | 2020-11-17 | 2020-11-19 | 2021-11-19 | Enphase Energy | IQ7XS-96-ACM-US | Inverters | 315 |  | 48 |  |  | 0.975 |  | Outdoor | at each panel
NJSTRE1546105023 |  | Transition Incentive Program | Ventnor City | 8406 | 19 | 15.7 | Residential | Yes | Behind the Meter | Net-metered residential rooftop and canopy |  | None | Ad Energy | AC Electric | Accepted | 2020-11-17 | 2020-11-19 | 2021-11-19 | Sunpower | SPR-E20-327-E-AC | Solar Panels |  | 0.327 | 48 | 237 | 1 |  | Fixed | Roof
NJSTRE1546105532 |  | Transition Incentive Program | South Brunswick TWP | 8852 | 11 | 12.24 | Residential | No | Behind the Meter | Net-metered residential rooftop and canopy |  | None | Tesla Energy Operations Inc. | PSE&G | Accepted | 2020-11-17 | 2020-11-19 | 2021-11-19 | Tesla | AC Powerwall 2.0 | Electric Storage Battery |  |  | 2 |  |  |  | Lithium Ion |  | Outside
NJSTRE1546105532 |  | Transition Incentive Program | South Brunswick TWP | 8852 | 11 | 12.24 | Residential | No | Behind the Meter | Net-metered residential rooftop and canopy |  | None | Tesla Energy Operations Inc. | PSE&G | Accepted | 2020-11-17 | 2020-11-19 | 2021-11-19 | SolarEdge Technologies | SE10000H-US [240V] | Inverters | 10000 |  | 1 |  |  | 0.99 |  | Outside | Outside
NJSTRE1546105532 |  | Transition Incentive Program | South Brunswick TWP | 8852 | 11 | 12.24 | Residential | No | Behind the Meter | Net-metered residential rooftop and canopy |  | None | Tesla Energy Operations Inc. | PSE&G | Accepted | 2020-11-17 | 2020-11-19 | 2021-11-19 | Hanwha Q-CELLS | Q.Peak DUO BLK-G6+ 340 | Solar Panels |  | 0.34 | 6 | 91 | 33 |  | Fixed | Roof
NJSTRE1546105532 |  | Transition Incentive Program | South Brunswick TWP | 8852 | 11 | 12.24 | Residential | No | Behind the Meter | Net-metered residential rooftop and canopy |  | None | Tesla Energy Operations Inc. | PSE&G | Accepted | 2020-11-17 | 2020-11-19 | 2021-11-19 | Hanwha Q-CELLS | Q.Peak DUO BLK-G6+ 340 | Solar Panels |  | 0.34 | 11 | 271 | 42 |  | Fixed | Roof
NJSTRE1546105532 |  | Transition Incentive Program | South Brunswick TWP | 8852 | 11 | 12.24 | Residential | No | Behind the Meter | Net-metered residential rooftop and canopy |  | None | Tesla Energy Operations Inc. | PSE&G | Accepted | 2020-11-17 | 2020-11-19 | 2021-11-19 | Hanwha Q-CELLS | Q.Peak DUO BLK-G6+ 340 | Solar Panels |  | 0.34 | 19 | 181 | 28 |  | Fixed | Roof
NJSTRE1546105889 |  | Transition Incentive Program | Millville | 8332 | 20 | 14 | Residential | Yes | Behind the Meter | Net-metered residential rooftop and canopy |  | None | Pro Custom Solar dba Momentum Solar | AC Electric | Accepted | 2020-11-17 | 2020-11-19 | 2021-11-19 | Enphase | IQ7PLUS-72-2-US | Inverters | 290 |  | 40 |  |  | 0.97 |  | Outdoor | Roof
NJSTRE1546105889 |  | Transition Incentive Program | Millville | 8332 | 20 | 14 | Residential | Yes | Behind the Meter | Net-metered residential rooftop and canopy |  | None | Pro Custom Solar dba Momentum Solar | AC Electric | Accepted | 2020-11-17 | 2020-11-19 | 2021-11-19 | LG | LG 350N1C-V5 | Solar Panels |  | 0.35 | 8 | 104 | 11 |  | Fixed | Roof
NJSTRE1546105889 |  | Transition Incentive Program | Millville | 8332 | 20 | 14 | Residential | Yes | Behind the Meter | Net-metered residential rooftop and canopy |  | None | Pro Custom Solar dba Momentum Solar | AC Electric | Accepted | 2020-11-17 | 2020-11-19 | 2021-11-19 | LG | LG 350N1C-V5 | Solar Panels |  | 0.35 | 12 | 104 | 44 |  | Fixed | Roof
NJSTRE1546105889 |  | Transition Incentive Program | Millville | 8332 | 20 | 14 | Residential | Yes | Behind the Meter | Net-metered residential rooftop and canopy |  | None | Pro Custom Solar dba Momentum Solar | AC Electric | Accepted | 2020-11-17 | 2020-11-19 | 2021-11-19 | LG | LG 350N1C-V5 | Solar Panels |  | 0.35 | 20 | 284 | 13 |  | Fixed | Roof
NJSTRE1546107098 |  | Transition Incentive Program | Beach Haven | 8008 | 18 | 3.5 | Residential | No | Behind the Meter | Net-metered residential rooftop and canopy |  | None | Pro Custom Solar dba Momentum Solar | AC Electric | Accepted | 2020-11-17 | 2020-12-08 | 2021-12-08 | Enphase | IQ7PLUS-72-2-US | Inverters | 290 |  | 10 |  |  | 0.97 |  | Outdoor | Roof
NJSTRE1546107098 |  | Transition Incentive Program | Beach Haven | 8008 | 18 | 3.5 | Residential | No | Behind the Meter | Net-metered residential rooftop and canopy |  | None | Pro Custom Solar dba Momentum Solar | AC Electric | Accepted | 2020-11-17 | 2020-12-08 | 2021-12-08 | LG | LG 350N1C-V5 | Solar Panels |  | 0.35 | 10 | 209 | 2 |  | Fixed | Roof
NJSTRE1546107425 |  | Transition Incentive Program | Franklinville | 8322 | 15 | 8 | Residential | No | Behind the Meter | Net-metered residential rooftop and canopy |  | None | National Energy Partners LLC | AC Electric | Accepted | 2020-11-17 | 2020-11-19 | 2021-11-19 | SOLAREDGE | SE6000H-US | Inverters | 6000 |  | 1 |  |  | 0.975 |  | Outdoor | NEAR INTERCONNECTION POINT
NJSTRE1546107425 |  | Transition Incentive Program | Franklinville | 8322 | 15 | 8 | Residential | No | Behind the Meter | Net-metered residential rooftop and canopy |  | None | National Energy Partners LLC | AC Electric | Accepted | 2020-11-17 | 2020-11-19 | 2021-11-19 | HANWHA | Q.PEAK DUO BLK-G5 320W | Solar Panels |  | 0.32 | 25 | 266 | 20 |  | Fixed | Roof
NJSTRE1546107755 |  | Transition Incentive Program | Plainfield | 7060 | 10 | 6.87 | Residential | Yes | Behind the Meter | Net-metered residential rooftop and canopy |  | None | Ad Energy | PSE&G | Accepted | 2020-11-17 | 2020-12-08 | 2021-12-08 | Enphase Energy | IQ7XS-96-ACM-US | Inverters | 315 |  | 21 |  |  | 0.975 |  | Outdoor | at each panel
NJSTRE1546107755 |  | Transition Incentive Program | Plainfield | 7060 | 10 | 6.87 | Residential | Yes | Behind the Meter | Net-metered residential rooftop and canopy |  | None | Ad Energy | PSE&G | Accepted | 2020-11-17 | 2020-12-08 | 2021-12-08 | Sunpower | SPR-E20-327-E-AC | Solar Panels |  | 0.327 | 21 | 162 | 23 |  | Fixed | Roof
NJSTRE1546107758 |  | Transition Incentive Program | Beach Haven | 8008 | 18 | 13.3 | Residential | No | Behind the Meter | Net-metered residential rooftop and canopy |  | None | Pro Custom Solar dba Momentum Solar | AC Electric | Accepted | 2020-11-17 | 2020-12-07 | 2021-12-07 | Enphase | IQ7PLUS-72-2-US | Inverters | 290 |  | 38 |  |  | 0.97 |  | Outdoor | Roof
NJSTRE1546107758 |  | Transition Incentive Program | Beach Haven | 8008 | 18 | 13.3 | Residential | No | Behind the Meter | Net-metered residential rooftop and canopy |  | None | Pro Custom Solar dba Momentum Solar | AC Electric | Accepted | 2020-11-17 | 2020-12-07 | 2021-12-07 | LG | LG 350N1C-V5 | Solar Panels |  | 0.35 | 38 | 209 | 2 |  | Fixed | Roof
NJSTRE1546107768 |  | Transition Incentive Program | Glen Ridge | 7028 | 9 | 7.14 | Residential | No | Behind the Meter | Net-metered residential rooftop and canopy |  | None | EMT Renewables | PSE&G | Accepted | 2020-11-17 | 2020-11-19 | 2021-11-19 | Enphase | IQ7+-72-2-US | Inverters | 290 |  | 21 |  |  | 0.97 |  | Outside | under panels
NJSTRE1546107768 |  | Transition Incentive Program | Glen Ridge | 7028 | 9 | 7.14 | Residential | No | Behind the Meter | Net-metered residential rooftop and canopy |  | None | EMT Renewables | PSE&G | Accepted | 2020-11-17 | 2020-11-19 | 2021-11-19 | Hanwha | Q-Cells Q.Peak DUO G6-340 | Solar Panels |  | 0.34 | 2 | 182 | 45 |  | Fixed | Roof
NJSTRE1546107768 |  | Transition Incentive Program | Glen Ridge | 7028 | 9 | 7.14 | Residential | No | Behind the Meter | Net-metered residential rooftop and canopy |  | None | EMT Renewables | PSE&G | Accepted | 2020-11-17 | 2020-11-19 | 2021-11-19 | Hanwha | Q-Cells Q.Peak DUO G6-340 | Solar Panels |  | 0.34 | 9 | 92 | 45 |  | Fixed | Roof
NJSTRE1546107768 |  | Transition Incentive Program | Glen Ridge | 7028 | 9 | 7.14 | Residential | No | Behind the Meter | Net-metered residential rooftop and canopy |  | None | EMT Renewables | PSE&G | Accepted | 2020-11-17 | 2020-11-19 | 2021-11-19 | Hanwha | Q-Cells Q.Peak DUO G6-340 | Solar Panels |  | 0.34 | 4 | 2 | 42 |  | Fixed | Roof
NJSTRE1546107768 |  | Transition Incentive Program | Glen Ridge | 7028 | 9 | 7.14 | Residential | No | Behind the Meter | Net-metered residential rooftop and canopy |  | None | EMT Renewables | PSE&G | Accepted | 2020-11-17 | 2020-11-19 | 2021-11-19 | Hanwha | Q-Cells Q.Peak DUO G6-340 | Solar Panels |  | 0.34 | 4 | 92 | 14 |  | Fixed | Roof
NJSTRE1546107768 |  | Transition Incentive Program | Glen Ridge | 7028 | 9 | 7.14 | Residential | No | Behind the Meter | Net-metered residential rooftop and canopy |  | None | EMT Renewables | PSE&G | Accepted | 2020-11-17 | 2020-11-19 | 2021-11-19 | Hanwha | Q-Cells Q.Peak DUO G6-340 | Solar Panels |  | 0.34 | 2 | 92 | 4 |  | Fixed | Roof
NJSTRE1546107840 |  | Transition Incentive Program | Newark | 7104 | 9 | 10.46 | Residential | Yes | Behind the Meter | Net-metered residential rooftop and canopy |  | None | Seabright Solar | PSE&G | Accepted | 2020-11-19 | 2020-11-19 | 2021-11-19 | Enphase | IQ7XS-96-ACM-US | Inverters | 0.315 |  | 32 |  |  | 0.99 |  | Outside | Roof
NJSTRE1546107840 |  | Transition Incentive Program | Newark | 7104 | 9 | 10.46 | Residential | Yes | Behind the Meter | Net-metered residential rooftop and canopy |  | None | Seabright Solar | PSE&G | Accepted | 2020-11-19 | 2020-11-19 | 2021-11-19 | Sunpower | SPR-E20-327 | Solar Panels |  | 0.327 | 10 | 201 | 14 |  | Fixed | Roof
NJSTRE1546107840 |  | Transition Incentive Program | Newark | 7104 | 9 | 10.46 | Residential | Yes | Behind the Meter | Net-metered residential rooftop and canopy |  | None | Seabright Solar | PSE&G | Accepted | 2020-11-19 | 2020-11-19 | 2021-11-19 | Sunpower | SPR-E20-327 | Solar Panels |  | 0.327 | 10 | 201 | 37 |  | Fixed | Roof
NJSTRE1546107840 |  | Transition Incentive Program | Newark | 7104 | 9 | 10.46 | Residential | Yes | Behind the Meter | Net-metered residential rooftop and canopy |  | None | Seabright Solar | PSE&G | Accepted | 2020-11-19 | 2020-11-19 | 2021-11-19 | Sunpower | SPR-E20-327 | Solar Panels |  | 0.327 | 12 | 21 | 14 |  | Fixed | Roof
NJSTRE1546107846 |  | Transition Incentive Program | Trenton | 8610 | 12 | 4.1 | Residential | No | Behind the Meter | Net-metered residential rooftop and canopy |  | None | Kaitanna Solar, LLC | PSE&G | Accepted | 2020-11-17 | 2020-11-19 | 2021-11-19 | Enphase | Envoy | Meters |  |  | 1 |  |  |  | Yes
NJSTRE1546107846 |  | Transition Incentive Program | Trenton | 8610 | 12 | 4.1 | Residential | No | Behind the Meter | Net-metered residential rooftop and canopy |  | None | Kaitanna Solar, LLC | PSE&G | Accepted | 2020-11-17 | 2020-11-19 | 2021-11-19 | Enphase | IQ7 | Inverters | 240 |  | 13 |  |  | 0.97 |  | Outside | Under Module
NJSTRE1546107846 |  | Transition Incentive Program | Trenton | 8610 | 12 | 4.1 | Residential | No | Behind the Meter | Net-metered residential rooftop and canopy |  | None | Kaitanna Solar, LLC | PSE&G | Accepted | 2020-11-17 | 2020-11-19 | 2021-11-19 | Canadian Solar | CS3K-315MS | Solar Panels |  | 0.315 | 13 | 295 | 30 |  | Fixed | Roof
NJSTRE1546107853 |  | Transition Incentive Program | Lindenwood | 8021 | 14 | 5.1 | Residential | No | Behind the Meter | Net-metered residential rooftop and canopy |  | None | Vision Solar LLC | AC Electric | Accepted | 2020-11-17 | 2020-11-19 | 2021-11-19 | ENPHASE | IQ7-60-2-US | Inverters | 0.24 |  | 15 |  |  | 0.96 |  | Other | BEHIND EACH PANEL
NJSTRE1546107853 |  | Transition Incentive Program | Lindenwood | 8021 | 14 | 5.1 | Residential | No | Behind the Meter | Net-metered residential rooftop and canopy |  | None | Vision Solar LLC | AC Electric | Accepted | 2020-11-17 | 2020-11-19 | 2021-11-19 | HANWHA Q-CELLS | Q.PEAK DUO BLK-G6+ 340 | Solar Panels |  | 0.34 | 6 | 213 | 20 |  | Fixed | Roof
NJSTRE1546107853 |  | Transition Incentive Program | Lindenwood | 8021 | 14 | 5.1 | Residential | No | Behind the Meter | Net-metered residential rooftop and canopy |  | None | Vision Solar LLC | AC Electric | Accepted | 2020-11-17 | 2020-11-19 | 2021-11-19 | HANWHA Q-CELLS | Q.PEAK DUO BLK-G6+ 340 | Solar Panels |  | 0.34 | 2 | 123 | 20 |  | Fixed | Roof
NJSTRE1546107853 |  | Transition Incentive Program | Lindenwood | 8021 | 14 | 5.1 | Residential | No | Behind the Meter | Net-metered residential rooftop and canopy |  | None | Vision Solar LLC | AC Electric | Accepted | 2020-11-17 | 2020-11-19 | 2021-11-19 | HANWHA Q-CELLS | Q.PEAK DUO BLK-G6+ 340 | Solar Panels |  | 0.34 | 3 | 33 | 10 |  | Fixed | Roof
NJSTRE1546107853 |  | Transition Incentive Program | Lindenwood | 8021 | 14 | 5.1 | Residential | No | Behind the Meter | Net-metered residential rooftop and canopy |  | None | Vision Solar LLC | AC Electric | Accepted | 2020-11-17 | 2020-11-19 | 2021-11-19 | HANWHA Q-CELLS | Q.PEAK DUO BLK-G6+ 340 | Solar Panels |  | 0.34 | 4 | 33 | 20 |  | Fixed | Roof
NJSTRE1546107856 |  | Transition Incentive Program | Clifton | 7011 | 6 | 6.41 | Residential | Yes | Behind the Meter | Net-metered residential rooftop and canopy |  | None | Sunrun Installation Services, Inc. | PSE&G | Accepted | 2020-11-17 | 2020-11-19 | 2021-11-19 | Enphase Energy | IQ7-60-x-US (240V) | Inverters | 240 |  | 21 |  |  | 0.96 |  | Outdoor | Rooftop
NJSTRE1546107856 |  | Transition Incentive Program | Clifton | 7011 | 6 | 6.41 | Residential | Yes | Behind the Meter | Net-metered residential rooftop and canopy |  | None | Sunrun Installation Services, Inc. | PSE&G | Accepted | 2020-11-17 | 2020-11-19 | 2021-11-19 | LONGi Green Energy Technology Co Ltd | LR6-60HPB-305M | Solar Panels |  | 0.305 | 15 | 347 | 32 |  | Fixed | Roof
NJSTRE1546107856 |  | Transition Incentive Program | Clifton | 7011 | 6 | 6.41 | Residential | Yes | Behind the Meter | Net-metered residential rooftop and canopy |  | None | Sunrun Installation Services, Inc. | PSE&G | Accepted | 2020-11-17 | 2020-11-19 | 2021-11-19 | LONGi Green Energy Technology Co Ltd | LR6-60HPB-305M | Solar Panels |  | 0.305 | 6 | 167 | 33 |  | Fixed | Roof
NJSTRE1546107877 |  | Transition Incentive Program | Ewing | 8638 | 12 | 10.24 | Residential | No | Behind the Meter | Net-metered residential rooftop and canopy |  | None | Kaitanna Solar, LLC | PSE&G | Accepted | 2020-11-17 | 2020-11-19 | 2021-11-19 | Enphase | Envoy | Meters |  |  | 1 |  |  |  | Yes
NJSTRE1546107877 |  | Transition Incentive Program | Ewing | 8638 | 12 | 10.24 | Residential | No | Behind the Meter | Net-metered residential rooftop and canopy |  | None | Kaitanna Solar, LLC | PSE&G | Accepted | 2020-11-17 | 2020-11-19 | 2021-11-19 | Enphase | IQ7 | Inverters | 240 |  | 32 |  |  | 0.97 |  | Outside | Under Module
NJSTRE1546107877 |  | Transition Incentive Program | Ewing | 8638 | 12 | 10.24 | Residential | No | Behind the Meter | Net-metered residential rooftop and canopy |  | None | Kaitanna Solar, LLC | PSE&G | Accepted | 2020-11-17 | 2020-11-19 | 2021-11-19 | Canadian Solar | CS3K-320MS | Solar Panels |  | 0.32 | 32 | 170 | 23 |  | Fixed | Roof
NJSTRE1546107895 |  | Transition Incentive Program | Ewing Township | 8628 | 12 | 10.98 | Residential | Yes | Behind the Meter | Net-metered residential rooftop and canopy |  | None | Sunrun Installation Services, Inc. | PSE&G | Accepted | 2020-11-17 | 2020-11-19 | 2021-11-19 | Tesla | Powerwall 2 AC | Electric Storage Battery |  |  | 1 |  |  |  | Lithium Ion |  | outside
NJSTRE1546107895 |  | Transition Incentive Program | Ewing Township | 8628 | 12 | 10.98 | Residential | Yes | Behind the Meter | Net-metered residential rooftop and canopy |  | None | Sunrun Installation Services, Inc. | PSE&G | Accepted | 2020-11-17 | 2020-11-19 | 2021-11-19 | Enphase Energy | IQ7-60-x-US (240V) | Inverters | 240 |  | 36 |  |  | 0.96 |  | Outdoor | Rooftop
NJSTRE1546107895 |  | Transition Incentive Program | Ewing Township | 8628 | 12 | 10.98 | Residential | Yes | Behind the Meter | Net-metered residential rooftop and canopy |  | None | Sunrun Installation Services, Inc. | PSE&G | Accepted | 2020-11-17 | 2020-11-19 | 2021-11-19 | LONGi Green Energy Technology Co Ltd | LR6-60HPB-305M | Solar Panels |  | 0.305 | 10 | 213 | 19 |  | Fixed | Roof
NJSTRE1546107895 |  | Transition Incentive Program | Ewing Township | 8628 | 12 | 10.98 | Residential | Yes | Behind the Meter | Net-metered residential rooftop and canopy |  | None | Sunrun Installation Services, Inc. | PSE&G | Accepted | 2020-11-17 | 2020-11-19 | 2021-11-19 | LONGi Green Energy Technology Co Ltd | LR6-60HPB-305M | Solar Panels |  | 0.305 | 26 | 123 | 18 |  | Fixed | Roof
NJSTRE1546107899 |  | Transition Incentive Program | Rahway | 7065 | 10 | 6.71 | Residential | Yes | Behind the Meter | Net-metered residential rooftop and canopy |  | None | Sunrun Installation Services, Inc. | PSE&G | Accepted | 2020-11-17 | 2020-11-19 | 2021-11-19 | Enphase Energy | IQ7-60-x-US (240V) | Inverters | 240 |  | 22 |  |  | 0.96 |  | Outdoor | Rooftop
NJSTRE1546107899 |  | Transition Incentive Program | Rahway | 7065 | 10 | 6.71 | Residential | Yes | Behind the Meter | Net-metered residential rooftop and canopy |  | None | Sunrun Installation Services, Inc. | PSE&G | Accepted | 2020-11-17 | 2020-11-19 | 2021-11-19 | LONGi Green Energy Technology Co Ltd | LR6-60HPB-305M | Solar Panels |  | 0.305 | 4 | 306 | 22 |  | Fixed | Roof
NJSTRE1546107899 |  | Transition Incentive Program | Rahway | 7065 | 10 | 6.71 | Residential | Yes | Behind the Meter | Net-metered residential rooftop and canopy |  | None | Sunrun Installation Services, Inc. | PSE&G | Accepted | 2020-11-17 | 2020-11-19 | 2021-11-19 | LONGi Green Energy Technology Co Ltd | LR6-60HPB-305M | Solar Panels |  | 0.305 | 8 | 307 | 28 |  | Fixed | Roof
NJSTRE1546107899 |  | Transition Incentive Program | Rahway | 7065 | 10 | 6.71 | Residential | Yes | Behind the Meter | Net-metered residential rooftop and canopy |  | None | Sunrun Installation Services, Inc. | PSE&G | Accepted | 2020-11-17 | 2020-11-19 | 2021-11-19 | LONGi Green Energy Technology Co Ltd | LR6-60HPB-305M | Solar Panels |  | 0.305 | 7 | 127 | 26 |  | Fixed | Roof
NJSTRE1546107899 |  | Transition Incentive Program | Rahway | 7065 | 10 | 6.71 | Residential | Yes | Behind the Meter | Net-metered residential rooftop and canopy |  | None | Sunrun Installation Services, Inc. | PSE&G | Accepted | 2020-11-17 | 2020-11-19 | 2021-11-19 | LONGi Green Energy Technology Co Ltd | LR6-60HPB-305M | Solar Panels |  | 0.305 | 3 | 126 | 20 |  | Fixed | Roof
NJSTRE1546107905 |  | Transition Incentive Program | Franklin TWP SOM | 8873 | 5 | 13.6 | Residential | Yes | Behind the Meter | Net-metered residential rooftop and canopy |  | None | Tesla Energy Operations Inc. | PSE&G | Accepted | 2020-11-17 | 2020-11-19 | 2021-11-19 | SolarEdge Technologies | SE11400H-US [240V] | Inverters | 11400 |  | 1 |  |  | 0.99 |  | Outside | Outside
NJSTRE1546107905 |  | Transition Incentive Program | Franklin TWP SOM | 8873 | 5 | 13.6 | Residential | Yes | Behind the Meter | Net-metered residential rooftop and canopy |  | None | Tesla Energy Operations Inc. | PSE&G | Accepted | 2020-11-17 | 2020-11-19 | 2021-11-19 | Hanwha Q-CELLS | Q.Peak DUO BLK-G6+ 340 | Solar Panels |  | 0.34 | 2 | 194 | 40 |  | Fixed | Roof
NJSTRE1546107905 |  | Transition Incentive Program | Franklin TWP SOM | 8873 | 5 | 13.6 | Residential | Yes | Behind the Meter | Net-metered residential rooftop and canopy |  | None | Tesla Energy Operations Inc. | PSE&G | Accepted | 2020-11-17 | 2020-11-19 | 2021-11-19 | Hanwha Q-CELLS | Q.Peak DUO BLK-G6+ 340 | Solar Panels |  | 0.34 | 32 | 284 | 37 |  | Fixed | Roof
NJSTRE1546107905 |  | Transition Incentive Program | Franklin TWP SOM | 8873 | 5 | 13.6 | Residential | Yes | Behind the Meter | Net-metered residential rooftop and canopy |  | None | Tesla Energy Operations Inc. | PSE&G | Accepted | 2020-11-17 | 2020-11-19 | 2021-11-19 | Hanwha Q-CELLS | Q.Peak DUO BLK-G6+ 340 | Solar Panels |  | 0.34 | 2 | 194 | 40 |  | Fixed | Roof
NJSTRE1546107905 |  | Transition Incentive Program | Franklin TWP SOM | 8873 | 5 | 13.6 | Residential | Yes | Behind the Meter | Net-metered residential rooftop and canopy |  | None | Tesla Energy Operations Inc. | PSE&G | Accepted | 2020-11-17 | 2020-11-19 | 2021-11-19 | Hanwha Q-CELLS | Q.Peak DUO BLK-G6+ 340 | Solar Panels |  | 0.34 | 2 | 14 | 40 |  | Fixed | Roof
NJSTRE1546107905 |  | Transition Incentive Program | Franklin TWP SOM | 8873 | 5 | 13.6 | Residential | Yes | Behind the Meter | Net-metered residential rooftop and canopy |  | None | Tesla Energy Operations Inc. | PSE&G | Accepted | 2020-11-17 | 2020-11-19 | 2021-11-19 | Hanwha Q-CELLS | Q.Peak DUO BLK-G6+ 340 | Solar Panels |  | 0.34 | 2 | 194 | 40 |  | Fixed | Roof
NJSTRE1546108116 |  | Transition Incentive Program | Trenton | 8629 | 12 | 5.99 | Residential | No | Behind the Meter | Net-metered residential rooftop and canopy |  | None | rdubeau@kaitannasolar.com | PSE&G | Accepted | 2020-11-17 | 2020-11-19 | 2021-11-19 | Enphase | Envoy | Meters |  |  | 1 |  |  |  | Yes
NJSTRE1546108116 |  | Transition Incentive Program | Trenton | 8629 | 12 | 5.99 | Residential | No | Behind the Meter | Net-metered residential rooftop and canopy |  | None | rdubeau@kaitannasolar.com | PSE&G | Accepted | 2020-11-17 | 2020-11-19 | 2021-11-19 | Enphase | IQ7 | Inverters | 340 |  | 19 |  |  | 0.97 |  | Outside | Under Modules
NJSTRE1546108116 |  | Transition Incentive Program | Trenton | 8629 | 12 | 5.99 | Residential | No | Behind the Meter | Net-metered residential rooftop and canopy |  | None | rdubeau@kaitannasolar.com | PSE&G | Accepted | 2020-11-17 | 2020-11-19 | 2021-11-19 | Canadian Solar | CS3K-315MS | Solar Panels |  | 0.315 | 19 | 140 | 30 |  | Fixed | Roof
NJSTRE1546109311 |  | Transition Incentive Program | Woodbridge Township | 8830 | 11 | 5.19 | Residential | Yes | Behind the Meter | Net-metered residential rooftop and canopy |  | None | Sunrun Installation Services, Inc. | PSE&G | Accepted | 2020-11-17 | 2020-11-19 | 2021-11-19 | Enphase Energy | IQ7-60-x-US (240V) | Inverters | 240 |  | 17 |  |  | 0.96 |  | Outdoor | Rooftop
NJSTRE1546109311 |  | Transition Incentive Program | Woodbridge Township | 8830 | 11 | 5.19 | Residential | Yes | Behind the Meter | Net-metered residential rooftop and canopy |  | None | Sunrun Installation Services, Inc. | PSE&G | Accepted | 2020-11-17 | 2020-11-19 | 2021-11-19 | LONGi Green Energy Technology Co Ltd | LR6-60HPB-305M | Solar Panels |  | 0.305 | 17 | 93 | 40 |  | Fixed | Roof
NJSTRE1546109859 |  | Transition Incentive Program | Dunellen | 8812 | 11 | 4.16 | Residential | Yes | Behind the Meter | Net-metered residential rooftop and canopy |  | None | Vivint Solar Developer, LLC | PSE&G | Accepted | 2020-11-18 | 2020-11-19 | 2021-11-19 | Solar Edge | SE3800H-US | Inverters | 3800 |  | 1 |  |  | 0.992 |  | Outdoor | Near the Utility Meter
NJSTRE1546109859 |  | Transition Incentive Program | Dunellen | 8812 | 11 | 4.16 | Residential | Yes | Behind the Meter | Net-metered residential rooftop and canopy |  | None | Vivint Solar Developer, LLC | PSE&G | Accepted | 2020-11-18 | 2020-11-19 | 2021-11-19 | JINKO SOLAR | JKM320M-60HBL | Solar Panels |  | 0.32 | 13 | 238 | 16 |  | Fixed | Roof
NJSTRE1546110240 |  | Transition Incentive Program | North Bergen | 7047 | 8 | 7.02 | Residential | Yes | Behind the Meter | Net-metered residential rooftop and canopy |  | None | Sunrun Installation Services, Inc. | PSE&G | Accepted | 2020-11-17 | 2020-11-20 | 2021-11-20 | Enphase Energy | IQ7-60-x-US (240V) | Inverters | 240 |  | 23 |  |  | 0.96 |  | Outdoor | Rooftop
NJSTRE1546110240 |  | Transition Incentive Program | North Bergen | 7047 | 8 | 7.02 | Residential | Yes | Behind the Meter | Net-metered residential rooftop and canopy |  | None | Sunrun Installation Services, Inc. | PSE&G | Accepted | 2020-11-17 | 2020-11-20 | 2021-11-20 | LONGi Green Energy Technology Co Ltd | LR6-60HPB-305M | Solar Panels |  | 0.305 | 13 | 117 | 15 |  | Fixed | Roof
NJSTRE1546110240 |  | Transition Incentive Program | North Bergen | 7047 | 8 | 7.02 | Residential | Yes | Behind the Meter | Net-metered residential rooftop and canopy |  | None | Sunrun Installation Services, Inc. | PSE&G | Accepted | 2020-11-17 | 2020-11-20 | 2021-11-20 | LONGi Green Energy Technology Co Ltd | LR6-60HPB-305M | Solar Panels |  | 0.305 | 10 | 297 | 17 |  | Fixed | Roof
NJSTRE1546111258 |  | Transition Incentive Program | Oaklyn | 8107 | 14 | 6.41 | Residential | Yes | Behind the Meter | Net-metered residential rooftop and canopy |  | None | Sunrun Installation Services, Inc. | PSE&G | Accepted | 2020-11-17 | 2020-11-19 | 2021-11-19 | Enphase Energy | IQ7-60-x-US (240V) | Inverters | 240 |  | 21 |  |  | 0.96 |  | Outdoor | Rooftop
NJSTRE1546111258 |  | Transition Incentive Program | Oaklyn | 8107 | 14 | 6.41 | Residential | Yes | Behind the Meter | Net-metered residential rooftop and canopy |  | None | Sunrun Installation Services, Inc. | PSE&G | Accepted | 2020-11-17 | 2020-11-19 | 2021-11-19 | LONGi Green Energy Technology Co Ltd | LR6-60HPB-305M | Solar Panels |  | 0.305 | 5 | 148 | 28 |  | Fixed | Roof
NJSTRE1546111258 |  | Transition Incentive Program | Oaklyn | 8107 | 14 | 6.41 | Residential | Yes | Behind the Meter | Net-metered residential rooftop and canopy |  | None | Sunrun Installation Services, Inc. | PSE&G | Accepted | 2020-11-17 | 2020-11-19 | 2021-11-19 | LONGi Green Energy Technology Co Ltd | LR6-60HPB-305M | Solar Panels |  | 0.305 | 7 | 59 | 31 |  | Fixed | Roof
NJSTRE1546111258 |  | Transition Incentive Program | Oaklyn | 8107 | 14 | 6.41 | Residential | Yes | Behind the Meter | Net-metered residential rooftop and canopy |  | None | Sunrun Installation Services, Inc. | PSE&G | Accepted | 2020-11-17 | 2020-11-19 | 2021-11-19 | LONGi Green Energy Technology Co Ltd | LR6-60HPB-305M | Solar Panels |  | 0.305 | 3 | 329 | 32 |  | Fixed | Roof
NJSTRE1546111258 |  | Transition Incentive Program | Oaklyn | 8107 | 14 | 6.41 | Residential | Yes | Behind the Meter | Net-metered residential rooftop and canopy |  | None | Sunrun Installation Services, Inc. | PSE&G | Accepted | 2020-11-17 | 2020-11-19 | 2021-11-19 | LONGi Green Energy Technology Co Ltd | LR6-60HPB-305M | Solar Panels |  | 0.305 | 6 | 239 | 31 |  | Fixed | Roof
NJSTRE1546114459 |  | Transition Incentive Program | Parsippany-Troy Hills | 7054 | 3 | 4.88 | Residential | Yes | Behind the Meter | Net-metered residential rooftop and canopy |  | None | Sunrun Installation Services, Inc. | JCP&L | Accepted | 2020-11-17 | 2020-11-19 | 2021-11-19 | LG Chem | RESU 10H SEG | Electric Storage Battery |  |  | 1 |  |  |  | Lithium Ion |  | outside
NJSTRE1546114459 |  | Transition Incentive Program | Parsippany-Troy Hills | 7054 | 3 | 4.88 | Residential | Yes | Behind the Meter | Net-metered residential rooftop and canopy |  | None | Sunrun Installation Services, Inc. | JCP&L | Accepted | 2020-11-17 | 2020-11-19 | 2021-11-19 | Delta Electronics | E4-TL-US | Inverters | 4000 |  | 1 |  |  | 0.96 |  | Outdoor | Next To Meter
NJSTRE1546114459 |  | Transition Incentive Program | Parsippany-Troy Hills | 7054 | 3 | 4.88 | Residential | Yes | Behind the Meter | Net-metered residential rooftop and canopy |  | None | Sunrun Installation Services, Inc. | JCP&L | Accepted | 2020-11-17 | 2020-11-19 | 2021-11-19 | LONGi Green Energy Technology Co Ltd | LR6-60HPB-305M | Solar Panels |  | 0.305 | 16 | 157 | 19 |  | Fixed | Roof
NJSTRE1546116272 |  | Transition Incentive Program | Howell Township | 7731 | 17 | 10.37 | Residential | No | Behind the Meter | Net-metered residential rooftop and canopy |  | None | Sunrun Installation Services, Inc. | JCP&L | Accepted | 2020-11-17 | 2020-11-19 | 2021-11-19 | Enphase Energy | IQ7-60-x-US (240V) | Inverters | 240 |  | 34 |  |  | 0.96 |  | Outdoor | Rooftop
NJSTRE1546116272 |  | Transition Incentive Program | Howell Township | 7731 | 17 | 10.37 | Residential | No | Behind the Meter | Net-metered residential rooftop and canopy |  | None | Sunrun Installation Services, Inc. | JCP&L | Accepted | 2020-11-17 | 2020-11-19 | 2021-11-19 | LONGi Green Energy Technology Co Ltd | LR6-60HPB-305M | Solar Panels |  | 0.305 | 8 | 125 | 33 |  | Fixed | Roof
NJSTRE1546116272 |  | Transition Incentive Program | Howell Township | 7731 | 17 | 10.37 | Residential | No | Behind the Meter | Net-metered residential rooftop and canopy |  | None | Sunrun Installation Services, Inc. | JCP&L | Accepted | 2020-11-17 | 2020-11-19 | 2021-11-19 | LONGi Green Energy Technology Co Ltd | LR6-60HPB-305M | Solar Panels |  | 0.305 | 26 | 216 | 34 |  | Fixed | Roof
NJSTRE1546118176 |  | Transition Incentive Program | Red Bank | 7701 | 17 | 8.48 | Residential | Yes | Behind the Meter | Net-metered residential rooftop and canopy |  | None | Tesla Energy Operations Inc. | JCP&L | Accepted | 2020-11-17 | 2020-11-19 | 2021-11-19 | Tesla | AC Powerwall 2.0 | Electric Storage Battery |  |  | 1 |  |  |  | Lithium Ion |  | Inside
NJSTRE1546118176 |  | Transition Incentive Program | Red Bank | 7701 | 17 | 8.48 | Residential | Yes | Behind the Meter | Net-metered residential rooftop and canopy |  | None | Tesla Energy Operations Inc. | JCP&L | Accepted | 2020-11-17 | 2020-11-19 | 2021-11-19 | Delta | M4-TL-US [240V] | Inverters | 3840 |  | 2 |  |  | 0.975 |  | Outside | Outside
NJSTRE1546118176 |  | Transition Incentive Program | Red Bank | 7701 | 17 | 8.48 | Residential | Yes | Behind the Meter | Net-metered residential rooftop and canopy |  | None | Tesla Energy Operations Inc. | JCP&L | Accepted | 2020-11-17 | 2020-11-19 | 2021-11-19 | Tesla | SR60T1 | Solar Panels |  | 0.05847 | 25 | 253 | 45 |  | Fixed | Roof
NJSTRE1546118176 |  | Transition Incentive Program | Red Bank | 7701 | 17 | 8.48 | Residential | Yes | Behind the Meter | Net-metered residential rooftop and canopy |  | None | Tesla Energy Operations Inc. | JCP&L | Accepted | 2020-11-17 | 2020-11-19 | 2021-11-19 | Tesla | SR60T1 | Solar Panels |  | 0.05847 | 84 | 343 | 45 |  | Fixed | Roof
NJSTRE1546118176 |  | Transition Incentive Program | Red Bank | 7701 | 17 | 8.48 | Residential | Yes | Behind the Meter | Net-metered residential rooftop and canopy |  | None | Tesla Energy Operations Inc. | JCP&L | Accepted | 2020-11-17 | 2020-11-19 | 2021-11-19 | Tesla | SR60T1 | Solar Panels |  | 0.05847 | 36 | 73 | 45 |  | Fixed | Roof
NJSTRE1546118196 |  | Transition Incentive Program | East Brunswick | 8816 | 11 | 6.02 | Residential | Yes | Behind the Meter | Net-metered residential rooftop and canopy |  | None | Tesla Energy Operations Inc. | JCP&L | Accepted | 2020-11-17 | 2020-11-19 | 2021-11-19 | Tesla | AC Powerwall 2.0 | Electric Storage Battery |  |  | 2 |  |  |  | Lithium Ion |  | Outside
NJSTRE1546118196 |  | Transition Incentive Program | East Brunswick | 8816 | 11 | 6.02 | Residential | Yes | Behind the Meter | Net-metered residential rooftop and canopy |  | None | Tesla Energy Operations Inc. | JCP&L | Accepted | 2020-11-17 | 2020-11-19 | 2021-11-19 | Delta | M8-TL-US [240V] | Inverters | 7680 |  | 1 |  |  | 0.975 |  | Outside | Outside
NJSTRE1546118196 |  | Transition Incentive Program | East Brunswick | 8816 | 11 | 6.02 | Residential | Yes | Behind the Meter | Net-metered residential rooftop and canopy |  | None | Tesla Energy Operations Inc. | JCP&L | Accepted | 2020-11-17 | 2020-11-19 | 2021-11-19 | Tesla | SR60T1 | Solar Panels |  | 0.05847 | 49 | 227 | 40 |  | Fixed | Roof
NJSTRE1546118196 |  | Transition Incentive Program | East Brunswick | 8816 | 11 | 6.02 | Residential | Yes | Behind the Meter | Net-metered residential rooftop and canopy |  | None | Tesla Energy Operations Inc. | JCP&L | Accepted | 2020-11-17 | 2020-11-19 | 2021-11-19 | Tesla | SR60T1 | Solar Panels |  | 0.05847 | 54 | 47 | 40 |  | Fixed | Roof
NJSTRE1546118200 |  | Transition Incentive Program | Mansfield Twp Bur | 8022 | 13 | 13.64 | Residential | Yes | Behind the Meter | Net-metered residential rooftop and canopy |  | None | Bright Planet Solar | PSE&G | Accepted | 2020-11-17 | 2020-11-20 | 2021-11-20 | SOLAR EDGE | SE11400H-USRGM | Inverters | 11400 |  | 1 |  |  | 0.98 |  | Outdoor | OUTSIDE
NJSTRE1546118200 |  | Transition Incentive Program | Mansfield Twp Bur | 8022 | 13 | 13.64 | Residential | Yes | Behind the Meter | Net-metered residential rooftop and canopy |  | None | Bright Planet Solar | PSE&G | Accepted | 2020-11-17 | 2020-11-20 | 2021-11-20 | LONGI | LR6-60HPB-310M | Solar Panels |  | 0.31 | 44 | 180 | 25 |  | Fixed | Roof
NJSTRE1546118203 |  | Transition Incentive Program | Hopewell | 8525 | 12 | 3.36 | Residential | Yes | Behind the Meter | Net-metered residential rooftop and canopy |  | None | Bright Planet Solar | PSE&G | Accepted | 2020-11-17 | 2020-11-19 | 2021-11-19 | SOLAR EDGE | SE5000H-USRGM | Inverters | 5000 |  | 1 |  |  | 0.98 |  | Outdoor | OUTSIDE
NJSTRE1546118203 |  | Transition Incentive Program | Hopewell | 8525 | 12 | 3.36 | Residential | Yes | Behind the Meter | Net-metered residential rooftop and canopy |  | None | Bright Planet Solar | PSE&G | Accepted | 2020-11-17 | 2020-11-19 | 2021-11-19 | LONGI | LR6-60HPB-305M | Solar Panels |  | 0.305 | 11 | 148 | 33 |  | Fixed | Roof
NJSTRE1546118209 |  | Transition Incentive Program | Carteret | 7008 | 11 | 6.51 | Residential | Yes | Behind the Meter | Net-metered residential rooftop and canopy |  | None | Bright Planet Solar | PSE&G | Accepted | 2020-11-17 | 2020-11-30 | 2021-11-30 | SOLAR EDGE | SE5000H-USRGM | Inverters | 5000 |  | 1 |  |  | 0.98 |  | Outdoor | OUTSIDE
NJSTRE1546118209 |  | Transition Incentive Program | Carteret | 7008 | 11 | 6.51 | Residential | Yes | Behind the Meter | Net-metered residential rooftop and canopy |  | None | Bright Planet Solar | PSE&G | Accepted | 2020-11-17 | 2020-11-30 | 2021-11-30 | HANWHA Q-CELLS | Q.PEAK DUO BLK-G5 310W | Solar Panels |  | 0.31 | 21 | 125 | 26 |  | Fixed | Roof
NJSTRE1546118214 |  | Transition Incentive Program | Morganville | 7751 | 17 | 14.79 | Residential | Yes | Behind the Meter | Net-metered residential rooftop and canopy |  | None | Tesla Energy Operations Inc. | JCP&L | Accepted | 2020-11-17 | 2020-11-19 | 2021-11-19 | Tesla | AC Powerwall 2.0 | Electric Storage Battery |  |  | 1 |  |  |  | Lithium Ion |  | Inside
NJSTRE1546118214 |  | Transition Incentive Program | Morganville | 7751 | 17 | 14.79 | Residential | Yes | Behind the Meter | Net-metered residential rooftop and canopy |  | None | Tesla Energy Operations Inc. | JCP&L | Accepted | 2020-11-17 | 2020-11-19 | 2021-11-19 | Delta | M4-TL-US [240V] | Inverters | 3840 |  | 2 |  |  | 0.975 |  | Indoor | Indoor
NJSTRE1546118214 |  | Transition Incentive Program | Morganville | 7751 | 17 | 14.79 | Residential | Yes | Behind the Meter | Net-metered residential rooftop and canopy |  | None | Tesla Energy Operations Inc. | JCP&L | Accepted | 2020-11-17 | 2020-11-19 | 2021-11-19 | Delta | M8-TL-US [240V] | Inverters | 7680 |  | 1 |  |  | 0.975 |  | Indoor | Indoor
NJSTRE1546118214 |  | Transition Incentive Program | Morganville | 7751 | 17 | 14.79 | Residential | Yes | Behind the Meter | Net-metered residential rooftop and canopy |  | None | Tesla Energy Operations Inc. | JCP&L | Accepted | 2020-11-17 | 2020-11-19 | 2021-11-19 | Tesla | SR60T1 | Solar Panels |  | 0.05847 | 23 | 170 | 45 |  | Fixed | Roof
NJSTRE1546118214 |  | Transition Incentive Program | Morganville | 7751 | 17 | 14.79 | Residential | Yes | Behind the Meter | Net-metered residential rooftop and canopy |  | None | Tesla Energy Operations Inc. | JCP&L | Accepted | 2020-11-17 | 2020-11-19 | 2021-11-19 | Tesla | SR60T1 | Solar Panels |  | 0.05847 | 27 | 170 | 45 |  | Fixed | Roof
NJSTRE1546118214 |  | Transition Incentive Program | Morganville | 7751 | 17 | 14.79 | Residential | Yes | Behind the Meter | Net-metered residential rooftop and canopy |  | None | Tesla Energy Operations Inc. | JCP&L | Accepted | 2020-11-17 | 2020-11-19 | 2021-11-19 | Tesla | SR60T1 | Solar Panels |  | 0.05847 | 35 | 170 | 45 |  | Fixed | Roof
NJSTRE1546118214 |  | Transition Incentive Program | Morganville | 7751 | 17 | 14.79 | Residential | Yes | Behind the Meter | Net-metered residential rooftop and canopy |  | None | Tesla Energy Operations Inc. | JCP&L | Accepted | 2020-11-17 | 2020-11-19 | 2021-11-19 | Tesla | SR60T1 | Solar Panels |  | 0.05847 | 29 | 259 | 34 |  | Fixed | Roof
NJSTRE1546118214 |  | Transition Incentive Program | Morganville | 7751 | 17 | 14.79 | Residential | Yes | Behind the Meter | Net-metered residential rooftop and canopy |  | None | Tesla Energy Operations Inc. | JCP&L | Accepted | 2020-11-17 | 2020-11-19 | 2021-11-19 | Tesla | SR60T1 | Solar Panels |  | 0.05847 | 15 | 80 | 34 |  | Fixed | Roof
NJSTRE1546118214 |  | Transition Incentive Program | Morganville | 7751 | 17 | 14.79 | Residential | Yes | Behind the Meter | Net-metered residential rooftop and canopy |  | None | Tesla Energy Operations Inc. | JCP&L | Accepted | 2020-11-17 | 2020-11-19 | 2021-11-19 | Tesla | SR60T1 | Solar Panels |  | 0.05847 | 79 | 260 | 34 |  | Fixed | Roof
NJSTRE1546118214 |  | Transition Incentive Program | Morganville | 7751 | 17 | 14.79 | Residential | Yes | Behind the Meter | Net-metered residential rooftop and canopy |  | None | Tesla Energy Operations Inc. | JCP&L | Accepted | 2020-11-17 | 2020-11-19 | 2021-11-19 | Tesla | SR60T1 | Solar Panels |  | 0.05847 | 45 | 80 | 34 |  | Fixed | Roof
NJSTRE1546118215 |  | Transition Incentive Program | Trenton | 8610 | 12 | 5.67 | Residential | No | Behind the Meter | Net-metered residential rooftop and canopy |  | None | Kaitanna Solar, LLC | PSE&G | Accepted | 2020-11-17 | 2020-11-19 | 2021-11-19 | Enphase | Envoy | Meters |  |  | 1 |  |  |  | Yes
NJSTRE1546118215 |  | Transition Incentive Program | Trenton | 8610 | 12 | 5.67 | Residential | No | Behind the Meter | Net-metered residential rooftop and canopy |  | None | Kaitanna Solar, LLC | PSE&G | Accepted | 2020-11-17 | 2020-11-19 | 2021-11-19 | Enphase | IQ7 | Inverters | 240 |  | 18 |  |  | 0.97 |  | Outside | Under Modules
NJSTRE1546118215 |  | Transition Incentive Program | Trenton | 8610 | 12 | 5.67 | Residential | No | Behind the Meter | Net-metered residential rooftop and canopy |  | None | Kaitanna Solar, LLC | PSE&G | Accepted | 2020-11-17 | 2020-11-19 | 2021-11-19 | Canadian Solar | CS3K-315MS | Solar Panels |  | 0.315 | 13 | 60 | 23 |  | Fixed | Roof
NJSTRE1546118215 |  | Transition Incentive Program | Trenton | 8610 | 12 | 5.67 | Residential | No | Behind the Meter | Net-metered residential rooftop and canopy |  | None | Kaitanna Solar, LLC | PSE&G | Accepted | 2020-11-17 | 2020-11-19 | 2021-11-19 | Canadian Solar | CS3K-315MS | Solar Panels |  | 0.315 | 5 | 240 | 23 |  | Fixed | Roof
NJSTRE1546118218 |  | Transition Incentive Program | Somerdale | 8083 | 14 | 11.84 | Residential | Yes | Behind the Meter | Net-metered residential rooftop and canopy |  | None | Bright Planet Solar | PSE&G | Accepted | 2020-11-17 | 2020-11-19 | 2021-11-19 | SOLAR EDGE | SE10000H-USRGM | Inverters | 10000 |  | 1 |  |  | 0.98 |  | Outdoor | OUTSIDE
NJSTRE1546118218 |  | Transition Incentive Program | Somerdale | 8083 | 14 | 11.84 | Residential | Yes | Behind the Meter | Net-metered residential rooftop and canopy |  | None | Bright Planet Solar | PSE&G | Accepted | 2020-11-17 | 2020-11-19 | 2021-11-19 | HANWHA Q-CELLS | Q.PEAK DUO BLK-G5 320W | Solar Panels |  | 0.32 | 13 | 154 | 22 |  | Fixed | Roof
NJSTRE1546118218 |  | Transition Incentive Program | Somerdale | 8083 | 14 | 11.84 | Residential | Yes | Behind the Meter | Net-metered residential rooftop and canopy |  | None | Bright Planet Solar | PSE&G | Accepted | 2020-11-17 | 2020-11-19 | 2021-11-19 | HANWHA Q-CELLS | Q.PEAK-G5 DUO BLK 320W | Solar Panels |  | 0.32 | 15 | 334 | 22 |  | Fixed | Roof
NJSTRE1546118218 |  | Transition Incentive Program | Somerdale | 8083 | 14 | 11.84 | Residential | Yes | Behind the Meter | Net-metered residential rooftop and canopy |  | None | Bright Planet Solar | PSE&G | Accepted | 2020-11-17 | 2020-11-19 | 2021-11-19 | HANWHA Q-CELLS | Q.PEAK-G5 DUO BLK 320W | Solar Panels |  | 0.32 | 2 | 243 | 18 |  | Fixed | Roof
NJSTRE1546118218 |  | Transition Incentive Program | Somerdale | 8083 | 14 | 11.84 | Residential | Yes | Behind the Meter | Net-metered residential rooftop and canopy |  | None | Bright Planet Solar | PSE&G | Accepted | 2020-11-17 | 2020-11-19 | 2021-11-19 | HANWHA Q-CELLS | Q.PEAK-G5 DUO BLK 320W | Solar Panels |  | 0.32 | 3 | 154 | 14 |  | Fixed | Roof
NJSTRE1546118218 |  | Transition Incentive Program | Somerdale | 8083 | 14 | 11.84 | Residential | Yes | Behind the Meter | Net-metered residential rooftop and canopy |  | None | Bright Planet Solar | PSE&G | Accepted | 2020-11-17 | 2020-11-19 | 2021-11-19 | HANWHA Q-CELLS | Q.PEAK-G5 DUO BLK 320W | Solar Panels |  | 0.32 | 4 | 63 | 18 |  | Fixed | Roof
NJSTRE1546118229 |  | Transition Incentive Program | Evesham | 8053 | 13 | 17.67 | Residential | Yes | Behind the Meter | Net-metered residential rooftop and canopy |  | None | Bright Planet Solar | PSE&G | Accepted | 2020-11-17 | 2020-11-19 | 2021-11-19 | SOLAR EDGE | SE10000H-USRGM | Inverters | 10000 |  | 1 |  |  | 0.98 |  | Outdoor | OUTSIDE
NJSTRE1546118229 |  | Transition Incentive Program | Evesham | 8053 | 13 | 17.67 | Residential | Yes | Behind the Meter | Net-metered residential rooftop and canopy |  | None | Bright Planet Solar | PSE&G | Accepted | 2020-11-17 | 2020-11-19 | 2021-11-19 | SOLAR EDGE | SE3800H-USRGM | Inverters | 3800 |  | 1 |  |  | 0.98 |  | Outdoor | OUTSIDE
NJSTRE1546118229 |  | Transition Incentive Program | Evesham | 8053 | 13 | 17.67 | Residential | Yes | Behind the Meter | Net-metered residential rooftop and canopy |  | None | Bright Planet Solar | PSE&G | Accepted | 2020-11-17 | 2020-11-19 | 2021-11-19 | HANWHA Q-CELLS | Q.PEAK DUO BLK-G5 310W | Solar Panels |  | 0.31 | 31 | 214 | 26 |  | Fixed | Roof
NJSTRE1546118229 |  | Transition Incentive Program | Evesham | 8053 | 13 | 17.67 | Residential | Yes | Behind the Meter | Net-metered residential rooftop and canopy |  | None | Bright Planet Solar | PSE&G | Accepted | 2020-11-17 | 2020-11-19 | 2021-11-19 | HANWHA Q-CELLS | Q.PEAK DUO BLK-G5 310W | Solar Panels |  | 0.31 | 7 | 123 | 33 |  | Fixed | Roof
NJSTRE1546118229 |  | Transition Incentive Program | Evesham | 8053 | 13 | 17.67 | Residential | Yes | Behind the Meter | Net-metered residential rooftop and canopy |  | None | Bright Planet Solar | PSE&G | Accepted | 2020-11-17 | 2020-11-19 | 2021-11-19 | HANWHA Q-CELLS | Q.PEAK DUO BLK-G5 310W | Solar Panels |  | 0.31 | 10 | 33 | 26 |  | Fixed | Roof
NJSTRE1546118229 |  | Transition Incentive Program | Evesham | 8053 | 13 | 17.67 | Residential | Yes | Behind the Meter | Net-metered residential rooftop and canopy |  | None | Bright Planet Solar | PSE&G | Accepted | 2020-11-17 | 2020-11-19 | 2021-11-19 | HANWHA Q-CELLS | Q.PEAK DUO BLK-G5 310W | Solar Panels |  | 0.31 | 9 | 302 | 33 |  | Fixed | Roof
NJSTRE1546118233 |  | Transition Incentive Program | Piscataway | 8854 | 11 | 13.02 | Residential | Yes | Behind the Meter | Net-metered residential rooftop and canopy |  | None | Bright Planet Solar | PSE&G | Accepted | 2020-11-18 | 2020-11-19 | 2021-11-19 | SOLAR EDGE | SE10000H-USRGM | Inverters | 10000 |  | 1 |  |  | 0.98 |  | Outdoor | OUTSIDE
NJSTRE1546118233 |  | Transition Incentive Program | Piscataway | 8854 | 11 | 13.02 | Residential | Yes | Behind the Meter | Net-metered residential rooftop and canopy |  | None | Bright Planet Solar | PSE&G | Accepted | 2020-11-18 | 2020-11-19 | 2021-11-19 | HANWHA Q-CELLS | Q.PEAK DUO BLK-G5 310W | Solar Panels |  | 0.31 | 9 | 311 | 22 |  | Fixed | Roof
NJSTRE1546118233 |  | Transition Incentive Program | Piscataway | 8854 | 11 | 13.02 | Residential | Yes | Behind the Meter | Net-metered residential rooftop and canopy |  | None | Bright Planet Solar | PSE&G | Accepted | 2020-11-18 | 2020-11-19 | 2021-11-19 | HANWHA Q-CELLS | Q.PEAK DUO BLK-G5 310W | Solar Panels |  | 0.31 | 22 | 131 | 22 |  | Fixed | Roof
NJSTRE1546118233 |  | Transition Incentive Program | Piscataway | 8854 | 11 | 13.02 | Residential | Yes | Behind the Meter | Net-metered residential rooftop and canopy |  | None | Bright Planet Solar | PSE&G | Accepted | 2020-11-18 | 2020-11-19 | 2021-11-19 | HANWHA Q-CELLS | Q.PEAK DUO BLK-G5 310W | Solar Panels |  | 0.31 | 11 | 131 | 30 |  | Fixed | Roof
NJSTRE1546118235 |  | Transition Incentive Program | Wayne | 7470 | 6 | 7.78 | Residential | Yes | Behind the Meter | Net-metered residential rooftop and canopy |  | None | Tesla Energy Operations Inc. | JCP&L | Accepted | 2020-11-18 | 2020-11-19 | 2021-11-19 | Tesla | AC Powerwall 2.0 | Electric Storage Battery |  |  | 2 |  |  |  | Lithium Ion |  | Outside
NJSTRE1546118235 |  | Transition Incentive Program | Wayne | 7470 | 6 | 7.78 | Residential | Yes | Behind the Meter | Net-metered residential rooftop and canopy |  | None | Tesla Energy Operations Inc. | JCP&L | Accepted | 2020-11-18 | 2020-11-19 | 2021-11-19 | Delta | M8-TL-US [240V] | Inverters | 7680 |  | 1 |  |  | 0.975 |  | Outside | Outside
NJSTRE1546118235 |  | Transition Incentive Program | Wayne | 7470 | 6 | 7.78 | Residential | Yes | Behind the Meter | Net-metered residential rooftop and canopy |  | None | Tesla Energy Operations Inc. | JCP&L | Accepted | 2020-11-18 | 2020-11-19 | 2021-11-19 | Tesla | SR60T1 | Solar Panels |  | 0.05847 | 18 | 169 | 18 |  | Fixed | Roof
NJSTRE1546118235 |  | Transition Incentive Program | Wayne | 7470 | 6 | 7.78 | Residential | Yes | Behind the Meter | Net-metered residential rooftop and canopy |  | None | Tesla Energy Operations Inc. | JCP&L | Accepted | 2020-11-18 | 2020-11-19 | 2021-11-19 | Tesla | SR60T1 | Solar Panels |  | 0.05847 | 34 | 169 | 18 |  | Fixed | Roof
NJSTRE1546118235 |  | Transition Incentive Program | Wayne | 7470 | 6 | 7.78 | Residential | Yes | Behind the Meter | Net-metered residential rooftop and canopy |  | None | Tesla Energy Operations Inc. | JCP&L | Accepted | 2020-11-18 | 2020-11-19 | 2021-11-19 | Tesla | SR60T1 | Solar Panels |  | 0.05847 | 47 | 259 | 18 |  | Fixed | Roof
NJSTRE1546118235 |  | Transition Incentive Program | Wayne | 7470 | 6 | 7.78 | Residential | Yes | Behind the Meter | Net-metered residential rooftop and canopy |  | None | Tesla Energy Operations Inc. | JCP&L | Accepted | 2020-11-18 | 2020-11-19 | 2021-11-19 | Tesla | SR60T1 | Solar Panels |  | 0.05847 | 34 | 169 | 18 |  | Fixed | Roof
NJSTRE1546118699 |  | Transition Incentive Program | Scotch Plains | 7076 | 10 | 10.54 | Residential | Yes | Behind the Meter | Net-metered residential rooftop and canopy |  | None | Bright Planet Solar | PSE&G | Accepted | 2020-11-18 | 2020-11-19 | 2021-11-19 | SOLAR EDGE | SE10000H-USRGM | Inverters | 10000 |  | 1 |  |  | 0.98 |  | Outdoor | OUTSIDE
NJSTRE1546118699 |  | Transition Incentive Program | Scotch Plains | 7076 | 10 | 10.54 | Residential | Yes | Behind the Meter | Net-metered residential rooftop and canopy |  | None | Bright Planet Solar | PSE&G | Accepted | 2020-11-18 | 2020-11-19 | 2021-11-19 | LONGI | LR6-60HPB-310M | Solar Panels |  | 0.31 | 10 | 126 | 26 |  | Fixed | Roof
NJSTRE1546118699 |  | Transition Incentive Program | Scotch Plains | 7076 | 10 | 10.54 | Residential | Yes | Behind the Meter | Net-metered residential rooftop and canopy |  | None | Bright Planet Solar | PSE&G | Accepted | 2020-11-18 | 2020-11-19 | 2021-11-19 | LONGI | LR6-60HPB-310M | Solar Panels |  | 0.31 | 16 | 306 | 26 |  | Fixed | Roof
NJSTRE1546118699 |  | Transition Incentive Program | Scotch Plains | 7076 | 10 | 10.54 | Residential | Yes | Behind the Meter | Net-metered residential rooftop and canopy |  | None | Bright Planet Solar | PSE&G | Accepted | 2020-11-18 | 2020-11-19 | 2021-11-19 | LONGI | LR6-60HPB-310M | Solar Panels |  | 0.31 | 8 | 126 | 26 |  | Fixed | Roof
NJSTRE1546120289 |  | Transition Incentive Program | Rutherford Boro | 7070 | 7 | 8.68 | Residential | Yes | Behind the Meter | Net-metered residential rooftop and canopy |  | None | Bright Planet Solar | PSE&G | Accepted | 2020-11-18 | 2020-11-19 | 2021-11-19 | SOLAR EDGE | SE7600H-USRGM | Inverters | 7600 |  | 1 |  |  | 0.98 |  | Outdoor | OUTSIDE
NJSTRE1546120289 |  | Transition Incentive Program | Rutherford Boro | 7070 | 7 | 8.68 | Residential | Yes | Behind the Meter | Net-metered residential rooftop and canopy |  | None | Bright Planet Solar | PSE&G | Accepted | 2020-11-18 | 2020-11-19 | 2021-11-19 | HANWHA Q-CELLS | Q.PEAK DUO BLK-G5 310W | Solar Panels |  | 0.31 | 4 | 125 | 18 |  | Fixed | Roof
NJSTRE1546120289 |  | Transition Incentive Program | Rutherford Boro | 7070 | 7 | 8.68 | Residential | Yes | Behind the Meter | Net-metered residential rooftop and canopy |  | None | Bright Planet Solar | PSE&G | Accepted | 2020-11-18 | 2020-11-19 | 2021-11-19 | HANWHA Q-CELLS | Q.PEAK DUO BLK-G5 310W | Solar Panels |  | 0.31 | 15 | 213 | 18 |  | Fixed | Roof
NJSTRE1546120289 |  | Transition Incentive Program | Rutherford Boro | 7070 | 7 | 8.68 | Residential | Yes | Behind the Meter | Net-metered residential rooftop and canopy |  | None | Bright Planet Solar | PSE&G | Accepted | 2020-11-18 | 2020-11-19 | 2021-11-19 | HANWHA Q-CELLS | Q.PEAK DUO BLK-G5 310W | Solar Panels |  | 0.31 | 9 | 125 | 18 |  | Fixed | Roof
NJSTRE1546120310 |  | Transition Incentive Program | Somerdale | 8083 | 14 | 9.14 | Residential | No | Behind the Meter | Net-metered residential rooftop and canopy |  | None | Suntuity Solar LLC | PSE&G | Accepted | 2020-11-18 | 2020-11-19 | 2021-11-19 | Enphase Energy | IQ7-60-2-US | Inverters | 240 |  | 29 |  |  | 0.97 |  | Outdoor | Behind the PV Modules
NJSTRE1546120310 |  | Transition Incentive Program | Somerdale | 8083 | 14 | 9.14 | Residential | No | Behind the Meter | Net-metered residential rooftop and canopy |  | None | Suntuity Solar LLC | PSE&G | Accepted | 2020-11-18 | 2020-11-19 | 2021-11-19 | Longi | LR6-60HPB-315M | Solar Panels |  | 0.315 | 10 | 180 | 23 |  | Fixed | Roof
NJSTRE1546120310 |  | Transition Incentive Program | Somerdale | 8083 | 14 | 9.14 | Residential | No | Behind the Meter | Net-metered residential rooftop and canopy |  | None | Suntuity Solar LLC | PSE&G | Accepted | 2020-11-18 | 2020-11-19 | 2021-11-19 | Longi | LR6-60HPB-315M | Solar Panels |  | 0.315 | 6 | 0 | 23 |  | Fixed | Roof
NJSTRE1546120310 |  | Transition Incentive Program | Somerdale | 8083 | 14 | 9.14 | Residential | No | Behind the Meter | Net-metered residential rooftop and canopy |  | None | Suntuity Solar LLC | PSE&G | Accepted | 2020-11-18 | 2020-11-19 | 2021-11-19 | Longi | LR6-60HPB-315M | Solar Panels |  | 0.315 | 13 | 180 | 23 |  | Fixed | Roof
NJSTRE1546120313 |  | Transition Incentive Program | Willingboro | 8046 | 13 | 5.36 | Residential | No | Behind the Meter | Net-metered residential rooftop and canopy |  | None | Vision Solar LLC | PSE&G | Accepted | 2020-11-18 | 2020-11-19 | 2021-11-19 | ENPHASE | IQ7-60-2-US | Inverters | 0.24 |  | 16 |  |  | 0.96 |  | Other | BEHIND EACH PANEL
NJSTRE1546120313 |  | Transition Incentive Program | Willingboro | 8046 | 13 | 5.36 | Residential | No | Behind the Meter | Net-metered residential rooftop and canopy |  | None | Vision Solar LLC | PSE&G | Accepted | 2020-11-18 | 2020-11-19 | 2021-11-19 | HANWHA Q-CELLS | .PEAK DUO BLK-G6+ 335 | Solar Panels |  | 0.335 | 16 | 89 | 44 |  | Fixed | Roof
NJSTRE1546120337 |  | Transition Incentive Program | Bordentown | 8620 | 12 | 12.8 | Residential | No | Behind the Meter | Net-metered residential rooftop and canopy |  | None | Solar Mite Solutions | PSE&G | Accepted | 2020-11-18 | 2020-11-23 | 2021-11-23 | Enphase | IQ7-60-2 | Inverters | 0.24 |  | 40 |  |  | 0.98 |  | Outdoor | Under solar modules
NJSTRE1546120337 |  | Transition Incentive Program | Bordentown | 8620 | 12 | 12.8 | Residential | No | Behind the Meter | Net-metered residential rooftop and canopy |  | None | Solar Mite Solutions | PSE&G | Accepted | 2020-11-18 | 2020-11-23 | 2021-11-23 | Hanwha | Q.PEAK DUO BLK-G5 | Solar Panels |  | 0.32 | 18 | 17 | 10 |  | Fixed | Roof | array 3
NJSTRE1546120337 |  | Transition Incentive Program | Bordentown | 8620 | 12 | 12.8 | Residential | No | Behind the Meter | Net-metered residential rooftop and canopy |  | None | Solar Mite Solutions | PSE&G | Accepted | 2020-11-18 | 2020-11-23 | 2021-11-23 | Hanwha | Q.PEAK DUO BLK-G5 | Solar Panels |  | 0.32 | 4 | 287 | 18 |  | Fixed | Roof | array 4
NJSTRE1546120337 |  | Transition Incentive Program | Bordentown | 8620 | 12 | 12.8 | Residential | No | Behind the Meter | Net-metered residential rooftop and canopy |  | None | Solar Mite Solutions | PSE&G | Accepted | 2020-11-18 | 2020-11-23 | 2021-11-23 | Hanwha | Q.PEAK DUO BLK-G5 | Solar Panels |  | 0.32 | 5 | 197 | 18 |  | Fixed | Roof | Array 1
NJSTRE1546120337 |  | Transition Incentive Program | Bordentown | 8620 | 12 | 12.8 | Residential | No | Behind the Meter | Net-metered residential rooftop and canopy |  | None | Solar Mite Solutions | PSE&G | Accepted | 2020-11-18 | 2020-11-23 | 2021-11-23 | Hanwha | Q.PEAK DUO BLK-G5 | Solar Panels |  | 0.32 | 13 | 107 | 18 |  | Fixed | Roof | array 2
NJSTRE1546120367 |  | Transition Incentive Program | Montgomery TWP | 8502 | 5 | 10.88 | Residential | Yes | Behind the Meter | Net-metered residential rooftop and canopy |  | None | Tesla Energy Operations Inc. | PSE&G | Accepted | 2020-11-18 | 2020-11-19 | 2021-11-19 | Tesla | AC Powerwall 2.0 | Electric Storage Battery |  |  | 2 |  |  |  | Lithium Ion |  | Outside
NJSTRE1546120367 |  | Transition Incentive Program | Montgomery TWP | 8502 | 5 | 10.88 | Residential | Yes | Behind the Meter | Net-metered residential rooftop and canopy |  | None | Tesla Energy Operations Inc. | PSE&G | Accepted | 2020-11-18 | 2020-11-19 | 2021-11-19 | SolarEdge Technologies | SE10000H-US [240V] | Inverters | 10000 |  | 1 |  |  | 0.99 |  | Outside | Outside
NJSTRE1546120367 |  | Transition Incentive Program | Montgomery TWP | 8502 | 5 | 10.88 | Residential | Yes | Behind the Meter | Net-metered residential rooftop and canopy |  | None | Tesla Energy Operations Inc. | PSE&G | Accepted | 2020-11-18 | 2020-11-19 | 2021-11-19 | Hanwha Q-CELLS | Q.Peak DUO BLK-G6+ 340 | Solar Panels |  | 0.34 | 4 | 150 | 40 |  | Fixed | Roof
NJSTRE1546120367 |  | Transition Incentive Program | Montgomery TWP | 8502 | 5 | 10.88 | Residential | Yes | Behind the Meter | Net-metered residential rooftop and canopy |  | None | Tesla Energy Operations Inc. | PSE&G | Accepted | 2020-11-18 | 2020-11-19 | 2021-11-19 | Hanwha Q-CELLS | Q.Peak DUO BLK-G6+ 340 | Solar Panels |  | 0.34 | 24 | 240 | 35 |  | Fixed | Roof
NJSTRE1546120367 |  | Transition Incentive Program | Montgomery TWP | 8502 | 5 | 10.88 | Residential | Yes | Behind the Meter | Net-metered residential rooftop and canopy |  | None | Tesla Energy Operations Inc. | PSE&G | Accepted | 2020-11-18 | 2020-11-19 | 2021-11-19 | Hanwha Q-CELLS | Q.Peak DUO BLK-G6+ 340 | Solar Panels |  | 0.34 | 4 | 330 | 40 |  | Fixed | Roof
NJSTRE1546121379 |  | Transition Incentive Program | WIllingboro Twp | 8046 | 13 | 6.18 | Residential | Yes | Behind the Meter | Net-metered residential rooftop and canopy |  | None | SunnyMac LLC | PSE&G | Accepted | 2020-11-18 | 2020-11-19 | 2021-11-19 | Solaredge | SE5000H-US | Inverters | 5000 |  | 1 |  |  | 0.99 |  | Outdoor | Next to Meter
NJSTRE1546121379 |  | Transition Incentive Program | WIllingboro Twp | 8046 | 13 | 6.18 | Residential | Yes | Behind the Meter | Net-metered residential rooftop and canopy |  | None | SunnyMac LLC | PSE&G | Accepted | 2020-11-18 | 2020-11-19 | 2021-11-19 | REC | TwinPeak 2 Mono | Solar Panels |  | 0.325 | 19 | 194 | 27 |  | Fixed | Roof
NJSTRE1546121609 |  | Transition Incentive Program | West Windsor | 8550 | 12 | 14.76 | Residential | No | Behind the Meter | Net-metered residential rooftop and canopy |  | None | Geoscape Solar | PSE&G | Accepted | 2020-11-18 | 2020-11-20 | 2021-11-20 | Sunpower | SPR-X22-360-E-AC | Inverters | 0.32 |  | 41 |  |  | 0.98 |  | Outdoor | Roof
NJSTRE1546121609 |  | Transition Incentive Program | West Windsor | 8550 | 12 | 14.76 | Residential | No | Behind the Meter | Net-metered residential rooftop and canopy |  | None | Geoscape Solar | PSE&G | Accepted | 2020-11-18 | 2020-11-20 | 2021-11-20 | Sunpower | SPR-X22-360-E-AC | Solar Panels |  | 0.36 | 17 | 117 | 34 |  | Fixed | Roof
NJSTRE1546121609 |  | Transition Incentive Program | West Windsor | 8550 | 12 | 14.76 | Residential | No | Behind the Meter | Net-metered residential rooftop and canopy |  | None | Geoscape Solar | PSE&G | Accepted | 2020-11-18 | 2020-11-20 | 2021-11-20 | Sunpower | SPR-X22-360-E-AC | Solar Panels |  | 0.36 | 18 | 207 | 24 |  | Fixed | Roof
NJSTRE1546121609 |  | Transition Incentive Program | West Windsor | 8550 | 12 | 14.76 | Residential | No | Behind the Meter | Net-metered residential rooftop and canopy |  | None | Geoscape Solar | PSE&G | Accepted | 2020-11-18 | 2020-11-20 | 2021-11-20 | Sunpower | SPR-X22-360-E-AC | Solar Panels |  | 0.36 | 6 | 117 | 34 |  | Fixed | Roof
NJSTRE1546123255 |  | Transition Incentive Program | Pequannock | 7440 | 3 | 11.56 | Residential | Yes | Behind the Meter | Net-metered residential rooftop and canopy |  | None | Trinity Solar | JCP&L | Accepted | 2020-11-18 | 2020-11-19 | 2021-11-19 | SOLAR EDGE | SE10000H-US | Inverters | 10000 |  | 1 |  |  | 0.97 |  | Outside | SIDE OF HOME
NJSTRE1546123255 |  | Transition Incentive Program | Pequannock | 7440 | 3 | 11.56 | Residential | Yes | Behind the Meter | Net-metered residential rooftop and canopy |  | None | Trinity Solar | JCP&L | Accepted | 2020-11-18 | 2020-11-19 | 2021-11-19 | HANWHA 340 (Q.PEAK DUO BLK-G6 340) | HANWHA 340 (Q.PEAK DUO BLK-G6 340) | Solar Panels |  | 0.34 | 6 | 171 | 26 |  | Fixed | Roof
NJSTRE1546123255 |  | Transition Incentive Program | Pequannock | 7440 | 3 | 11.56 | Residential | Yes | Behind the Meter | Net-metered residential rooftop and canopy |  | None | Trinity Solar | JCP&L | Accepted | 2020-11-18 | 2020-11-19 | 2021-11-19 | HANWHA 340 (Q.PEAK DUO BLK-G6 340) | HANWHA 340 (Q.PEAK DUO BLK-G6 340) | Solar Panels |  | 0.34 | 5 | 171 | 25 |  | Fixed | Roof
NJSTRE1546123255 |  | Transition Incentive Program | Pequannock | 7440 | 3 | 11.56 | Residential | Yes | Behind the Meter | Net-metered residential rooftop and canopy |  | None | Trinity Solar | JCP&L | Accepted | 2020-11-18 | 2020-11-19 | 2021-11-19 | HANWHA 340 (Q.PEAK DUO BLK-G6 340) | HANWHA 340 (Q.PEAK DUO BLK-G6 340) | Solar Panels |  | 0.34 | 13 | 261 | 23 |  | Fixed | Roof
NJSTRE1546123255 |  | Transition Incentive Program | Pequannock | 7440 | 3 | 11.56 | Residential | Yes | Behind the Meter | Net-metered residential rooftop and canopy |  | None | Trinity Solar | JCP&L | Accepted | 2020-11-18 | 2020-11-19 | 2021-11-19 | HANWHA 340 (Q.PEAK DUO BLK-G6 340) | HANWHA 340 (Q.PEAK DUO BLK-G6 340) | Solar Panels |  | 0.34 | 10 | 261 | 22 |  | Fixed | Roof
NJSTRE1546123407 |  | Transition Incentive Program | Hillsborough | 8844 | 5 | 10.05 | Residential | No | Behind the Meter | Net-metered residential rooftop and canopy |  | None | Green House Solar | PSE&G | Accepted | 2020-11-18 | 2020-11-20 | 2021-11-20 | SunPower | x-21-335-d-ac | Inverters | 320 |  | 30 |  |  | 0.96 |  | Outdoor | roof
NJSTRE1546123407 |  | Transition Incentive Program | Hillsborough | 8844 | 5 | 10.05 | Residential | No | Behind the Meter | Net-metered residential rooftop and canopy |  | None | Green House Solar | PSE&G | Accepted | 2020-11-18 | 2020-11-20 | 2021-11-20 | SunPower | x-21-335-d-ac | Solar Panels |  | 0.335 | 30 | 227 | 35 |  | Fixed | Roof
NJSTRE1546123717 |  | Transition Incentive Program | Stratford | 8084 | 14 | 15.64 | Residential | No | Behind the Meter | Net-metered residential rooftop and canopy |  | None | Trinity Solar | AC Electric | Accepted | 2020-11-18 | 2020-11-20 | 2021-11-20 | Solar Edge | SE6000 | Inverters | 6000 |  | 2 |  |  | 0.97 |  | Outside | side of home
NJSTRE1546123717 |  | Transition Incentive Program | Stratford | 8084 | 14 | 15.64 | Residential | No | Behind the Meter | Net-metered residential rooftop and canopy |  | None | Trinity Solar | AC Electric | Accepted | 2020-11-18 | 2020-11-20 | 2021-11-20 | Hanwha | Q.PEAK DUO BLK-G6 340 | Solar Panels |  | 0.34 | 3 | 241 | 20 |  | Fixed | Roof
NJSTRE1546123717 |  | Transition Incentive Program | Stratford | 8084 | 14 | 15.64 | Residential | No | Behind the Meter | Net-metered residential rooftop and canopy |  | None | Trinity Solar | AC Electric | Accepted | 2020-11-18 | 2020-11-20 | 2021-11-20 | Hanwha | Q.PEAK DUO BLK-G6 340 | Solar Panels |  | 0.34 | 4 | 331 | 20 |  | Fixed | Roof
NJSTRE1546123717 |  | Transition Incentive Program | Stratford | 8084 | 14 | 15.64 | Residential | No | Behind the Meter | Net-metered residential rooftop and canopy |  | None | Trinity Solar | AC Electric | Accepted | 2020-11-18 | 2020-11-20 | 2021-11-20 | Hanwha | Q.PEAK DUO BLK-G6 340 | Solar Panels |  | 0.34 | 31 | 151 | 16 |  | Fixed | Roof
NJSTRE1546123717 |  | Transition Incentive Program | Stratford | 8084 | 14 | 15.64 | Residential | No | Behind the Meter | Net-metered residential rooftop and canopy |  | None | Trinity Solar | AC Electric | Accepted | 2020-11-18 | 2020-11-20 | 2021-11-20 | Hanwha | Q.PEAK DUO BLK-G6 340 | Solar Panels |  | 0.34 | 8 | 241 | 23 |  | Fixed | Roof
NJSTRE1546123985 |  | Transition Incentive Program | Burlington | 8016 | 13 | 9.92 | Residential | Yes | Behind the Meter | Net-metered residential rooftop and canopy |  | None | Vivint Solar Developer, LLC | PSE&G | Accepted | 2020-11-18 | 2020-11-19 | 2021-11-19 | Solar Edge | SE7600H-US | Inverters | 7600 |  | 1 |  |  | 0.992 |  | Outdoor | Near the Utility Meter
NJSTRE1546123985 |  | Transition Incentive Program | Burlington | 8016 | 13 | 9.92 | Residential | Yes | Behind the Meter | Net-metered residential rooftop and canopy |  | None | Vivint Solar Developer, LLC | PSE&G | Accepted | 2020-11-18 | 2020-11-19 | 2021-11-19 | JINKO SOLAR | JKM320M-60HBL | Solar Panels |  | 0.32 | 6 | 96 | 35 |  | Fixed | Roof
NJSTRE1546123985 |  | Transition Incentive Program | Burlington | 8016 | 13 | 9.92 | Residential | Yes | Behind the Meter | Net-metered residential rooftop and canopy |  | None | Vivint Solar Developer, LLC | PSE&G | Accepted | 2020-11-18 | 2020-11-19 | 2021-11-19 | JINKO SOLAR | JKM320M-60HBL | Solar Panels |  | 0.32 | 18 | 96 | 35 |  | Fixed | Roof
NJSTRE1546123985 |  | Transition Incentive Program | Burlington | 8016 | 13 | 9.92 | Residential | Yes | Behind the Meter | Net-metered residential rooftop and canopy |  | None | Vivint Solar Developer, LLC | PSE&G | Accepted | 2020-11-18 | 2020-11-19 | 2021-11-19 | JINKO SOLAR | JKM320M-60HBL | Solar Panels |  | 0.32 | 5 | 276 | 35 |  | Fixed | Roof
NJSTRE1546123985 |  | Transition Incentive Program | Burlington | 8016 | 13 | 9.92 | Residential | Yes | Behind the Meter | Net-metered residential rooftop and canopy |  | None | Vivint Solar Developer, LLC | PSE&G | Accepted | 2020-11-18 | 2020-11-19 | 2021-11-19 | JINKO SOLAR | JKM320M-60HBL | Solar Panels |  | 0.32 | 2 | 186 | 39 |  | Fixed | Roof
NJSTRE1546124360 |  | Transition Incentive Program | Egg Harbor Township | 8234 | 19 | 7.48 | Residential | Yes | Behind the Meter | Net-metered residential rooftop and canopy |  | None | Trinity Solar | AC Electric | Accepted | 2020-11-18 | 2020-11-19 | 2021-11-19 | Solar Edge | SE6000H-US000BNC4 | Inverters | 6000 |  | 1 |  |  | 0.97 |  | Outdoor | side of home
NJSTRE1546124360 |  | Transition Incentive Program | Egg Harbor Township | 8234 | 19 | 7.48 | Residential | Yes | Behind the Meter | Net-metered residential rooftop and canopy |  | None | Trinity Solar | AC Electric | Accepted | 2020-11-18 | 2020-11-19 | 2021-11-19 | HANWHA | Q.PEAK DUO BLK-G6 340 | Solar Panels |  | 0.34 | 22 | 232 | 23 |  | Fixed | Roof
NJSTRE1546124680 |  | Transition Incentive Program | Mountainside Boro | 7092 | 10 | 16.32 | Residential | Yes | Behind the Meter | Net-metered residential rooftop and canopy |  | None | Tesla Energy Operations Inc. | PSE&G | Accepted | 2020-11-18 | 2020-11-20 | 2021-11-20 | Tesla | AC Powerwall 2.0 | Electric Storage Battery |  |  | 4 |  |  |  | Lithium Ion |  | Outside
NJSTRE1546124680 |  | Transition Incentive Program | Mountainside Boro | 7092 | 10 | 16.32 | Residential | Yes | Behind the Meter | Net-metered residential rooftop and canopy |  | None | Tesla Energy Operations Inc. | PSE&G | Accepted | 2020-11-18 | 2020-11-20 | 2021-11-20 | SolarEdge Technologies | SE7600H-US [240V] | Inverters | 7600 |  | 2 |  |  | 0.99 |  | Outside | Outside
NJSTRE1546124680 |  | Transition Incentive Program | Mountainside Boro | 7092 | 10 | 16.32 | Residential | Yes | Behind the Meter | Net-metered residential rooftop and canopy |  | None | Tesla Energy Operations Inc. | PSE&G | Accepted | 2020-11-18 | 2020-11-20 | 2021-11-20 | Hanwha Q-CELLS | Q.Peak DUO BLK-G6+ 340 | Solar Panels |  | 0.34 | 4 | 105 | 30 |  | Fixed | Roof
NJSTRE1546124680 |  | Transition Incentive Program | Mountainside Boro | 7092 | 10 | 16.32 | Residential | Yes | Behind the Meter | Net-metered residential rooftop and canopy |  | None | Tesla Energy Operations Inc. | PSE&G | Accepted | 2020-11-18 | 2020-11-20 | 2021-11-20 | Hanwha Q-CELLS | Q.Peak DUO BLK-G6+ 340 | Solar Panels |  | 0.34 | 7 | 285 | 30 |  | Fixed | Roof
NJSTRE1546124680 |  | Transition Incentive Program | Mountainside Boro | 7092 | 10 | 16.32 | Residential | Yes | Behind the Meter | Net-metered residential rooftop and canopy |  | None | Tesla Energy Operations Inc. | PSE&G | Accepted | 2020-11-18 | 2020-11-20 | 2021-11-20 | Hanwha Q-CELLS | Q.Peak DUO BLK-G6+ 340 | Solar Panels |  | 0.34 | 8 | 15 | 37 |  | Fixed | Roof
NJSTRE1546124680 |  | Transition Incentive Program | Mountainside Boro | 7092 | 10 | 16.32 | Residential | Yes | Behind the Meter | Net-metered residential rooftop and canopy |  | None | Tesla Energy Operations Inc. | PSE&G | Accepted | 2020-11-18 | 2020-11-20 | 2021-11-20 | Hanwha Q-CELLS | Q.Peak DUO BLK-G6+ 340 | Solar Panels |  | 0.34 | 3 | 195 | 37 |  | Fixed | Roof
NJSTRE1546124680 |  | Transition Incentive Program | Mountainside Boro | 7092 | 10 | 16.32 | Residential | Yes | Behind the Meter | Net-metered residential rooftop and canopy |  | None | Tesla Energy Operations Inc. | PSE&G | Accepted | 2020-11-18 | 2020-11-20 | 2021-11-20 | Hanwha Q-CELLS | Q.Peak DUO BLK-G6+ 340 | Solar Panels |  | 0.34 | 13 | 105 | 30 |  | Fixed | Roof
NJSTRE1546124680 |  | Transition Incentive Program | Mountainside Boro | 7092 | 10 | 16.32 | Residential | Yes | Behind the Meter | Net-metered residential rooftop and canopy |  | None | Tesla Energy Operations Inc. | PSE&G | Accepted | 2020-11-18 | 2020-11-20 | 2021-11-20 | Hanwha Q-CELLS | Q.Peak DUO BLK-G6+ 340 | Solar Panels |  | 0.34 | 6 | 195 | 37 |  | Fixed | Roof
NJSTRE1546124680 |  | Transition Incentive Program | Mountainside Boro | 7092 | 10 | 16.32 | Residential | Yes | Behind the Meter | Net-metered residential rooftop and canopy |  | None | Tesla Energy Operations Inc. | PSE&G | Accepted | 2020-11-18 | 2020-11-20 | 2021-11-20 | Hanwha Q-CELLS | Q.Peak DUO BLK-G6+ 340 | Solar Panels |  | 0.34 | 7 | 285 | 30 |  | Fixed | Roof
NJSTRE1546124929 |  | Transition Incentive Program | Toms River | 8757 | 18 | 12.03 | Residential | No | Behind the Meter | Net-metered residential rooftop and canopy |  | None | SunnyMac LLC | JCP&L | Accepted | 2020-11-18 | 2020-11-20 | 2021-11-20 | Solaredge | SE10000H-US | Inverters | 10000 |  | 1 |  |  | 0.99 |  | Outdoor | Next to Meter
NJSTRE1546124929 |  | Transition Incentive Program | Toms River | 8757 | 18 | 12.03 | Residential | No | Behind the Meter | Net-metered residential rooftop and canopy |  | None | SunnyMac LLC | JCP&L | Accepted | 2020-11-18 | 2020-11-20 | 2021-11-20 | REC | TwinPeak 2 Mono | Solar Panels |  | 0.325 | 37 | 180 | 20 |  | Fixed | Roof
NJSTRE1546125355 |  | Transition Incentive Program | Burlington | 8016 | 13 | 9.92 | Residential | Yes | Behind the Meter | Net-metered residential rooftop and canopy |  | None | Vivint Solar Developer, LLC | PSE&G | Accepted | 2020-11-18 | 2020-11-20 | 2021-11-20 | Solar Edge | SE7600H-US | Inverters | 7600 |  | 1 |  |  | 0.992 |  | Outdoor | Near the Utility Meter
NJSTRE1546125355 |  | Transition Incentive Program | Burlington | 8016 | 13 | 9.92 | Residential | Yes | Behind the Meter | Net-metered residential rooftop and canopy |  | None | Vivint Solar Developer, LLC | PSE&G | Accepted | 2020-11-18 | 2020-11-20 | 2021-11-20 | JINKO SOLAR | JKM320M-60HBL | Solar Panels |  | 0.32 | 11 | 85 | 27 |  | Fixed | Roof
NJSTRE1546125355 |  | Transition Incentive Program | Burlington | 8016 | 13 | 9.92 | Residential | Yes | Behind the Meter | Net-metered residential rooftop and canopy |  | None | Vivint Solar Developer, LLC | PSE&G | Accepted | 2020-11-18 | 2020-11-20 | 2021-11-20 | JINKO SOLAR | JKM320M-60HBL | Solar Panels |  | 0.32 | 20 | 265 | 27 |  | Fixed | Roof
NJSTRE1546126758 |  | Transition Incentive Program | Sicklerville | 8081 | 14 | 9.1 | Residential | Yes | Behind the Meter | Net-metered residential rooftop and canopy |  | None | SunnyMac LLC | AC Electric | Accepted | 2020-11-18 | 2020-11-23 | 2021-11-23 | Solaredge | SE7600H-US | Inverters | 7600 |  | 1 |  |  | 0.99 |  | Outdoor | Next to Meter
NJSTRE1546126758 |  | Transition Incentive Program | Sicklerville | 8081 | 14 | 9.1 | Residential | Yes | Behind the Meter | Net-metered residential rooftop and canopy |  | None | SunnyMac LLC | AC Electric | Accepted | 2020-11-18 | 2020-11-23 | 2021-11-23 | REC | TwinPeak 2 Mono | Solar Panels |  | 0.325 | 22 | 162 | 30 |  | Fixed | Roof
NJSTRE1546126758 |  | Transition Incentive Program | Sicklerville | 8081 | 14 | 9.1 | Residential | Yes | Behind the Meter | Net-metered residential rooftop and canopy |  | None | SunnyMac LLC | AC Electric | Accepted | 2020-11-18 | 2020-11-23 | 2021-11-23 | REC | TwinPeak 2 Mono | Solar Panels |  | 0.325 | 3 | 72 | 42 |  | Fixed | Roof
NJSTRE1546126758 |  | Transition Incentive Program | Sicklerville | 8081 | 14 | 9.1 | Residential | Yes | Behind the Meter | Net-metered residential rooftop and canopy |  | None | SunnyMac LLC | AC Electric | Accepted | 2020-11-18 | 2020-11-23 | 2021-11-23 | REC | TwinPeak 2 Mono | Solar Panels |  | 0.325 | 3 | 252 | 42 |  | Fixed | Roof
NJSTRE1546126777 |  | Transition Incentive Program | Vineland | 8360 | 20 | 5.36 | Residential | Yes | Behind the Meter | Net-metered residential rooftop and canopy |  | None | Vision Solar LLC | Vineland Muni Electric | Accepted | 2020-11-18 | 2020-11-20 | 2021-11-20 | ENPHASE | IQ7-60-2-US | Inverters | 0.24 |  | 16 |  |  | 0.96 |  | Other | BEHIND EACH PANEL
NJSTRE1546126777 |  | Transition Incentive Program | Vineland | 8360 | 20 | 5.36 | Residential | Yes | Behind the Meter | Net-metered residential rooftop and canopy |  | None | Vision Solar LLC | Vineland Muni Electric | Accepted | 2020-11-18 | 2020-11-20 | 2021-11-20 | HANWHA Q-CELLS | Q.PEAK DUO BLK-G6+ 335 | Solar Panels |  | 0.335 | 16 | 184 | 28 |  | Fixed | Roof
NJSTRE1546127891 |  | Transition Incentive Program | Newark | 7104 | 9 | 6.08 | Residential | Yes | Behind the Meter | Net-metered residential rooftop and canopy |  | None | Vivint Solar Developer, LLC | PSE&G | Accepted | 2020-11-18 | 2020-11-20 | 2021-11-20 | Solar Edge | SE7600H-US | Inverters | 7600 |  | 1 |  |  | 0.992 |  | Outdoor | Near the Utility Meter
NJSTRE1546127891 |  | Transition Incentive Program | Newark | 7104 | 9 | 6.08 | Residential | Yes | Behind the Meter | Net-metered residential rooftop and canopy |  | None | Vivint Solar Developer, LLC | PSE&G | Accepted | 2020-11-18 | 2020-11-20 | 2021-11-20 | JINKO SOLAR | JKM320M-60HBL | Solar Panels |  | 0.32 | 11 | 114 | 44 |  | Fixed | Roof
NJSTRE1546127891 |  | Transition Incentive Program | Newark | 7104 | 9 | 6.08 | Residential | Yes | Behind the Meter | Net-metered residential rooftop and canopy |  | None | Vivint Solar Developer, LLC | PSE&G | Accepted | 2020-11-18 | 2020-11-20 | 2021-11-20 | JINKO SOLAR | JKM320M-60HBL | Solar Panels |  | 0.32 | 8 | 294 | 44 |  | Fixed | Roof
NJSTRE1546128073 |  | Transition Incentive Program | Jackson | 8527 | 18 | 16.32 | Residential | No | Behind the Meter | Net-metered residential rooftop and canopy |  | None | Powerlutions | JCP&L | Accepted | 2020-11-18 | 2020-11-20 | 2021-11-20 | SolarEdge | SE6000H-US | Inverters | 6 |  | 2 |  |  | 0.99 |  | Outdoor | near meter
NJSTRE1546128073 |  | Transition Incentive Program | Jackson | 8527 | 18 | 16.32 | Residential | No | Behind the Meter | Net-metered residential rooftop and canopy |  | None | Powerlutions | JCP&L | Accepted | 2020-11-18 | 2020-11-20 | 2021-11-20 | QCell | Q.Peak DUO BLK-G5 320 | Solar Panels |  | 0.32 | 41 | 178 | 33 |  | Fixed | Roof
NJSTRE1546128073 |  | Transition Incentive Program | Jackson | 8527 | 18 | 16.32 | Residential | No | Behind the Meter | Net-metered residential rooftop and canopy |  | None | Powerlutions | JCP&L | Accepted | 2020-11-18 | 2020-11-20 | 2021-11-20 | Q-Cell | Q.Peak DUO BLK-G5 320 | Solar Panels |  | 0.32 | 10 | 268 | 33 |  | Fixed | Roof
NJSTRE1546128196 |  | Transition Incentive Program | lakewood | 8701 | 18 | 11.7 | Residential | No | Behind the Meter | Net-metered residential rooftop and canopy |  | None | Green Revoluton Solar | JCP&L | Accepted | 2020-11-19 | 2020-11-20 | 2021-11-20 | Solar Log | i-210+ | Meters |  |  | 1 |  |  |  | Yes
NJSTRE1546128196 |  | Transition Incentive Program | lakewood | 8701 | 18 | 11.7 | Residential | No | Behind the Meter | Net-metered residential rooftop and canopy |  | None | Green Revoluton Solar | JCP&L | Accepted | 2020-11-19 | 2020-11-20 | 2021-11-20 | SMA | SB5.0-1 SP-US-41 | Inverters | 5000 |  | 2 |  |  | 0.97 |  | Outdoor | near the meter
NJSTRE1546128196 |  | Transition Incentive Program | lakewood | 8701 | 18 | 11.7 | Residential | No | Behind the Meter | Net-metered residential rooftop and canopy |  | None | Green Revoluton Solar | JCP&L | Accepted | 2020-11-19 | 2020-11-20 | 2021-11-20 | S-Energy | SN20-60MAE-320W | Solar Panels |  | 0.32 | 24 | 172 | 30 |  | Fixed | Roof
NJSTRE1546128196 |  | Transition Incentive Program | lakewood | 8701 | 18 | 11.7 | Residential | No | Behind the Meter | Net-metered residential rooftop and canopy |  | None | Green Revoluton Solar | JCP&L | Accepted | 2020-11-19 | 2020-11-20 | 2021-11-20 | Hanwha | Q Peak 330-345 | Solar Panels |  | 0.335 | 12 | 81 | 18 |  | Fixed | Roof
NJSTRE1546128546 |  | Transition Incentive Program | Woodstown | 8098 | 16 | 33.48 | Residential | No | Behind the Meter | Net-metered residential rooftop and canopy |  | None | RCL Enterprises Inc. | AC Electric | Accepted | 2020-11-18 | 2020-11-20 | 2021-11-20 | enphase | iq7 | Inverters | 240 |  | 103 |  |  | 0.96 |  | Outdoor | under panels
NJSTRE1546128546 |  | Transition Incentive Program | Woodstown | 8098 | 16 | 33.48 | Residential | No | Behind the Meter | Net-metered residential rooftop and canopy |  | None | RCL Enterprises Inc. | AC Electric | Accepted | 2020-11-18 | 2020-11-20 | 2021-11-20 | Trina Solar | TSM-325DD06M | Solar Panels |  | 0.325 | 65 | 215 | 15 |  | Fixed | Roof
NJSTRE1546128546 |  | Transition Incentive Program | Woodstown | 8098 | 16 | 33.48 | Residential | No | Behind the Meter | Net-metered residential rooftop and canopy |  | None | RCL Enterprises Inc. | AC Electric | Accepted | 2020-11-18 | 2020-11-20 | 2021-11-20 | Trina Solar | TSM-325DD06M | Solar Panels |  | 0.325 | 38 | 35 | 15 |  | Fixed | Roof
NJSTRE1546130371 |  | Transition Incentive Program | Wenonah | 8090 | 15 | 10.79 | Residential | No | Behind the Meter | Net-metered residential rooftop and canopy |  | None | GenRenew, LLC | AC Electric | Accepted | 2020-11-18 | 2020-11-20 | 2021-11-20 | sunpower | pvs6 | Meters |  |  | 1 |  |  |  | Yes | Outdoor
NJSTRE1546130371 |  | Transition Incentive Program | Wenonah | 8090 | 15 | 10.79 | Residential | No | Behind the Meter | Net-metered residential rooftop and canopy |  | None | GenRenew, LLC | AC Electric | Accepted | 2020-11-18 | 2020-11-20 | 2021-11-20 | sunpower | spr-e20-327-e-ac | Solar Panels |  | 0.327 | 14 | 267 | 25 |  | Fixed | Roof
NJSTRE1546130371 |  | Transition Incentive Program | Wenonah | 8090 | 15 | 10.79 | Residential | No | Behind the Meter | Net-metered residential rooftop and canopy |  | None | GenRenew, LLC | AC Electric | Accepted | 2020-11-18 | 2020-11-20 | 2021-11-20 | sunpower | spr-e20-327-e-ac | Solar Panels |  | 0.327 | 12 | 87 | 25 |  | Fixed | Roof
NJSTRE1546130371 |  | Transition Incentive Program | Wenonah | 8090 | 15 | 10.79 | Residential | No | Behind the Meter | Net-metered residential rooftop and canopy |  | None | GenRenew, LLC | AC Electric | Accepted | 2020-11-18 | 2020-11-20 | 2021-11-20 | sunpower | spr-e20-327-e-ac | Solar Panels |  | 0.327 | 7 | 177 | 30 |  | Fixed | Roof
NJSTRE1546130542 |  | Transition Incentive Program | Bayville | 8721 | 18 | 7.68 | Residential | Yes | Behind the Meter | Net-metered residential rooftop and canopy |  | None | Vivint Solar Developer, LLC | JCP&L | Accepted | 2020-11-18 | 2020-11-20 | 2021-11-20 | Solar Edge | SE7600H-US | Inverters | 7600 |  | 1 |  |  | 0.992 |  | Outdoor | Near the Utility Meter
NJSTRE1546130542 |  | Transition Incentive Program | Bayville | 8721 | 18 | 7.68 | Residential | Yes | Behind the Meter | Net-metered residential rooftop and canopy |  | None | Vivint Solar Developer, LLC | JCP&L | Accepted | 2020-11-18 | 2020-11-20 | 2021-11-20 | JINKO SOLAR | JKM320M-60HBL | Solar Panels |  | 0.32 | 24 | 108 | 44 |  | Fixed | Roof
NJSTRE1546130543 |  | Transition Incentive Program | Clifton | 7014 | 6 | 10.24 | Residential | No | Behind the Meter | Net-metered residential rooftop and canopy |  | None | Green Revoluton Solar | PSE&G | Accepted | 2020-11-19 | 2020-11-20 | 2021-11-20 | GE | i-210+ | Meters |  |  | 1 |  |  |  | Yes | Outdoor
NJSTRE1546130543 |  | Transition Incentive Program | Clifton | 7014 | 6 | 10.24 | Residential | No | Behind the Meter | Net-metered residential rooftop and canopy |  | None | Green Revoluton Solar | PSE&G | Accepted | 2020-11-19 | 2020-11-20 | 2021-11-20 | Solaredge | SE7600H-US | Inverters | 7600 |  | 1 |  |  | 0.99 |  | Outdoor | near the meter
NJSTRE1546130543 |  | Transition Incentive Program | Clifton | 7014 | 6 | 10.24 | Residential | No | Behind the Meter | Net-metered residential rooftop and canopy |  | None | Green Revoluton Solar | PSE&G | Accepted | 2020-11-19 | 2020-11-20 | 2021-11-20 | S-energy | SN20-60MAE-320W, | Solar Panels |  | 0.32 | 28 | 213 | 30 |  | Fixed | Roof
NJSTRE1546130543 |  | Transition Incentive Program | Clifton | 7014 | 6 | 10.24 | Residential | No | Behind the Meter | Net-metered residential rooftop and canopy |  | None | Green Revoluton Solar | PSE&G | Accepted | 2020-11-19 | 2020-11-20 | 2021-11-20 | S-Energy | SN20-60MAE-320W, | Solar Panels |  | 0.32 | 4 | 303 | 30 |  | Fixed | Roof
NJSTRE1546130546 |  | Transition Incentive Program | Atco | 8004 | 14 | 5.7 | Residential | Yes | Behind the Meter | Net-metered residential rooftop and canopy |  | None | Vision Solar LLC | AC Electric | Accepted | 2020-11-18 | 2020-11-20 | 2021-11-20 | ENPHASE | IQ7-60-2-US | Inverters | 0.24 |  | 17 |  |  | 0.96 |  | Other | BEHIND EACH PANEL
NJSTRE1546130546 |  | Transition Incentive Program | Atco | 8004 | 14 | 5.7 | Residential | Yes | Behind the Meter | Net-metered residential rooftop and canopy |  | None | Vision Solar LLC | AC Electric | Accepted | 2020-11-18 | 2020-11-20 | 2021-11-20 | HANWHA Q-CELLS | Q.PEAK DUO BLK-G6+ 335 | Solar Panels |  | 0.335 | 5 | 2 | 25 |  | Fixed | Roof
NJSTRE1546130546 |  | Transition Incentive Program | Atco | 8004 | 14 | 5.7 | Residential | Yes | Behind the Meter | Net-metered residential rooftop and canopy |  | None | Vision Solar LLC | AC Electric | Accepted | 2020-11-18 | 2020-11-20 | 2021-11-20 | HANWHA Q-CELLS | Q.PEAK DUO BLK-G6+ 335 | Solar Panels |  | 0.335 | 12 | 182 | 40 |  | Fixed | Roof
NJSTRE1546130561 |  | Transition Incentive Program | Hamilton | 8691 | 12 | 5.36 | Residential | No | Behind the Meter | Net-metered residential rooftop and canopy |  | None | GenRenew, LLC | PSE&G | Accepted | 2020-11-18 | 2020-11-20 | 2021-11-20 | enphase | envoy | Meters |  |  | 1 |  |  |  | Yes | Outdoor
NJSTRE1546130561 |  | Transition Incentive Program | Hamilton | 8691 | 12 | 5.36 | Residential | No | Behind the Meter | Net-metered residential rooftop and canopy |  | None | GenRenew, LLC | PSE&G | Accepted | 2020-11-18 | 2020-11-20 | 2021-11-20 | Enphase | IQ7 | Inverters | 320 |  | 16 |  |  | 0.975 |  | Outdoor | under module
NJSTRE1546130561 |  | Transition Incentive Program | Hamilton | 8691 | 12 | 5.36 | Residential | No | Behind the Meter | Net-metered residential rooftop and canopy |  | None | GenRenew, LLC | PSE&G | Accepted | 2020-11-18 | 2020-11-20 | 2021-11-20 | LG | LG335q1k-v5 | Solar Panels |  | 0.335 | 16 | 160 | 40 |  | Fixed | Roof
NJSTRE1546130582 |  | Transition Incentive Program | Manahawkin | 8050 | 18 | 5.76 | Residential | Yes | Behind the Meter | Net-metered residential rooftop and canopy |  | None | Vivint Solar Developer, LLC | AC Electric | Accepted | 2020-11-18 | 2020-11-20 | 2021-11-20 | Solar Edge | SE3800H-US | Inverters | 3800 |  | 1 |  |  | 0.992 |  | Outdoor | Near the Utility Meter
NJSTRE1546130582 |  | Transition Incentive Program | Manahawkin | 8050 | 18 | 5.76 | Residential | Yes | Behind the Meter | Net-metered residential rooftop and canopy |  | None | Vivint Solar Developer, LLC | AC Electric | Accepted | 2020-11-18 | 2020-11-20 | 2021-11-20 | JINKO SOLAR | JKM320M-60HBL | Solar Panels |  | 0.32 | 6 | 166 | 30 |  | Fixed | Roof
NJSTRE1546130582 |  | Transition Incentive Program | Manahawkin | 8050 | 18 | 5.76 | Residential | Yes | Behind the Meter | Net-metered residential rooftop and canopy |  | None | Vivint Solar Developer, LLC | AC Electric | Accepted | 2020-11-18 | 2020-11-20 | 2021-11-20 | JINKO SOLAR | JKM320M-60HBL | Solar Panels |  | 0.32 | 4 | 166 | 31 |  | Fixed | Roof
NJSTRE1546130582 |  | Transition Incentive Program | Manahawkin | 8050 | 18 | 5.76 | Residential | Yes | Behind the Meter | Net-metered residential rooftop and canopy |  | None | Vivint Solar Developer, LLC | AC Electric | Accepted | 2020-11-18 | 2020-11-20 | 2021-11-20 | JINKO SOLAR | JKM320M-60HBL | Solar Panels |  | 0.32 | 8 | 256 | 30 |  | Fixed | Roof
NJSTRE1546130595 |  | Transition Incentive Program | Sewell | 8080 | 15 | 4.25 | Residential | No | Behind the Meter | Net-metered residential rooftop and canopy |  | None | GenRenew, LLC | AC Electric | Accepted | 2020-11-18 | 2020-11-20 | 2021-11-20 | sunpower | pvs6 | Meters |  |  | 1 |  |  |  | Yes | Outdoor
NJSTRE1546130595 |  | Transition Incentive Program | Sewell | 8080 | 15 | 4.25 | Residential | No | Behind the Meter | Net-metered residential rooftop and canopy |  | None | GenRenew, LLC | AC Electric | Accepted | 2020-11-18 | 2020-11-20 | 2021-11-20 | enphase | IQ7 | Inverters | 320 |  | 13 |  |  | 0.975 |  | Outdoor | under module
NJSTRE1546130595 |  | Transition Incentive Program | Sewell | 8080 | 15 | 4.25 | Residential | No | Behind the Meter | Net-metered residential rooftop and canopy |  | None | GenRenew, LLC | AC Electric | Accepted | 2020-11-18 | 2020-11-20 | 2021-11-20 | sunpower | e20-327-e-ac | Solar Panels |  | 0.327 | 13 | 145 | 30 |  | Fixed | Roof
NJSTRE1546130596 |  | Transition Incentive Program | Morganville | 7751 | 17 | 12.24 | Residential | Yes | Behind the Meter | Net-metered residential rooftop and canopy |  | None | Tesla Energy Operations Inc. | JCP&L | Accepted | 2020-11-18 | 2020-11-20 | 2021-11-20 | Tesla | AC Powerwall 2.0 | Electric Storage Battery |  |  | 2 |  |  |  | Lithium Ion |  | Inside
NJSTRE1546130596 |  | Transition Incentive Program | Morganville | 7751 | 17 | 12.24 | Residential | Yes | Behind the Meter | Net-metered residential rooftop and canopy |  | None | Tesla Energy Operations Inc. | JCP&L | Accepted | 2020-11-18 | 2020-11-20 | 2021-11-20 | SolarEdge Technologies | SE10000H-US [240V] | Inverters | 10000 |  | 1 |  |  | 0.99 |  | Indoor | Inside
NJSTRE1546130596 |  | Transition Incentive Program | Morganville | 7751 | 17 | 12.24 | Residential | Yes | Behind the Meter | Net-metered residential rooftop and canopy |  | None | Tesla Energy Operations Inc. | JCP&L | Accepted | 2020-11-18 | 2020-11-20 | 2021-11-20 | Hanwha Q-CELLS | Q.Peak DUO BLK-G6+ 340 | Solar Panels |  | 0.34 | 11 | 241 | 30 |  | Fixed | Roof
NJSTRE1546130596 |  | Transition Incentive Program | Morganville | 7751 | 17 | 12.24 | Residential | Yes | Behind the Meter | Net-metered residential rooftop and canopy |  | None | Tesla Energy Operations Inc. | JCP&L | Accepted | 2020-11-18 | 2020-11-20 | 2021-11-20 | Hanwha Q-CELLS | Q.Peak DUO BLK-G6+ 340 | Solar Panels |  | 0.34 | 11 | 61 | 30 |  | Fixed | Roof
NJSTRE1546130596 |  | Transition Incentive Program | Morganville | 7751 | 17 | 12.24 | Residential | Yes | Behind the Meter | Net-metered residential rooftop and canopy |  | None | Tesla Energy Operations Inc. | JCP&L | Accepted | 2020-11-18 | 2020-11-20 | 2021-11-20 | Hanwha Q-CELLS | Q.Peak DUO BLK-G6+ 340 | Solar Panels |  | 0.34 | 6 | 61 | 30 |  | Fixed | Roof
NJSTRE1546130596 |  | Transition Incentive Program | Morganville | 7751 | 17 | 12.24 | Residential | Yes | Behind the Meter | Net-metered residential rooftop and canopy |  | None | Tesla Energy Operations Inc. | JCP&L | Accepted | 2020-11-18 | 2020-11-20 | 2021-11-20 | Hanwha Q-CELLS | Q.Peak DUO BLK-G6+ 340 | Solar Panels |  | 0.34 | 8 | 151 | 37 |  | Fixed | Roof
NJSTRE1546130612 |  | Transition Incentive Program | Voorhees Township | 8043 | 14 | 12.4 | Residential | Yes | Behind the Meter | Net-metered residential rooftop and canopy |  | None | Trinity Solar | PSE&G | Accepted | 2020-11-18 | 2020-11-20 | 2021-11-20 | Solar edge | SE10000 | Inverters | 10000 |  | 1 |  |  | 0.97 |  | Outside | side of home
NJSTRE1546130612 |  | Transition Incentive Program | Voorhees Township | 8043 | 14 | 12.4 | Residential | Yes | Behind the Meter | Net-metered residential rooftop and canopy |  | None | Trinity Solar | PSE&G | Accepted | 2020-11-18 | 2020-11-20 | 2021-11-20 | Hanwha | Q.PEAK DUO BLK-G6 335 | Solar Panels |  | 0.335 | 17 | 213 | 33 |  | Fixed | Roof
NJSTRE1546130612 |  | Transition Incentive Program | Voorhees Township | 8043 | 14 | 12.4 | Residential | Yes | Behind the Meter | Net-metered residential rooftop and canopy |  | None | Trinity Solar | PSE&G | Accepted | 2020-11-18 | 2020-11-20 | 2021-11-20 | Hanwha | Q.PEAK DUO BLK-G6 335 | Solar Panels |  | 0.335 | 20 | 212 | 32 |  | Fixed | Roof
NJSTRE1546133987 |  | Transition Incentive Program | Manahawkin | 8050 | 18 | 6.87 | Residential | No | Behind the Meter | Net-metered residential rooftop and canopy |  | None | GenRenew, LLC | AC Electric | Accepted | 2020-11-18 | 2020-11-20 | 2021-11-20 | sunpower | pvs6 | Meters |  |  | 1 |  |  |  | Yes | Outdoor
NJSTRE1546133987 |  | Transition Incentive Program | Manahawkin | 8050 | 18 | 6.87 | Residential | No | Behind the Meter | Net-metered residential rooftop and canopy |  | None | GenRenew, LLC | AC Electric | Accepted | 2020-11-18 | 2020-11-20 | 2021-11-20 | sunpower | spr-e20-327-e-ac | Solar Panels |  | 0.327 | 13 | 269 | 27 |  | Fixed | Roof
NJSTRE1546133987 |  | Transition Incentive Program | Manahawkin | 8050 | 18 | 6.87 | Residential | No | Behind the Meter | Net-metered residential rooftop and canopy |  | None | GenRenew, LLC | AC Electric | Accepted | 2020-11-18 | 2020-11-20 | 2021-11-20 | sunpower | spr-e20-327-e-ac | Solar Panels |  | 0.327 | 8 | 179 | 27 |  | Fixed | Roof
NJSTRE1546136674 |  | Transition Incentive Program | Lindenwold | 8021 | 14 | 13.33 | Residential | No | Behind the Meter | Net-metered residential rooftop and canopy |  | None | SunnyMac LLC | AC Electric | Accepted | 2020-11-18 | 2020-11-20 | 2021-11-20 | Solaredge | SE10000H-US | Inverters | 10000 |  | 1 |  |  | 0.99 |  | Outdoor | Next to Meter
NJSTRE1546136674 |  | Transition Incentive Program | Lindenwold | 8021 | 14 | 13.33 | Residential | No | Behind the Meter | Net-metered residential rooftop and canopy |  | None | SunnyMac LLC | AC Electric | Accepted | 2020-11-18 | 2020-11-20 | 2021-11-20 | rec | TwinPeak 2 Mono | Solar Panels |  | 0.325 | 12 | 90 | 23 |  | Fixed | Roof
NJSTRE1546136674 |  | Transition Incentive Program | Lindenwold | 8021 | 14 | 13.33 | Residential | No | Behind the Meter | Net-metered residential rooftop and canopy |  | None | SunnyMac LLC | AC Electric | Accepted | 2020-11-18 | 2020-11-20 | 2021-11-20 | REC | TwinPeak 2 Mono | Solar Panels |  | 0.325 | 11 | 270 | 23 |  | Fixed | Roof
NJSTRE1546136674 |  | Transition Incentive Program | Lindenwold | 8021 | 14 | 13.33 | Residential | No | Behind the Meter | Net-metered residential rooftop and canopy |  | None | SunnyMac LLC | AC Electric | Accepted | 2020-11-18 | 2020-11-20 | 2021-11-20 | REC | TwinPeak 2 Mono | Solar Panels |  | 0.325 | 4 | 270 | 18 |  | Fixed | Roof
NJSTRE1546136674 |  | Transition Incentive Program | Lindenwold | 8021 | 14 | 13.33 | Residential | No | Behind the Meter | Net-metered residential rooftop and canopy |  | None | SunnyMac LLC | AC Electric | Accepted | 2020-11-18 | 2020-11-20 | 2021-11-20 | REC | TwinPeak 2 Mono | Solar Panels |  | 0.325 | 8 | 270 | 5 |  | Fixed | Roof
NJSTRE1546136674 |  | Transition Incentive Program | Lindenwold | 8021 | 14 | 13.33 | Residential | No | Behind the Meter | Net-metered residential rooftop and canopy |  | None | SunnyMac LLC | AC Electric | Accepted | 2020-11-18 | 2020-11-20 | 2021-11-20 | REC | TwinPeak 2 Mono | Solar Panels |  | 0.325 | 6 | 90 | 18 |  | Fixed | Roof
NJSTRE1546140826 |  | Transition Incentive Program | Forked River | 8731 | 18 | 10.54 | Residential | Yes | Behind the Meter | Net-metered residential rooftop and canopy |  | None | Trinity Solar | JCP&L | Accepted | 2020-11-18 | 2020-11-20 | 2021-11-20 | Solar edge | SE10000 | Inverters | 10000 |  | 1 |  |  | 0.97 |  | Outside | side of home
NJSTRE1546140826 |  | Transition Incentive Program | Forked River | 8731 | 18 | 10.54 | Residential | Yes | Behind the Meter | Net-metered residential rooftop and canopy |  | None | Trinity Solar | JCP&L | Accepted | 2020-11-18 | 2020-11-20 | 2021-11-20 | Hanwha | Q.PEAK DUO BLK-G6 340 | Solar Panels |  | 0.34 | 31 | 148 | 38 |  | Fixed | Roof
NJSTRE1546142074 |  | Transition Incentive Program | Egg Harbor Township | 8234 | 19 | 10.88 | Residential | No | Behind the Meter | Net-metered residential rooftop and canopy |  | None | Public Service Solar | AC Electric | Accepted | 2020-11-18 | 2020-11-20 | 2021-11-20 | Enphase | IQ7+ | Inverters | 0.29 |  | 32 |  |  | 0.96 |  | Outdoor | under panels
NJSTRE1546142074 |  | Transition Incentive Program | Egg Harbor Township | 8234 | 19 | 10.88 | Residential | No | Behind the Meter | Net-metered residential rooftop and canopy |  | None | Public Service Solar | AC Electric | Accepted | 2020-11-18 | 2020-11-20 | 2021-11-20 | LG | N1K-L5 | Solar Panels |  | 0.34 | 22 | 111 | 29 |  | Fixed | Roof
NJSTRE1546142074 |  | Transition Incentive Program | Egg Harbor Township | 8234 | 19 | 10.88 | Residential | No | Behind the Meter | Net-metered residential rooftop and canopy |  | None | Public Service Solar | AC Electric | Accepted | 2020-11-18 | 2020-11-20 | 2021-11-20 | LG | N1K-L5 | Solar Panels |  | 0.34 | 10 | 291 | 29 |  | Fixed | Roof
NJSTRE1546144293 |  | Transition Incentive Program | Manahawkin | 8050 | 18 | 8.64 | Residential | No | Behind the Meter | Net-metered residential rooftop and canopy |  | None | Solar Mite Solutions | AC Electric | Accepted | 2020-11-18 | 2020-11-20 | 2021-11-20 | Enphase | IQ7-60-2 | Inverters | 0.24 |  | 27 |  |  | 0.98 |  | Outdoor | under solar modules
NJSTRE1546144293 |  | Transition Incentive Program | Manahawkin | 8050 | 18 | 8.64 | Residential | No | Behind the Meter | Net-metered residential rooftop and canopy |  | None | Solar Mite Solutions | AC Electric | Accepted | 2020-11-18 | 2020-11-20 | 2021-11-20 | Hanwha | Q.PEAK DUO BLK-G5 | Solar Panels |  | 0.32 | 27 | 175 | 27 |  | Fixed | Roof | array 1
NJSTRE1546144338 |  | Transition Incentive Program | Bridgewater TWP | 8807 | 5 | 9.18 | Residential | Yes | Behind the Meter | Net-metered residential rooftop and canopy |  | None | Tesla Energy Operations Inc. | PSE&G | Accepted | 2020-11-18 | 2020-11-20 | 2021-11-20 | SolarEdge Technologies | SE10000H-US [240V] | Inverters | 10000 |  | 1 |  |  | 0.99 |  | Outside | Outside
NJSTRE1546144338 |  | Transition Incentive Program | Bridgewater TWP | 8807 | 5 | 9.18 | Residential | Yes | Behind the Meter | Net-metered residential rooftop and canopy |  | None | Tesla Energy Operations Inc. | PSE&G | Accepted | 2020-11-18 | 2020-11-20 | 2021-11-20 | Hanwha Q-CELLS | Q.Peak DUO BLK-G6+ 340 | Solar Panels |  | 0.34 | 5 | 333 | 26 |  | Fixed | Roof
NJSTRE1546144338 |  | Transition Incentive Program | Bridgewater TWP | 8807 | 5 | 9.18 | Residential | Yes | Behind the Meter | Net-metered residential rooftop and canopy |  | None | Tesla Energy Operations Inc. | PSE&G | Accepted | 2020-11-18 | 2020-11-20 | 2021-11-20 | Hanwha Q-CELLS | Q.Peak DUO BLK-G6+ 340 | Solar Panels |  | 0.34 | 22 | 153 | 26 |  | Fixed | Roof
NJSTRE1546144663 |  | Transition Incentive Program | Cherry Hill | 8003 | 14 | 8.85 | Residential | Yes | Behind the Meter | Net-metered residential rooftop and canopy |  | None | Sunrun Installation Services, Inc. | PSE&G | Accepted | 2020-11-18 | 2020-11-23 | 2021-11-23 | Enphase Energy | IQ7-60-x-US (240V) | Inverters | 240 |  | 29 |  |  | 0.96 |  | Outdoor | Rooftop
NJSTRE1546144663 |  | Transition Incentive Program | Cherry Hill | 8003 | 14 | 8.85 | Residential | Yes | Behind the Meter | Net-metered residential rooftop and canopy |  | None | Sunrun Installation Services, Inc. | PSE&G | Accepted | 2020-11-18 | 2020-11-23 | 2021-11-23 | LONGi Green Energy Technology Co Ltd | LR6-60HPB-305M | Solar Panels |  | 0.305 | 20 | 169 | 20 |  | Fixed | Roof
NJSTRE1546144663 |  | Transition Incentive Program | Cherry Hill | 8003 | 14 | 8.85 | Residential | Yes | Behind the Meter | Net-metered residential rooftop and canopy |  | None | Sunrun Installation Services, Inc. | PSE&G | Accepted | 2020-11-18 | 2020-11-23 | 2021-11-23 | LONGi Green Energy Technology Co Ltd | LR6-60HPB-305M | Solar Panels |  | 0.305 | 9 | 349 | 18 |  | Fixed | Roof
NJSTRE1546145143 |  | Transition Incentive Program | Secaucus Town | 7094 | 8 | 9.61 | Residential | Yes | Behind the Meter | Net-metered residential rooftop and canopy |  | None | Bright Planet Solar | PSE&G | Accepted | 2020-11-18 | 2020-11-20 | 2021-11-20 | SOLAR EDGE | SE7600H-USRGM | Inverters | 7600 |  | 1 |  |  | 0.98 |  | Outdoor | 7600
NJSTRE1546145143 |  | Transition Incentive Program | Secaucus Town | 7094 | 8 | 9.61 | Residential | Yes | Behind the Meter | Net-metered residential rooftop and canopy |  | None | Bright Planet Solar | PSE&G | Accepted | 2020-11-18 | 2020-11-20 | 2021-11-20 | HANWHA Q-CELLS | Q.PEAK DUO BLK-G5 310Q | Solar Panels |  | 0.31 | 7 | 308 | 18 |  | Fixed | Roof
NJSTRE1546145143 |  | Transition Incentive Program | Secaucus Town | 7094 | 8 | 9.61 | Residential | Yes | Behind the Meter | Net-metered residential rooftop and canopy |  | None | Bright Planet Solar | PSE&G | Accepted | 2020-11-18 | 2020-11-20 | 2021-11-20 | HANWHA Q-CELLS | Q.PEAK DUO BLK-G5 310W | Solar Panels |  | 0.31 | 24 | 308 | 18 |  | Fixed | Roof
NJSTRE1546145380 |  | Transition Incentive Program | Mickleton | 8056 | 15 | 11.22 | Residential | No | Behind the Meter | Net-metered residential rooftop and canopy |  | None | Vision Solar LLC | AC Electric | Accepted | 2020-11-18 | 2020-11-20 | 2021-11-20 | ENPHASE | IQ7-60-2-US | Inverters | 0.24 |  | 33 |  |  | 0.96 |  | Other | BEHIND EACH PANEL
NJSTRE1546145380 |  | Transition Incentive Program | Mickleton | 8056 | 15 | 11.22 | Residential | No | Behind the Meter | Net-metered residential rooftop and canopy |  | None | Vision Solar LLC | AC Electric | Accepted | 2020-11-18 | 2020-11-20 | 2021-11-20 | HANWHA Q-CELLS | Q.PEAK DUO BLK-G6+ 340 | Solar Panels |  | 0.34 | 10 | 14 | 35 |  | Fixed | Roof
NJSTRE1546145380 |  | Transition Incentive Program | Mickleton | 8056 | 15 | 11.22 | Residential | No | Behind the Meter | Net-metered residential rooftop and canopy |  | None | Vision Solar LLC | AC Electric | Accepted | 2020-11-18 | 2020-11-20 | 2021-11-20 | HANWHA Q-CELLS | Q.PEAK DUO BLK-G6+ 340 | Solar Panels |  | 0.34 | 15 | 194 | 35 |  | Fixed | Roof
NJSTRE1546145380 |  | Transition Incentive Program | Mickleton | 8056 | 15 | 11.22 | Residential | No | Behind the Meter | Net-metered residential rooftop and canopy |  | None | Vision Solar LLC | AC Electric | Accepted | 2020-11-18 | 2020-11-20 | 2021-11-20 | HANWHA Q-CELLS | Q.PEAK DUO BLK-G6+ 340 | Solar Panels |  | 0.34 | 8 | 14 | 35 |  | Fixed | Roof
NJSTRE1546146112 |  | Transition Incentive Program | Marlboro | 7746 | 17 | 12.58 | Residential | No | Behind the Meter | Net-metered residential rooftop and canopy |  | None | Maier Solar Engineering dba Solar Me | JCP&L | Accepted | 2020-11-18 | 2020-11-20 | 2021-11-20 | Enphase | IQ7+ | Inverters | 290 |  | 37 |  |  | 0.96 |  | Outdoor | Next to meter
NJSTRE1546146112 |  | Transition Incentive Program | Marlboro | 7746 | 17 | 12.58 | Residential | No | Behind the Meter | Net-metered residential rooftop and canopy |  | None | Maier Solar Engineering dba Solar Me | JCP&L | Accepted | 2020-11-18 | 2020-11-20 | 2021-11-20 | Hanwha | Q.CELL DUO BLK G6+340W | Solar Panels |  | 0.34 | 32 | 247 | 16 |  | Fixed | Roof
NJSTRE1546146112 |  | Transition Incentive Program | Marlboro | 7746 | 17 | 12.58 | Residential | No | Behind the Meter | Net-metered residential rooftop and canopy |  | None | Maier Solar Engineering dba Solar Me | JCP&L | Accepted | 2020-11-18 | 2020-11-20 | 2021-11-20 | Hanwha | Q.CELL DUO BLK G6+340W | Solar Panels |  | 0.34 | 5 | 247 | 23 |  | Fixed | Roof
NJSTRE1546146118 |  | Transition Incentive Program | Palisades Park | 7650 | 7 | 8.97 | Residential | Yes | Behind the Meter | Net-metered residential rooftop and canopy |  | None | Sunrun Installation Services, Inc. | PSE&G | Accepted | 2020-11-18 | 2020-11-20 | 2021-11-20 | Enphase Energy | IQ7PLUS-72-x-US (240V) | Inverters | 290 |  | 26 |  |  | 0.96 |  | Outdoor | Rooftop
NJSTRE1546146118 |  | Transition Incentive Program | Palisades Park | 7650 | 7 | 8.97 | Residential | Yes | Behind the Meter | Net-metered residential rooftop and canopy |  | None | Sunrun Installation Services, Inc. | PSE&G | Accepted | 2020-11-18 | 2020-11-20 | 2021-11-20 | LG Electronics | LG345N1C-V5 | Solar Panels |  | 0.345 | 13 | 307 | 40 |  | Fixed | Roof
NJSTRE1546146118 |  | Transition Incentive Program | Palisades Park | 7650 | 7 | 8.97 | Residential | Yes | Behind the Meter | Net-metered residential rooftop and canopy |  | None | Sunrun Installation Services, Inc. | PSE&G | Accepted | 2020-11-18 | 2020-11-20 | 2021-11-20 | LG Electronics | LG345N1C-V5 | Solar Panels |  | 0.345 | 13 | 127 | 40 |  | Fixed | Roof
NJSTRE1546146129 |  | Transition Incentive Program | Asbury | 8802 | 4 | 11.22 | Residential | No | Behind the Meter | Net-metered residential rooftop and canopy |  | None | Tesla Energy Operations Inc. | JCP&L | Accepted | 2020-11-18 | 2020-11-20 | 2021-11-20 | Tesla | AC Powerwall 2.0 | Electric Storage Battery |  |  | 4 |  |  |  | Lithium Ion |  | Inside
NJSTRE1546146129 |  | Transition Incentive Program | Asbury | 8802 | 4 | 11.22 | Residential | No | Behind the Meter | Net-metered residential rooftop and canopy |  | None | Tesla Energy Operations Inc. | JCP&L | Accepted | 2020-11-18 | 2020-11-20 | 2021-11-20 | SolarEdge Technologies | SE10000H-US [240V] | Inverters | 10000 |  | 1 |  |  | 0.99 |  | Outside | Outside
NJSTRE1546146129 |  | Transition Incentive Program | Asbury | 8802 | 4 | 11.22 | Residential | No | Behind the Meter | Net-metered residential rooftop and canopy |  | None | Tesla Energy Operations Inc. | JCP&L | Accepted | 2020-11-18 | 2020-11-20 | 2021-11-20 | Hanwha Q-CELLS | Q.Peak DUO BLK-G6+ 340 | Solar Panels |  | 0.34 | 8 | 59 | 30 |  | Fixed | Roof
NJSTRE1546146129 |  | Transition Incentive Program | Asbury | 8802 | 4 | 11.22 | Residential | No | Behind the Meter | Net-metered residential rooftop and canopy |  | None | Tesla Energy Operations Inc. | JCP&L | Accepted | 2020-11-18 | 2020-11-20 | 2021-11-20 | Hanwha Q-CELLS | Q.Peak DUO BLK-G6+ 340 | Solar Panels |  | 0.34 | 9 | 329 | 40 |  | Fixed | Roof
NJSTRE1546146129 |  | Transition Incentive Program | Asbury | 8802 | 4 | 11.22 | Residential | No | Behind the Meter | Net-metered residential rooftop and canopy |  | None | Tesla Energy Operations Inc. | JCP&L | Accepted | 2020-11-18 | 2020-11-20 | 2021-11-20 | Hanwha Q-CELLS | Q.Peak DUO BLK-G6+ 340 | Solar Panels |  | 0.34 | 2 | 149 | 40 |  | Fixed | Roof
NJSTRE1546146129 |  | Transition Incentive Program | Asbury | 8802 | 4 | 11.22 | Residential | No | Behind the Meter | Net-metered residential rooftop and canopy |  | None | Tesla Energy Operations Inc. | JCP&L | Accepted | 2020-11-18 | 2020-11-20 | 2021-11-20 | Hanwha Q-CELLS | Q.Peak DUO BLK-G6+ 340 | Solar Panels |  | 0.34 | 3 | 59 | 30 |  | Fixed | Roof
NJSTRE1546146129 |  | Transition Incentive Program | Asbury | 8802 | 4 | 11.22 | Residential | No | Behind the Meter | Net-metered residential rooftop and canopy |  | None | Tesla Energy Operations Inc. | JCP&L | Accepted | 2020-11-18 | 2020-11-20 | 2021-11-20 | Hanwha Q-CELLS | Q.Peak DUO BLK-G6+ 340 | Solar Panels |  | 0.34 | 11 | 239 | 30 |  | Fixed | Roof
NJSTRE1546146858 |  | Transition Incentive Program | Franklin TWP | 8873 | 5 | 7.2 | Residential | No | Behind the Meter | Net-metered residential rooftop and canopy |  | None | Bright Planet Solar | PSE&G | Accepted | 2020-11-18 | 2020-11-20 | 2021-11-20 | SOLAR EDGE | SE5000H-USRGM | Inverters | 5000 |  | 1 |  |  | 0.98 |  | Outdoor | OUTSIDE
NJSTRE1546146858 |  | Transition Incentive Program | Franklin TWP | 8873 | 5 | 7.2 | Residential | No | Behind the Meter | Net-metered residential rooftop and canopy |  | None | Bright Planet Solar | PSE&G | Accepted | 2020-11-18 | 2020-11-20 | 2021-11-20 | SUNPOWER | SPR-A400 | Solar Panels |  | 0.4 | 12 | 250 | 33 |  | Fixed | Roof
NJSTRE1546146858 |  | Transition Incentive Program | Franklin TWP | 8873 | 5 | 7.2 | Residential | No | Behind the Meter | Net-metered residential rooftop and canopy |  | None | Bright Planet Solar | PSE&G | Accepted | 2020-11-18 | 2020-11-20 | 2021-11-20 | SUNPOWER | SPR-A400 | Solar Panels |  | 0.4 | 6 | 70 | 33 |  | Fixed | Roof
NJSTRE1546146864 |  | Transition Incentive Program | Manahawkin | 8050 | 18 | 7.36 | Residential | Yes | Behind the Meter | Net-metered residential rooftop and canopy |  | None | Trinity Solar | AC Electric | Accepted | 2020-11-18 | 2020-11-20 | 2021-11-20 | Solar Edge | SE6000H-US000BNC4 | Inverters | 6000 |  | 1 |  |  | 0.97 |  | Outdoor | side of home
NJSTRE1546146864 |  | Transition Incentive Program | Manahawkin | 8050 | 18 | 7.36 | Residential | Yes | Behind the Meter | Net-metered residential rooftop and canopy |  | None | Trinity Solar | AC Electric | Accepted | 2020-11-18 | 2020-11-20 | 2021-11-20 | HANWHA | Q.PEAK DUO BLK-G5 320 | Solar Panels |  | 0.32 | 23 | 190 | 23 |  | Fixed | Roof
NJSTRE1546146869 |  | Transition Incentive Program | Newark | 7102 | 9 | 5.8 | Residential | Yes | Behind the Meter | Net-metered residential rooftop and canopy |  | None | Sunrun Installation Services, Inc. | PSE&G | Accepted | 2020-11-18 | 2020-11-20 | 2021-11-20 | Enphase Energy | IQ7-60-x-US (240V) | Inverters | 240 |  | 19 |  |  | 0.96 |  | Outdoor | Rooftop
NJSTRE1546146869 |  | Transition Incentive Program | Newark | 7102 | 9 | 5.8 | Residential | Yes | Behind the Meter | Net-metered residential rooftop and canopy |  | None | Sunrun Installation Services, Inc. | PSE&G | Accepted | 2020-11-18 | 2020-11-20 | 2021-11-20 | LONGi Green Energy Technology Co Ltd | LR6-60HPB-305M | Solar Panels |  | 0.305 | 8 | 109 | 23 |  | Fixed | Roof
NJSTRE1546146869 |  | Transition Incentive Program | Newark | 7102 | 9 | 5.8 | Residential | Yes | Behind the Meter | Net-metered residential rooftop and canopy |  | None | Sunrun Installation Services, Inc. | PSE&G | Accepted | 2020-11-18 | 2020-11-20 | 2021-11-20 | LONGi Green Energy Technology Co Ltd | LR6-60HPB-305M | Solar Panels |  | 0.305 | 11 | 289 | 23 |  | Fixed | Roof
NJSTRE1546146895 |  | Transition Incentive Program | Waretown | 8758 | 18 | 5.78 | Residential | No | Behind the Meter | Net-metered residential rooftop and canopy |  | None | Vision Solar LLC | JCP&L | Accepted | 2020-11-19 | 2020-11-20 | 2021-11-20 | ENPHASE | IQ7-60-2-US | Inverters | 0.24 |  | 17 |  |  | 0.96 |  | Other | BEHIND EACH PANEL
NJSTRE1546146895 |  | Transition Incentive Program | Waretown | 8758 | 18 | 5.78 | Residential | No | Behind the Meter | Net-metered residential rooftop and canopy |  | None | Vision Solar LLC | JCP&L | Accepted | 2020-11-19 | 2020-11-20 | 2021-11-20 | HANWHA Q-CELLS | Q.PEAK DUO BLK-G6+ 340 | Solar Panels |  | 0.34 | 16 | 229 | 14 |  | Fixed | Roof
NJSTRE1546146895 |  | Transition Incentive Program | Waretown | 8758 | 18 | 5.78 | Residential | No | Behind the Meter | Net-metered residential rooftop and canopy |  | None | Vision Solar LLC | JCP&L | Accepted | 2020-11-19 | 2020-11-20 | 2021-11-20 | HANWHA Q-CELLS | Q.PEAK DUO BLK-G6+ 340 | Solar Panels |  | 0.34 | 1 | 50 | 16 |  | Fixed | Roof
NJSTRE1546146907 |  | Transition Incentive Program | Mountain Lakes | 7046 | 3 | 5.52 | Residential | Yes | Behind the Meter | Net-metered residential rooftop and canopy |  | None | Sunrun Installation Services, Inc. | JCP&L | Accepted | 2020-11-18 | 2020-11-20 | 2021-11-20 | LG Chem | RESU 10H SEG | Electric Storage Battery |  |  | 1 |  |  |  | Lithium Ion |  | outside
NJSTRE1546146907 |  | Transition Incentive Program | Mountain Lakes | 7046 | 3 | 5.52 | Residential | Yes | Behind the Meter | Net-metered residential rooftop and canopy |  | None | Sunrun Installation Services, Inc. | JCP&L | Accepted | 2020-11-18 | 2020-11-20 | 2021-11-20 | Delta Electronics | E6-TL-US | Inverters | 6000 |  | 1 |  |  | 0.96 |  | Outdoor | Next To Meter
NJSTRE1546146907 |  | Transition Incentive Program | Mountain Lakes | 7046 | 3 | 5.52 | Residential | Yes | Behind the Meter | Net-metered residential rooftop and canopy |  | None | Sunrun Installation Services, Inc. | JCP&L | Accepted | 2020-11-18 | 2020-11-20 | 2021-11-20 | LG Electronics | LG345N1C-V5 | Solar Panels |  | 0.345 | 6 | 200 | 22 |  | Fixed | Roof
NJSTRE1546146907 |  | Transition Incentive Program | Mountain Lakes | 7046 | 3 | 5.52 | Residential | Yes | Behind the Meter | Net-metered residential rooftop and canopy |  | None | Sunrun Installation Services, Inc. | JCP&L | Accepted | 2020-11-18 | 2020-11-20 | 2021-11-20 | LG Electronics | LG345N1C-V5 | Solar Panels |  | 0.345 | 10 | 199 | 28 |  | Fixed | Roof
NJSTRE1546146908 |  | Transition Incentive Program | Aududon | 8106 | 14 | 7.82 | Residential | No | Behind the Meter | Net-metered residential rooftop and canopy |  | None | Maier Solar Engineering dba Solar Me | PSE&G | Accepted | 2020-11-18 | 2020-12-01 | 2021-12-01 | Enphase | IQ7+ | Inverters | 290 |  | 23 |  |  | 0.96 |  | Outdoor | Next to meter
NJSTRE1546146908 |  | Transition Incentive Program | Aududon | 8106 | 14 | 7.82 | Residential | No | Behind the Meter | Net-metered residential rooftop and canopy |  | None | Maier Solar Engineering dba Solar Me | PSE&G | Accepted | 2020-11-18 | 2020-12-01 | 2021-12-01 | Hanwha | Q.CELL DUO BLK G6-340W | Solar Panels |  | 0.34 | 23 | 231 | 28 |  | Fixed | Roof
NJSTRE1546146930 |  | Transition Incentive Program | Mountainside | 7092 | 10 | 8.99 | Residential | Yes | Behind the Meter | Net-metered residential rooftop and canopy |  | None | Bright Planet Solar | PSE&G | Accepted | 2020-11-18 | 2020-11-20 | 2021-11-20 | SOLAR EDGE | SE7600H-USRGM | Inverters | 7600 |  | 1 |  |  | 0.98 |  | Outdoor | OUTSIDE
NJSTRE1546146930 |  | Transition Incentive Program | Mountainside | 7092 | 10 | 8.99 | Residential | Yes | Behind the Meter | Net-metered residential rooftop and canopy |  | None | Bright Planet Solar | PSE&G | Accepted | 2020-11-18 | 2020-11-20 | 2021-11-20 | HANWHA Q-CELLS | Q.PEAK DUO BLK-G5 310W | Solar Panels |  | 0.31 | 17 | 125 | 49 |  | Fixed | Roof
NJSTRE1546146930 |  | Transition Incentive Program | Mountainside | 7092 | 10 | 8.99 | Residential | Yes | Behind the Meter | Net-metered residential rooftop and canopy |  | None | Bright Planet Solar | PSE&G | Accepted | 2020-11-18 | 2020-11-20 | 2021-11-20 | HANWHA Q-CELLS | Q.PEAK DUO BLK-G5 310W | Solar Panels |  | 0.31 | 12 | 216 | 45 |  | Fixed | Roof
NJSTRE1546146946 |  | Transition Incentive Program | Howell | 7731 | 17 | 7.04 | Residential | Yes | Behind the Meter | Net-metered residential rooftop and canopy |  | None | Trinity Solar | JCP&L | Accepted | 2020-11-18 | 2020-11-20 | 2021-11-20 | Solar Edge | SE6000H-US000BNC4 | Inverters | 6000 |  | 1 |  |  | 0.97 |  | Outdoor | side of home
NJSTRE1546146946 |  | Transition Incentive Program | Howell | 7731 | 17 | 7.04 | Residential | Yes | Behind the Meter | Net-metered residential rooftop and canopy |  | None | Trinity Solar | JCP&L | Accepted | 2020-11-18 | 2020-11-20 | 2021-11-20 | HANWHA | Q.PEAK DUO BLK-G5 320 | Solar Panels |  | 0.32 | 17 | 199 | 27 |  | Fixed | Roof
NJSTRE1546146946 |  | Transition Incentive Program | Howell | 7731 | 17 | 7.04 | Residential | Yes | Behind the Meter | Net-metered residential rooftop and canopy |  | None | Trinity Solar | JCP&L | Accepted | 2020-11-18 | 2020-11-20 | 2021-11-20 | HANWHA | Q.PEAK DUO BLK-G5 320 | Solar Panels |  | 0.32 | 5 | 199 | 27 |  | Fixed | Roof
NJSTRE1546146950 |  | Transition Incentive Program | Columbus | 8022 | 13 | 7.04 | Residential | Yes | Behind the Meter | Net-metered residential rooftop and canopy |  | None | Posigen NJ LLC | PSE&G | Accepted | 2020-11-18 | 2020-11-20 | 2021-11-20 | SolarEdge | SE7600H-US | Inverters | 7600 |  | 1 |  |  | 0.99 |  | Outside | within ten feet of meter
NJSTRE1546146950 |  | Transition Incentive Program | Columbus | 8022 | 13 | 7.04 | Residential | Yes | Behind the Meter | Net-metered residential rooftop and canopy |  | None | Posigen NJ LLC | PSE&G | Accepted | 2020-11-18 | 2020-11-20 | 2021-11-20 | Hanwha Q-Cells | Q.PEAK DUO-G5 320 | Solar Panels |  | 0.32 | 22 | 124214 | 40 |  | Fixed | Roof
NJSTRE1546146952 |  | Transition Incentive Program | North Middletown | 7748 | 17 | 3.97 | Residential | Yes | Behind the Meter | Net-metered residential rooftop and canopy |  | None | Sunrun Installation Services, Inc. | JCP&L | Accepted | 2020-11-18 | 2020-11-20 | 2021-11-20 | Enphase Energy | IQ7-60-x-US (240V) | Inverters | 240 |  | 13 |  |  | 0.96 |  | Outdoor | Rooftop
NJSTRE1546146952 |  | Transition Incentive Program | North Middletown | 7748 | 17 | 3.97 | Residential | Yes | Behind the Meter | Net-metered residential rooftop and canopy |  | None | Sunrun Installation Services, Inc. | JCP&L | Accepted | 2020-11-18 | 2020-11-20 | 2021-11-20 | LONGi Green Energy Technology Co Ltd | LR6-60HPB-305M | Solar Panels |  | 0.305 | 2 | 155 | 22 |  | Fixed | Roof
NJSTRE1546146952 |  | Transition Incentive Program | North Middletown | 7748 | 17 | 3.97 | Residential | Yes | Behind the Meter | Net-metered residential rooftop and canopy |  | None | Sunrun Installation Services, Inc. | JCP&L | Accepted | 2020-11-18 | 2020-11-20 | 2021-11-20 | LONGi Green Energy Technology Co Ltd | LR6-60HPB-305M | Solar Panels |  | 0.305 | 11 | 246 | 12 |  | Fixed | Roof
NJSTRE1546146955 |  | Transition Incentive Program | Willingboro Twp | 8046 | 13 | 11.05 | Residential | Yes | Behind the Meter | Net-metered residential rooftop and canopy |  | None | SunnyMac LLC | PSE&G | Accepted | 2020-11-18 | 2020-11-20 | 2021-11-20 | Solaredge | SE10000H-US | Inverters | 10000 |  | 1 |  |  | 0.99 |  | Outdoor | Next to MEter
NJSTRE1546146955 |  | Transition Incentive Program | Willingboro Twp | 8046 | 13 | 11.05 | Residential | Yes | Behind the Meter | Net-metered residential rooftop and canopy |  | None | SunnyMac LLC | PSE&G | Accepted | 2020-11-18 | 2020-11-20 | 2021-11-20 | REC | TwinPeak 2 Mono | Solar Panels |  | 0.325 | 12 | 179 | 18 |  | Fixed | Roof
NJSTRE1546146955 |  | Transition Incentive Program | Willingboro Twp | 8046 | 13 | 11.05 | Residential | Yes | Behind the Meter | Net-metered residential rooftop and canopy |  | None | SunnyMac LLC | PSE&G | Accepted | 2020-11-18 | 2020-11-20 | 2021-11-20 | REC | TwinPeak 2 Mono | Solar Panels |  | 0.325 | 22 | 179 | 26 |  | Fixed | Roof
NJSTRE1546146966 |  | Transition Incentive Program | Ridgefield | 7657 | 7 | 9.6 | Residential | Yes | Behind the Meter | Net-metered residential rooftop and canopy |  | None | Vivint Solar Developer, LLC | PSE&G | Accepted | 2020-11-21 | 2020-11-23 | 2021-11-23 | Solar Edge | SE7600H-US | Inverters | 7600 |  | 1 |  |  | 0.992 |  | Outdoor | Near the Utility Meter
NJSTRE1546146966 |  | Transition Incentive Program | Ridgefield | 7657 | 7 | 9.6 | Residential | Yes | Behind the Meter | Net-metered residential rooftop and canopy |  | None | Vivint Solar Developer, LLC | PSE&G | Accepted | 2020-11-21 | 2020-11-23 | 2021-11-23 | JINKO SOLAR | JKM320M-60HBL | Solar Panels |  | 0.32 | 12 | 200 | 40 |  | Fixed | Roof
NJSTRE1546146966 |  | Transition Incentive Program | Ridgefield | 7657 | 7 | 9.6 | Residential | Yes | Behind the Meter | Net-metered residential rooftop and canopy |  | None | Vivint Solar Developer, LLC | PSE&G | Accepted | 2020-11-21 | 2020-11-23 | 2021-11-23 | JINKO SOLAR | JKM320M-60HBL | Solar Panels |  | 0.32 | 8 | 200 | 19 |  | Fixed | Roof
NJSTRE1546146966 |  | Transition Incentive Program | Ridgefield | 7657 | 7 | 9.6 | Residential | Yes | Behind the Meter | Net-metered residential rooftop and canopy |  | None | Vivint Solar Developer, LLC | PSE&G | Accepted | 2020-11-21 | 2020-11-23 | 2021-11-23 | JINKO SOLAR | JKM320M-60HBL | Solar Panels |  | 0.32 | 10 | 20 | 19 |  | Fixed | Roof
NJSTRE1546146971 |  | Transition Incentive Program | Egg Harbor Township | 8234 | 19 | 9.15 | Residential | Yes | Behind the Meter | Net-metered residential rooftop and canopy |  | None | Sunrun Installation Services, Inc. | AC Electric | Accepted | 2020-11-18 | 2020-11-20 | 2021-11-20 | Enphase Energy | IQ7-60-x-US (240V) | Inverters | 240 |  | 30 |  |  | 0.96 |  | Outdoor | Rooftop
NJSTRE1546146971 |  | Transition Incentive Program | Egg Harbor Township | 8234 | 19 | 9.15 | Residential | Yes | Behind the Meter | Net-metered residential rooftop and canopy |  | None | Sunrun Installation Services, Inc. | AC Electric | Accepted | 2020-11-18 | 2020-11-20 | 2021-11-20 | LONGi Green Energy Technology Co Ltd | LR6-60HPB-305M | Solar Panels |  | 0.305 | 6 | 80 | 30 |  | Fixed | Roof
NJSTRE1546146971 |  | Transition Incentive Program | Egg Harbor Township | 8234 | 19 | 9.15 | Residential | Yes | Behind the Meter | Net-metered residential rooftop and canopy |  | None | Sunrun Installation Services, Inc. | AC Electric | Accepted | 2020-11-18 | 2020-11-20 | 2021-11-20 | LONGi Green Energy Technology Co Ltd | LR6-60HPB-305M | Solar Panels |  | 0.305 | 24 | 260 | 30 |  | Fixed | Roof
NJSTRE1546146982 |  | Transition Incentive Program | Parlin | 8859 | 11 | 12.71 | Residential | Yes | Behind the Meter | Net-metered residential rooftop and canopy |  | None | Bright Planet Solar | JCP&L | Accepted | 2020-11-18 | 2020-11-20 | 2021-11-20 | SOLAR EDGE | SE10000H-USRGM | Inverters | 10000 |  | 1 |  |  | 0.98 |  | Outdoor | OUTSIDE
NJSTRE1546146982 |  | Transition Incentive Program | Parlin | 8859 | 11 | 12.71 | Residential | Yes | Behind the Meter | Net-metered residential rooftop and canopy |  | None | Bright Planet Solar | JCP&L | Accepted | 2020-11-18 | 2020-11-20 | 2021-11-20 | HANWHA Q-CELLS | Q.PEAK DUO BLK-G5 310W | Solar Panels |  | 0.31 | 8 | 122 | 18 |  | Fixed | Roof
NJSTRE1546146982 |  | Transition Incentive Program | Parlin | 8859 | 11 | 12.71 | Residential | Yes | Behind the Meter | Net-metered residential rooftop and canopy |  | None | Bright Planet Solar | JCP&L | Accepted | 2020-11-18 | 2020-11-20 | 2021-11-20 | HANWHA Q-CELLS | Q.PEAK DUO BLK-G5 310W | Solar Panels |  | 0.31 | 13 | 211 | 18 |  | Fixed | Roof
NJSTRE1546146982 |  | Transition Incentive Program | Parlin | 8859 | 11 | 12.71 | Residential | Yes | Behind the Meter | Net-metered residential rooftop and canopy |  | None | Bright Planet Solar | JCP&L | Accepted | 2020-11-18 | 2020-11-20 | 2021-11-20 | HANWHA Q-CELLS | Q.PEAK DUO BLK-G5 310W | Solar Panels |  | 0.31 | 12 | 31 | 18 |  | Fixed | Roof
NJSTRE1546146982 |  | Transition Incentive Program | Parlin | 8859 | 11 | 12.71 | Residential | Yes | Behind the Meter | Net-metered residential rooftop and canopy |  | None | Bright Planet Solar | JCP&L | Accepted | 2020-11-18 | 2020-11-20 | 2021-11-20 | HANWHA Q-CELLS | Q.PEAK DUO BLK-G5 310W | Solar Panels |  | 0.31 | 8 | 122 | 18 |  | Fixed | Roof
NJSTRE1546147018 |  | Transition Incentive Program | Bargaintown | 8234 | 19 | 13.44 | Residential | No | Behind the Meter | Net-metered residential rooftop and canopy |  | None | Orbit Energy & Power, LLC | AC Electric | Accepted | 2020-11-18 | 2020-11-20 | 2021-11-20 | ENPHASE ENERGY | IQ7-60-2-US | Inverters | 240 |  | 42 |  |  | 0.99 |  | Other | UNDER EACH PANEL
NJSTRE1546147018 |  | Transition Incentive Program | Bargaintown | 8234 | 19 | 13.44 | Residential | No | Behind the Meter | Net-metered residential rooftop and canopy |  | None | Orbit Energy & Power, LLC | AC Electric | Accepted | 2020-11-18 | 2020-11-20 | 2021-11-20 | HANWHA | Q PEAK CELLS 320W | Solar Panels |  | 0.32 | 29 | 291 | 33 |  | Fixed | Roof
NJSTRE1546147018 |  | Transition Incentive Program | Bargaintown | 8234 | 19 | 13.44 | Residential | No | Behind the Meter | Net-metered residential rooftop and canopy |  | None | Orbit Energy & Power, LLC | AC Electric | Accepted | 2020-11-18 | 2020-11-20 | 2021-11-20 | HANWHA | Q PEAK CELLS 320W | Solar Panels |  | 0.32 | 13 | 111 | 33 |  | Fixed | Roof
NJSTRE1546147021 |  | Transition Incentive Program | Pennsauken | 8105 | 14 | 4.08 | Residential | No | Behind the Meter | Net-metered residential rooftop and canopy |  | None | Vision Solar LLC | PSE&G | Accepted | 2020-11-18 | 2020-11-20 | 2021-11-20 | ENPHASE | IQ7-60-2-US | Inverters | 0.24 |  | 12 |  |  | 0.96 |  | Other | BEHIND EACH PANEL
NJSTRE1546147021 |  | Transition Incentive Program | Pennsauken | 8105 | 14 | 4.08 | Residential | No | Behind the Meter | Net-metered residential rooftop and canopy |  | None | Vision Solar LLC | PSE&G | Accepted | 2020-11-18 | 2020-11-20 | 2021-11-20 | HANWHA Q-CELLS | Q.PEAK DUO BLK-G6+ 340 | Solar Panels |  | 0.34 | 12 | 135 | 20 |  | Fixed | Roof
NJSTRE1546147036 |  | Transition Incentive Program | Pennsauken | 8109 | 14 | 4.48 | Residential | Yes | Behind the Meter | Net-metered residential rooftop and canopy |  | None | Vivint Solar Developer, LLC | PSE&G | Accepted | 2020-11-21 | 2020-11-23 | 2021-11-23 | Solar Edge | SE3800H-US | Inverters | 3800 |  | 1 |  |  | 0.992 |  | Outdoor | Near the Utility Meter
NJSTRE1546147036 |  | Transition Incentive Program | Pennsauken | 8109 | 14 | 4.48 | Residential | Yes | Behind the Meter | Net-metered residential rooftop and canopy |  | None | Vivint Solar Developer, LLC | PSE&G | Accepted | 2020-11-21 | 2020-11-23 | 2021-11-23 | JINKO SOLAR | JKM320M-60HL | Solar Panels |  | 0.32 | 6 | 172 | 15 |  | Fixed | Roof
NJSTRE1546147036 |  | Transition Incentive Program | Pennsauken | 8109 | 14 | 4.48 | Residential | Yes | Behind the Meter | Net-metered residential rooftop and canopy |  | None | Vivint Solar Developer, LLC | PSE&G | Accepted | 2020-11-21 | 2020-11-23 | 2021-11-23 | JINKO SOLAR | JKM320M-60HL | Solar Panels |  | 0.32 | 8 | 352 | 15 |  | Fixed | Roof
NJSTRE1546147107 |  | Transition Incentive Program | Hamilton Township | 8609 | 12 | 6.96 | Residential | Yes | Behind the Meter | Net-metered residential rooftop and canopy |  | None | Freedom Forever New Jersey LLC | PSE&G | Accepted | 2020-12-02 | 2020-12-03 | 2021-12-03 | Solar Edge | SE7600H-US [SI1] RGM | Inverters | 7600 |  | 1 |  |  | 0.99 |  | Outdoor | n/a
NJSTRE1546147107 |  | Transition Incentive Program | Hamilton Township | 8609 | 12 | 6.96 | Residential | Yes | Behind the Meter | Net-metered residential rooftop and canopy |  | None | Freedom Forever New Jersey LLC | PSE&G | Accepted | 2020-12-02 | 2020-12-03 | 2021-12-03 | Hanwha | Q.PLUS BFR-G4.1- 290 | Solar Panels |  | 0.29 | 12 | 2 | 30 |  | Fixed | Roof | n/a
NJSTRE1546147107 |  | Transition Incentive Program | Hamilton Township | 8609 | 12 | 6.96 | Residential | Yes | Behind the Meter | Net-metered residential rooftop and canopy |  | None | Freedom Forever New Jersey LLC | PSE&G | Accepted | 2020-12-02 | 2020-12-03 | 2021-12-03 | Hanwha | Q.PLUS BFR-G4.1- 290 | Solar Panels |  | 0.29 | 12 | 1 | 30 |  | Fixed | Roof | n/a
NJSTRE1546147120 |  | Transition Incentive Program | Mount Laurel | 8054 | 13 | 6.08 | Residential | No | Behind the Meter | Net-metered residential rooftop and canopy |  | None | Spectacular Solar | PSE&G | Accepted | 2020-11-18 | 2020-11-20 | 2021-11-20 | SolarEdge | SE6000H-US | Inverters | 6000 |  | 1 |  |  | 0.992 |  | Outdoor | Next to Meter
NJSTRE1546147120 |  | Transition Incentive Program | Mount Laurel | 8054 | 13 | 6.08 | Residential | No | Behind the Meter | Net-metered residential rooftop and canopy |  | None | Spectacular Solar | PSE&G | Accepted | 2020-11-18 | 2020-11-20 | 2021-11-20 | QCELL | Q.Peak DUO BLK+G5 | Solar Panels |  | 0.32 | 8 | 37 | 29 |  | Fixed | Roof
NJSTRE1546147120 |  | Transition Incentive Program | Mount Laurel | 8054 | 13 | 6.08 | Residential | No | Behind the Meter | Net-metered residential rooftop and canopy |  | None | Spectacular Solar | PSE&G | Accepted | 2020-11-18 | 2020-11-20 | 2021-11-20 | QCELL | Q.PEAK DUO BLK-G5 | Solar Panels |  | 0.32 | 11 | 217 | 29 |  | Fixed | Roof
NJSTRE1546147138 |  | Transition Incentive Program | Perth Amboy | 8861 | 11 | 6.48 | Residential | No | Behind the Meter | Net-metered residential rooftop and canopy |  | None | SunnyMac LLC | PSE&G | Accepted | 2020-11-18 | 2020-11-20 | 2021-11-20 | Solaredge | SE5000H-US | Inverters | 5000 |  | 1 |  |  | 0.99 |  | Outdoor | Next to Meter
NJSTRE1546147138 |  | Transition Incentive Program | Perth Amboy | 8861 | 11 | 6.48 | Residential | No | Behind the Meter | Net-metered residential rooftop and canopy |  | None | SunnyMac LLC | PSE&G | Accepted | 2020-11-18 | 2020-11-20 | 2021-11-20 | REC | 360AA-BLK | Solar Panels |  | 0.36 | 8 | 281 | 40 |  | Fixed | Roof
NJSTRE1546147138 |  | Transition Incentive Program | Perth Amboy | 8861 | 11 | 6.48 | Residential | No | Behind the Meter | Net-metered residential rooftop and canopy |  | None | SunnyMac LLC | PSE&G | Accepted | 2020-11-18 | 2020-11-20 | 2021-11-20 | REC | 360AA-BLK | Solar Panels |  | 0.36 | 6 | 101 | 40 |  | Fixed | Roof
NJSTRE1546147138 |  | Transition Incentive Program | Perth Amboy | 8861 | 11 | 6.48 | Residential | No | Behind the Meter | Net-metered residential rooftop and canopy |  | None | SunnyMac LLC | PSE&G | Accepted | 2020-11-18 | 2020-11-20 | 2021-11-20 | REC | 360AA-BLK | Solar Panels |  | 0.36 | 4 | 11 | 5 |  | Fixed | Roof
NJSTRE1546147144 |  | Transition Incentive Program | Cherry Hill | 8003 | 14 | 4.96 | Residential | Yes | Behind the Meter | Net-metered residential rooftop and canopy |  | None | Bright Planet Solar | PSE&G | Accepted | 2020-11-18 | 2020-11-20 | 2021-11-20 | SOLAR EDGE | SE3800H-USRGM | Inverters | 3800 |  | 1 |  |  | 0.98 |  | Outdoor | OUTSIDE
NJSTRE1546147144 |  | Transition Incentive Program | Cherry Hill | 8003 | 14 | 4.96 | Residential | Yes | Behind the Meter | Net-metered residential rooftop and canopy |  | None | Bright Planet Solar | PSE&G | Accepted | 2020-11-18 | 2020-11-20 | 2021-11-20 | HANWHA Q-CELLS | Q.PEAK DUO BLK-G5 310W | Solar Panels |  | 0.31 | 16 | 197 | 18 |  | Fixed | Roof
NJSTRE1546147188 |  | Transition Incentive Program | Pine Hill | 8021 | 14 | 11.59 | Residential | Yes | Behind the Meter | Net-metered residential rooftop and canopy |  | None | Sunrun Installation Services, Inc. | AC Electric | Accepted | 2020-11-18 | 2020-11-20 | 2021-11-20 | Enphase Energy | IQ7-60-x-US (240V) | Inverters | 240 |  | 38 |  |  | 0.96 |  | Outdoor | Rooftop
NJSTRE1546147188 |  | Transition Incentive Program | Pine Hill | 8021 | 14 | 11.59 | Residential | Yes | Behind the Meter | Net-metered residential rooftop and canopy |  | None | Sunrun Installation Services, Inc. | AC Electric | Accepted | 2020-11-18 | 2020-11-20 | 2021-11-20 | LONGi Green Energy Technology Co Ltd | LR6-60HPB-305M | Solar Panels |  | 0.305 | 21 | 54 | 19 |  | Fixed | Roof
NJSTRE1546147188 |  | Transition Incentive Program | Pine Hill | 8021 | 14 | 11.59 | Residential | Yes | Behind the Meter | Net-metered residential rooftop and canopy |  | None | Sunrun Installation Services, Inc. | AC Electric | Accepted | 2020-11-18 | 2020-11-20 | 2021-11-20 | LONGi Green Energy Technology Co Ltd | LR6-60HPB-305M | Solar Panels |  | 0.305 | 17 | 234 | 18 |  | Fixed | Roof
NJSTRE1546147190 |  | Transition Incentive Program | HAMILTON | 8610 | 12 | 8.04 | Residential | Yes | Behind the Meter | Net-metered residential rooftop and canopy |  | PSEG | Vision Solar LLC | PSE&G | Accepted | 2020-11-18 | 2020-11-20 | 2021-11-20 | ENPHASE | IQ7-60-2-US | Inverters | 0.24 |  | 24 |  |  | 0.96 |  | Other | BEHIND EACH PANEL
NJSTRE1546147190 |  | Transition Incentive Program | HAMILTON | 8610 | 12 | 8.04 | Residential | Yes | Behind the Meter | Net-metered residential rooftop and canopy |  | PSEG | Vision Solar LLC | PSE&G | Accepted | 2020-11-18 | 2020-11-20 | 2021-11-20 | HANWHA Q-CELLS | Q.PEAK DUO BLK-G6+ 335 | Solar Panels |  | 0.335 | 24 | 118 | 22 |  | Fixed | Roof
NJSTRE1546147215 |  | Transition Incentive Program | Paulsboro | 8066 | 15 | 7.02 | Residential | Yes | Behind the Meter | Net-metered residential rooftop and canopy |  | None | Bright Planet Solar | AC Electric | Accepted | 2020-11-18 | 2020-11-20 | 2021-11-20 | SOLAR EDGE | SE6000H-USRGM | Inverters | 6000 |  | 1 |  |  | 0.98 |  | Outdoor | OUTSIDE
NJSTRE1546147215 |  | Transition Incentive Program | Paulsboro | 8066 | 15 | 7.02 | Residential | Yes | Behind the Meter | Net-metered residential rooftop and canopy |  | None | Bright Planet Solar | AC Electric | Accepted | 2020-11-18 | 2020-11-20 | 2021-11-20 | LONGI | LR6-60HPB-305M | Solar Panels |  | 0.305 | 12 | 272 | 39 |  | Fixed | Roof
NJSTRE1546147215 |  | Transition Incentive Program | Paulsboro | 8066 | 15 | 7.02 | Residential | Yes | Behind the Meter | Net-metered residential rooftop and canopy |  | None | Bright Planet Solar | AC Electric | Accepted | 2020-11-18 | 2020-11-20 | 2021-11-20 | LONGI | LR6-60HPB-305M | Solar Panels |  | 0.305 | 11 | 91 | 39 |  | Fixed | Roof
NJSTRE1546147222 |  | Transition Incentive Program | Monroe Township | 8831 | 11 | 8 | Residential | No | Behind the Meter | Net-metered residential rooftop and canopy |  | None | Solar Energy World | JCP&L | Accepted | 2020-11-18 | 2020-11-20 | 2021-11-20 | Enphase Energy | IQ7-60-2-US | Inverters | 240 |  | 1 |  |  | 0.976 |  | Outdoor | near panels
NJSTRE1546147222 |  | Transition Incentive Program | Monroe Township | 8831 | 11 | 8 | Residential | No | Behind the Meter | Net-metered residential rooftop and canopy |  | None | Solar Energy World | JCP&L | Accepted | 2020-11-18 | 2020-11-20 | 2021-11-20 | Silfab | SIL320NL | Solar Panels |  | 0.32 | 8 | 220 | 35 |  | Fixed | Roof
NJSTRE1546147222 |  | Transition Incentive Program | Monroe Township | 8831 | 11 | 8 | Residential | No | Behind the Meter | Net-metered residential rooftop and canopy |  | None | Solar Energy World | JCP&L | Accepted | 2020-11-18 | 2020-11-20 | 2021-11-20 | Silfab | SIL320NL | Solar Panels |  | 0.32 | 9 | 130 | 35 |  | Fixed | Roof
NJSTRE1546147222 |  | Transition Incentive Program | Monroe Township | 8831 | 11 | 8 | Residential | No | Behind the Meter | Net-metered residential rooftop and canopy |  | None | Solar Energy World | JCP&L | Accepted | 2020-11-18 | 2020-11-20 | 2021-11-20 | Silfab | SIL320NL | Solar Panels |  | 0.32 | 8 | 310 | 35 |  | Fixed | Roof
NJSTRE1546147224 |  | Transition Incentive Program | Sicklerville | 8081 | 14 | 6.54 | Residential | No | Behind the Meter | Net-metered residential rooftop and canopy |  | None | Seabright Solar | AC Electric | Accepted | 2020-11-18 | 2020-11-20 | 2021-11-20 | Enphase | IQ7XS-96-ACM-US | Inverters | 0.315 |  | 20 |  |  | 0.99 |  | Outside | Roof
NJSTRE1546147224 |  | Transition Incentive Program | Sicklerville | 8081 | 14 | 6.54 | Residential | No | Behind the Meter | Net-metered residential rooftop and canopy |  | None | Seabright Solar | AC Electric | Accepted | 2020-11-18 | 2020-11-20 | 2021-11-20 | Sunpower | SPR-E20-327 | Solar Panels |  | 0.327 | 5 | 262 | 26 |  | Fixed | Roof
NJSTRE1546147224 |  | Transition Incentive Program | Sicklerville | 8081 | 14 | 6.54 | Residential | No | Behind the Meter | Net-metered residential rooftop and canopy |  | None | Seabright Solar | AC Electric | Accepted | 2020-11-18 | 2020-11-20 | 2021-11-20 | Sunpower | SPR-E20-327 | Solar Panels |  | 0.327 | 15 | 262 | 26 |  | Fixed | Roof
NJSTRE1546147231 |  | Transition Incentive Program | Lumberton | 8048 | 13 | 7.15 | Residential | Yes | Behind the Meter | Net-metered residential rooftop and canopy |  | None | SunnyMac LLC | PSE&G | Accepted | 2020-11-18 | 2020-11-20 | 2021-11-20 | Solaredge | SE5000H-US | Inverters | 5000 |  | 1 |  |  | 0.99 |  | Outdoor | Next to Meter
NJSTRE1546147231 |  | Transition Incentive Program | Lumberton | 8048 | 13 | 7.15 | Residential | Yes | Behind the Meter | Net-metered residential rooftop and canopy |  | None | SunnyMac LLC | PSE&G | Accepted | 2020-11-18 | 2020-11-20 | 2021-11-20 | REC | TwinPeak 2 Mono | Solar Panels |  | 0.325 | 6 | 166 | 23 |  | Fixed | Roof
NJSTRE1546147231 |  | Transition Incentive Program | Lumberton | 8048 | 13 | 7.15 | Residential | Yes | Behind the Meter | Net-metered residential rooftop and canopy |  | None | SunnyMac LLC | PSE&G | Accepted | 2020-11-18 | 2020-11-20 | 2021-11-20 | REC | Twinpeak 2 Mono | Solar Panels |  | 0.325 | 16 | 76 | 23 |  | Fixed | Roof
NJSTRE1546147239 |  | Transition Incentive Program | Little Egg Harbor Township | 8087 | 18 | 6.41 | Residential | No | Behind the Meter | Net-metered residential rooftop and canopy |  | None | Sunrun Installation Services, Inc. | AC Electric | Accepted | 2020-11-18 | 2020-11-20 | 2021-11-20 | Enphase Energy | IQ7-60-x-US (240V) | Inverters | 240 |  | 21 |  |  | 0.96 |  | Outdoor | Rooftop
NJSTRE1546147239 |  | Transition Incentive Program | Little Egg Harbor Township | 8087 | 18 | 6.41 | Residential | No | Behind the Meter | Net-metered residential rooftop and canopy |  | None | Sunrun Installation Services, Inc. | AC Electric | Accepted | 2020-11-18 | 2020-11-20 | 2021-11-20 | LONGi Green Energy Technology Co Ltd | LR6-60HPB-305M | Solar Panels |  | 0.305 | 21 | 202 | 25 |  | Fixed | Roof
NJSTRE1546147242 |  | Transition Incentive Program | Paulsboro | 8066 | 15 | 5.99 | Residential | No | Behind the Meter | Net-metered residential rooftop and canopy |  | None | Kaitanna Solar, LLC | AC Electric | Accepted | 2020-11-18 | 2020-11-20 | 2021-11-20 | Enphase | Envoy | Meters |  |  | 1 |  |  |  | Yes
NJSTRE1546147242 |  | Transition Incentive Program | Paulsboro | 8066 | 15 | 5.99 | Residential | No | Behind the Meter | Net-metered residential rooftop and canopy |  | None | Kaitanna Solar, LLC | AC Electric | Accepted | 2020-11-18 | 2020-11-20 | 2021-11-20 | Enphase | IQ7 | Inverters | 240 |  | 19 |  |  | 0.97 |  | Outside | Under Modules
NJSTRE1546147242 |  | Transition Incentive Program | Paulsboro | 8066 | 15 | 5.99 | Residential | No | Behind the Meter | Net-metered residential rooftop and canopy |  | None | Kaitanna Solar, LLC | AC Electric | Accepted | 2020-11-18 | 2020-11-20 | 2021-11-20 | Canadian Solar | CS3K-315MS | Solar Panels |  | 0.315 | 7 | 0 | 30 |  | Fixed | Roof
NJSTRE1546147242 |  | Transition Incentive Program | Paulsboro | 8066 | 15 | 5.99 | Residential | No | Behind the Meter | Net-metered residential rooftop and canopy |  | None | Kaitanna Solar, LLC | AC Electric | Accepted | 2020-11-18 | 2020-11-20 | 2021-11-20 | Canadian Solar | CS3K-315MS | Solar Panels |  | 0.315 | 5 | 90 | 30 |  | Fixed | Roof
NJSTRE1546147242 |  | Transition Incentive Program | Paulsboro | 8066 | 15 | 5.99 | Residential | No | Behind the Meter | Net-metered residential rooftop and canopy |  | None | Kaitanna Solar, LLC | AC Electric | Accepted | 2020-11-18 | 2020-11-20 | 2021-11-20 | Canadian Solar | CS3K-315MS | Solar Panels |  | 0.315 | 7 | 180 | 30 |  | Fixed | Roof
NJSTRE1546147248 |  | Transition Incentive Program | Old Bridge | 8857 | 11 | 7.3 | Residential | Yes | Behind the Meter | Net-metered residential rooftop and canopy |  | None | Freedom Forever New Jersey LLC | JCP&L | Accepted | 2020-11-24 | 2020-11-24 | 2021-11-24 | Solar Edge | SE7600H-US [SI1] RGM | Inverters | 7600 |  | 1 |  |  | 0.99 |  | Outdoor | n/a
NJSTRE1546147248 |  | Transition Incentive Program | Old Bridge | 8857 | 11 | 7.3 | Residential | Yes | Behind the Meter | Net-metered residential rooftop and canopy |  | None | Freedom Forever New Jersey LLC | JCP&L | Accepted | 2020-11-24 | 2020-11-24 | 2021-11-24 | LG | LG365Q1C-A5 | Solar Panels |  | 0.365 | 3 | 3 | 36 |  | Fixed | Roof | n/a
NJSTRE1546147248 |  | Transition Incentive Program | Old Bridge | 8857 | 11 | 7.3 | Residential | Yes | Behind the Meter | Net-metered residential rooftop and canopy |  | None | Freedom Forever New Jersey LLC | JCP&L | Accepted | 2020-11-24 | 2020-11-24 | 2021-11-24 | LG | LG365Q1C-A5 | Solar Panels |  | 0.365 | 4 | 4 | 36 |  | Fixed | Roof | n/a
NJSTRE1546147248 |  | Transition Incentive Program | Old Bridge | 8857 | 11 | 7.3 | Residential | Yes | Behind the Meter | Net-metered residential rooftop and canopy |  | None | Freedom Forever New Jersey LLC | JCP&L | Accepted | 2020-11-24 | 2020-11-24 | 2021-11-24 | LG | LG365Q1C-A5 | Solar Panels |  | 0.365 | 5 | 2 | 36 |  | Fixed | Roof | n/a
NJSTRE1546147248 |  | Transition Incentive Program | Old Bridge | 8857 | 11 | 7.3 | Residential | Yes | Behind the Meter | Net-metered residential rooftop and canopy |  | None | Freedom Forever New Jersey LLC | JCP&L | Accepted | 2020-11-24 | 2020-11-24 | 2021-11-24 | LG | LG365Q1C-A5 | Solar Panels |  | 0.365 | 8 | 1 | 36 |  | Fixed | Roof | n/a
NJSTRE1546147253 |  | Transition Incentive Program | Mount Royal | 8061 | 15 | 7.19 | Residential | No | Behind the Meter | Net-metered residential ground mount |  | None | Seabright Solar | AC Electric | Accepted | 2020-11-18 | 2020-11-20 | 2021-11-20 | Sunpower | PVS 6 | Meters |  |  | 1 |  |  |  | Yes | Outdoor
NJSTRE1546147253 |  | Transition Incentive Program | Mount Royal | 8061 | 15 | 7.19 | Residential | No | Behind the Meter | Net-metered residential ground mount |  | None | Seabright Solar | AC Electric | Accepted | 2020-11-18 | 2020-11-20 | 2021-11-20 | Enphase | IQ7XS-96-ACM-US | Inverters | 0.315 |  | 22 |  |  | 0.99 |  | Outside | Roof
NJSTRE1546147253 |  | Transition Incentive Program | Mount Royal | 8061 | 15 | 7.19 | Residential | No | Behind the Meter | Net-metered residential ground mount |  | None | Seabright Solar | AC Electric | Accepted | 2020-11-18 | 2020-11-20 | 2021-11-20 | Sunpower | SPR-E20-327 | Solar Panels |  | 0.327 | 15 | 230 | 34 |  | Fixed | Roof
NJSTRE1546147253 |  | Transition Incentive Program | Mount Royal | 8061 | 15 | 7.19 | Residential | No | Behind the Meter | Net-metered residential ground mount |  | None | Seabright Solar | AC Electric | Accepted | 2020-11-18 | 2020-11-20 | 2021-11-20 | Sunpower | SPR-E20-327 | Solar Panels |  | 0.327 | 4 | 230 | 18 |  | Fixed | Roof
NJSTRE1546147253 |  | Transition Incentive Program | Mount Royal | 8061 | 15 | 7.19 | Residential | No | Behind the Meter | Net-metered residential ground mount |  | None | Seabright Solar | AC Electric | Accepted | 2020-11-18 | 2020-11-20 | 2021-11-20 | Sunpower | SPR-E20-327 | Solar Panels |  | 0.327 | 3 | 140 | 37 |  | Fixed | Roof
NJSTRE1546147266 |  | Transition Incentive Program | Jackson | 8527 | 18 | 14.88 | Residential | Yes | Behind the Meter | Net-metered residential rooftop and canopy |  | None | Bright Planet Solar | JCP&L | Accepted | 2020-11-18 | 2020-11-20 | 2021-11-20 | SOLAR EDGE | SE11400H-USRGM | Inverters | 11400 |  | 1 |  |  | 0.98 |  | Outdoor | OUTSIDE
NJSTRE1546147266 |  | Transition Incentive Program | Jackson | 8527 | 18 | 14.88 | Residential | Yes | Behind the Meter | Net-metered residential rooftop and canopy |  | None | Bright Planet Solar | JCP&L | Accepted | 2020-11-18 | 2020-11-20 | 2021-11-20 | HANWHA Q-CELLS | Q.PEAK DUO BLK-G5 310W | Solar Panels |  | 0.31 | 15 | 182 | 33 |  | Fixed | Roof
NJSTRE1546147266 |  | Transition Incentive Program | Jackson | 8527 | 18 | 14.88 | Residential | Yes | Behind the Meter | Net-metered residential rooftop and canopy |  | None | Bright Planet Solar | JCP&L | Accepted | 2020-11-18 | 2020-11-20 | 2021-11-20 | HANWHA Q-CELLS | Q.PEAK DUO BLK-G5 310W | Solar Panels |  | 0.31 | 9 | 182 | 26 |  | Fixed | Roof
NJSTRE1546147266 |  | Transition Incentive Program | Jackson | 8527 | 18 | 14.88 | Residential | Yes | Behind the Meter | Net-metered residential rooftop and canopy |  | None | Bright Planet Solar | JCP&L | Accepted | 2020-11-18 | 2020-11-20 | 2021-11-20 | HANWHA Q-CELLS | Q.PEAK DUO BLK-G5 310W | Solar Panels |  | 0.31 | 12 | 2 | 26 |  | Fixed | Roof
NJSTRE1546147266 |  | Transition Incentive Program | Jackson | 8527 | 18 | 14.88 | Residential | Yes | Behind the Meter | Net-metered residential rooftop and canopy |  | None | Bright Planet Solar | JCP&L | Accepted | 2020-11-18 | 2020-11-20 | 2021-11-20 | HANWHA Q-CELLS | Q.PEAK DUO BLK-G5 310W | Solar Panels |  | 0.31 | 12 | 33 | 2 |  | Fixed | Roof
NJSTRE1546147281 |  | Transition Incentive Program | Manahawkin | 8050 | 18 | 5.6 | Residential | Yes | Behind the Meter | Net-metered residential rooftop and canopy |  | None | Pro Custom Solar dba Momentum Solar | AC Electric | Accepted | 2020-11-18 | 2020-11-20 | 2021-11-20 | Enphase | IQ7PLUS-72-2-US | Inverters | 290 |  | 16 |  |  | 0.97 |  | Outdoor | Roof
NJSTRE1546147281 |  | Transition Incentive Program | Manahawkin | 8050 | 18 | 5.6 | Residential | Yes | Behind the Meter | Net-metered residential rooftop and canopy |  | None | Pro Custom Solar dba Momentum Solar | AC Electric | Accepted | 2020-11-18 | 2020-11-20 | 2021-11-20 | LG | LG 350N1C-V5 | Solar Panels |  | 0.35 | 2 | 192 | 16 |  | Fixed | Roof
NJSTRE1546147281 |  | Transition Incentive Program | Manahawkin | 8050 | 18 | 5.6 | Residential | Yes | Behind the Meter | Net-metered residential rooftop and canopy |  | None | Pro Custom Solar dba Momentum Solar | AC Electric | Accepted | 2020-11-18 | 2020-11-20 | 2021-11-20 | LG | LG 350N1C-V5 | Solar Panels |  | 0.35 | 14 | 101 | 17 |  | Fixed | Roof
NJSTRE1546147297 |  | Transition Incentive Program | Manahawkin | 8050 | 18 | 11.2 | Residential | Yes | Behind the Meter | Net-metered residential rooftop and canopy |  | None | Pro Custom Solar dba Momentum Solar | AC Electric | Accepted | 2020-11-18 | 2020-11-20 | 2021-11-20 | Enphase | IQ7PLUS-72-2-US | Inverters | 290 |  | 32 |  |  | 0.97 |  | Outdoor | Roof
NJSTRE1546147297 |  | Transition Incentive Program | Manahawkin | 8050 | 18 | 11.2 | Residential | Yes | Behind the Meter | Net-metered residential rooftop and canopy |  | None | Pro Custom Solar dba Momentum Solar | AC Electric | Accepted | 2020-11-18 | 2020-11-20 | 2021-11-20 | LG | LG 350N1C-V5 | Solar Panels |  | 0.35 | 10 | 66 | 24 |  | Fixed | Roof
NJSTRE1546147297 |  | Transition Incentive Program | Manahawkin | 8050 | 18 | 11.2 | Residential | Yes | Behind the Meter | Net-metered residential rooftop and canopy |  | None | Pro Custom Solar dba Momentum Solar | AC Electric | Accepted | 2020-11-18 | 2020-11-20 | 2021-11-20 | LG | LG 350N1C-V5 | Solar Panels |  | 0.35 | 22 | 246 | 24 |  | Fixed | Roof
NJSTRE1546147305 |  | Transition Incentive Program | Vineland | 8360 | 20 | 6.8 | Residential | No | Behind the Meter | Net-metered residential rooftop and canopy |  | None | Vision Solar LLC | Vineland Muni Electric | Accepted | 2020-11-18 | 2020-11-20 | 2021-11-20 | ENPHASE | IQ7-60-2-US | Inverters | 0.24 |  | 20 |  |  | 0.96 |  | Other | BEHIND EACH PANEL
NJSTRE1546147305 |  | Transition Incentive Program | Vineland | 8360 | 20 | 6.8 | Residential | No | Behind the Meter | Net-metered residential rooftop and canopy |  | None | Vision Solar LLC | Vineland Muni Electric | Accepted | 2020-11-18 | 2020-11-20 | 2021-11-20 | HANWHA Q-CELLS | Q.PEAK DUO BLK-G6+ 340 | Solar Panels |  | 0.34 | 20 | 183 | 24 |  | Fixed | Roof
NJSTRE1546147306 |  | Transition Incentive Program | Toms River | 8757 | 18 | 7.02 | Residential | Yes | Behind the Meter | Net-metered residential rooftop and canopy |  | None | Bright Planet Solar | JCP&L | Accepted | 2020-11-18 | 2020-11-23 | 2021-11-23 | SOLAR EDGE | SE6000H-USRGM | Inverters | 6000 |  | 1 |  |  | 0.98 |  | Outdoor | OUTSIDE
NJSTRE1546147306 |  | Transition Incentive Program | Toms River | 8757 | 18 | 7.02 | Residential | Yes | Behind the Meter | Net-metered residential rooftop and canopy |  | None | Bright Planet Solar | JCP&L | Accepted | 2020-11-18 | 2020-11-23 | 2021-11-23 | LONGI | LR6-60HPB-305M | Solar Panels |  | 0.305 | 20 | 183 | 22 |  | Fixed | Roof
NJSTRE1546147306 |  | Transition Incentive Program | Toms River | 8757 | 18 | 7.02 | Residential | Yes | Behind the Meter | Net-metered residential rooftop and canopy |  | None | Bright Planet Solar | JCP&L | Accepted | 2020-11-18 | 2020-11-23 | 2021-11-23 | LONGI | LR6-60HPB-305M | Solar Panels |  | 0.305 | 3 | 93 | 22 |  | Fixed | Roof
NJSTRE1546147313 |  | Transition Incentive Program | Williamstown | 8094 | 15 | 6.4 | Residential | No | Behind the Meter | Net-metered residential rooftop and canopy |  | None | Orbit Energy & Power, LLC | AC Electric | Accepted | 2020-11-18 | 2020-11-23 | 2021-11-23 | ENPHASE ENERGY | IQ7-60-2-US | Inverters | 240 |  | 20 |  |  | 0.99 |  | Other | UNDER EACH PANEL
NJSTRE1546147313 |  | Transition Incentive Program | Williamstown | 8094 | 15 | 6.4 | Residential | No | Behind the Meter | Net-metered residential rooftop and canopy |  | None | Orbit Energy & Power, LLC | AC Electric | Accepted | 2020-11-18 | 2020-11-23 | 2021-11-23 | HANWHA | Q PEAK CELLS 320W | Solar Panels |  | 0.32 | 20 | 279 | 20 |  | Fixed | Roof
NJSTRE1546147318 |  | Transition Incentive Program | Strathmere | 8248 | 21 | 14.95 | Residential | No | Behind the Meter | Net-metered residential rooftop and canopy |  | None | EMT Renewables | AC Electric | Accepted | 2020-11-18 | 2020-11-20 | 2021-11-20 | Enphase | IQ7-60-2-US | Inverters | 240 |  | 46 |  |  | 0.97 |  | Outside | under panels
NJSTRE1546147318 |  | Transition Incentive Program | Strathmere | 8248 | 21 | 14.95 | Residential | No | Behind the Meter | Net-metered residential rooftop and canopy |  | None | EMT Renewables | AC Electric | Accepted | 2020-11-18 | 2020-11-20 | 2021-11-20 | Trina | TSM-325-DD06M.05(II) | Solar Panels |  | 0.325 | 15 | 216 | 22 |  | Fixed | Roof
NJSTRE1546147318 |  | Transition Incentive Program | Strathmere | 8248 | 21 | 14.95 | Residential | No | Behind the Meter | Net-metered residential rooftop and canopy |  | None | EMT Renewables | AC Electric | Accepted | 2020-11-18 | 2020-11-20 | 2021-11-20 | Trina | TSM-325-DD06M.05(II) | Solar Panels |  | 0.325 | 8 | 36 | 22 |  | Fixed | Roof
NJSTRE1546147318 |  | Transition Incentive Program | Strathmere | 8248 | 21 | 14.95 | Residential | No | Behind the Meter | Net-metered residential rooftop and canopy |  | None | EMT Renewables | AC Electric | Accepted | 2020-11-18 | 2020-11-20 | 2021-11-20 | Trina | TSM-325-DD06M.05(II) | Solar Panels |  | 0.325 | 11 | 216 | 22 |  | Fixed | Roof
NJSTRE1546147318 |  | Transition Incentive Program | Strathmere | 8248 | 21 | 14.95 | Residential | No | Behind the Meter | Net-metered residential rooftop and canopy |  | None | EMT Renewables | AC Electric | Accepted | 2020-11-18 | 2020-11-20 | 2021-11-20 | Trina | TSM-325-DD06M.05(II) | Solar Panels |  | 0.325 | 12 | 36 | 22 |  | Fixed | Roof
NJSTRE1546147361 |  | Transition Incentive Program | Millstone Township | 8535 | 17 | 14.62 | Residential | No | Behind the Meter | Net-metered residential rooftop and canopy |  | None | Tesla Energy Operations Inc. | JCP&L | Accepted | 2020-11-18 | 2020-11-20 | 2021-11-20 | SolarEdge Technologies | SE7600H-US [240V] | Inverters | 7600 |  | 1 |  |  | 0.99 |  | Outside | Outside
NJSTRE1546147361 |  | Transition Incentive Program | Millstone Township | 8535 | 17 | 14.62 | Residential | No | Behind the Meter | Net-metered residential rooftop and canopy |  | None | Tesla Energy Operations Inc. | JCP&L | Accepted | 2020-11-18 | 2020-11-20 | 2021-11-20 | Hanwha Q-CELLS | Q.Peak DUO BLK-G6+ 340 | Solar Panels |  | 0.34 | 4 | 288 | 23 |  | Fixed | Roof
NJSTRE1546147361 |  | Transition Incentive Program | Millstone Township | 8535 | 17 | 14.62 | Residential | No | Behind the Meter | Net-metered residential rooftop and canopy |  | None | Tesla Energy Operations Inc. | JCP&L | Accepted | 2020-11-18 | 2020-11-20 | 2021-11-20 | Hanwha Q-CELLS | Q.Peak DUO BLK-G6+ 340 | Solar Panels |  | 0.34 | 13 | 288 | 23 |  | Fixed | Roof
NJSTRE1546147361 |  | Transition Incentive Program | Millstone Township | 8535 | 17 | 14.62 | Residential | No | Behind the Meter | Net-metered residential rooftop and canopy |  | None | Tesla Energy Operations Inc. | JCP&L | Accepted | 2020-11-18 | 2020-11-20 | 2021-11-20 | Hanwha Q-CELLS | Q.Peak DUO BLK-G6+ 340 | Solar Panels |  | 0.34 | 6 | 108 | 23 |  | Fixed | Roof
NJSTRE1546147361 |  | Transition Incentive Program | Millstone Township | 8535 | 17 | 14.62 | Residential | No | Behind the Meter | Net-metered residential rooftop and canopy |  | None | Tesla Energy Operations Inc. | JCP&L | Accepted | 2020-11-18 | 2020-11-20 | 2021-11-20 | Hanwha Q-CELLS | Q.Peak DUO BLK-G6+ 340 | Solar Panels |  | 0.34 | 2 | 18 | 18 |  | Fixed | Roof
NJSTRE1546147361 |  | Transition Incentive Program | Millstone Township | 8535 | 17 | 14.62 | Residential | No | Behind the Meter | Net-metered residential rooftop and canopy |  | None | Tesla Energy Operations Inc. | JCP&L | Accepted | 2020-11-18 | 2020-11-20 | 2021-11-20 | Hanwha Q-CELLS | Q.Peak DUO BLK-G6+ 340 | Solar Panels |  | 0.34 | 10 | 198 | 30 |  | Fixed | Roof
NJSTRE1546147361 |  | Transition Incentive Program | Millstone Township | 8535 | 17 | 14.62 | Residential | No | Behind the Meter | Net-metered residential rooftop and canopy |  | None | Tesla Energy Operations Inc. | JCP&L | Accepted | 2020-11-18 | 2020-11-20 | 2021-11-20 | Hanwha Q-CELLS | Q.Peak DUO BLK-G6+ 340 | Solar Panels |  | 0.34 | 8 | 288 | 12 |  | Fixed | Roof
NJSTRE1546147363 |  | Transition Incentive Program | West Deptford | 8096 | 15 | 12.6 | Residential | No | Behind the Meter | Net-metered residential rooftop and canopy |  | None | Kaitanna Solar, LLC | PSE&G | Accepted | 2020-11-18 | 2020-11-20 | 2021-11-20 | Enphase | Envoy | Meters |  |  | 1 |  |  |  | Yes
NJSTRE1546147363 |  | Transition Incentive Program | West Deptford | 8096 | 15 | 12.6 | Residential | No | Behind the Meter | Net-metered residential rooftop and canopy |  | None | Kaitanna Solar, LLC | PSE&G | Accepted | 2020-11-18 | 2020-11-20 | 2021-11-20 | Enphase | IQ7 | Inverters | 240 |  | 40 |  |  | 0.97 |  | Outside | Under Modules
NJSTRE1546147363 |  | Transition Incentive Program | West Deptford | 8096 | 15 | 12.6 | Residential | No | Behind the Meter | Net-metered residential rooftop and canopy |  | None | Kaitanna Solar, LLC | PSE&G | Accepted | 2020-11-18 | 2020-11-20 | 2021-11-20 | Canadian Solar | CS3K-315MS | Solar Panels |  | 0.315 | 6 | 353 | 27 |  | Fixed | Roof
NJSTRE1546147363 |  | Transition Incentive Program | West Deptford | 8096 | 15 | 12.6 | Residential | No | Behind the Meter | Net-metered residential rooftop and canopy |  | None | Kaitanna Solar, LLC | PSE&G | Accepted | 2020-11-18 | 2020-11-20 | 2021-11-20 | Canadian Solar | CS3K-315MS | Solar Panels |  | 0.315 | 22 | 164 | 27 |  | Fixed | Roof
NJSTRE1546147363 |  | Transition Incentive Program | West Deptford | 8096 | 15 | 12.6 | Residential | No | Behind the Meter | Net-metered residential rooftop and canopy |  | None | Kaitanna Solar, LLC | PSE&G | Accepted | 2020-11-18 | 2020-11-20 | 2021-11-20 | Canadian Solar | CS3K-315MS | Solar Panels |  | 0.315 | 12 | 353 | 9 |  | Fixed | Roof
NJSTRE1546147366 |  | Transition Incentive Program | Ridgewood | 7450 | 7 | 5.89 | Residential | Yes | Behind the Meter | Net-metered residential rooftop and canopy |  | None | Sunrun Installation Services, Inc. | PSE&G | Accepted | 2020-11-18 | 2020-11-23 | 2021-11-23 | Enphase Energy | IQ7-60-x-US (240V) | Inverters | 240 |  | 19 |  |  | 0.96 |  | Outdoor | Rooftop
NJSTRE1546147366 |  | Transition Incentive Program | Ridgewood | 7450 | 7 | 5.89 | Residential | Yes | Behind the Meter | Net-metered residential rooftop and canopy |  | None | Sunrun Installation Services, Inc. | PSE&G | Accepted | 2020-11-18 | 2020-11-23 | 2021-11-23 | LONGi Green Energy Technology Co Ltd | LR6-60HPB-310M | Solar Panels |  | 0.31 | 12 | 102 | 29 |  | Fixed | Roof
NJSTRE1546147366 |  | Transition Incentive Program | Ridgewood | 7450 | 7 | 5.89 | Residential | Yes | Behind the Meter | Net-metered residential rooftop and canopy |  | None | Sunrun Installation Services, Inc. | PSE&G | Accepted | 2020-11-18 | 2020-11-23 | 2021-11-23 | LONGi Green Energy Technology Co Ltd | LR6-60HPB-310M | Solar Panels |  | 0.31 | 7 | 282 | 32 |  | Fixed | Roof
NJSTRE1546147370 |  | Transition Incentive Program | Columbus | 8022 | 13 | 4.36 | Residential | No | Behind the Meter | Net-metered residential rooftop and canopy |  | None | Vision Solar LLC | PSE&G | Accepted | 2020-11-18 | 2020-11-20 | 2021-11-20 | ENPHASE | IQ7-60-2-US | Inverters | 0.24 |  | 13 |  |  | 0.96 |  | Other | BEHIND EACH PANEL
NJSTRE1546147370 |  | Transition Incentive Program | Columbus | 8022 | 13 | 4.36 | Residential | No | Behind the Meter | Net-metered residential rooftop and canopy |  | None | Vision Solar LLC | PSE&G | Accepted | 2020-11-18 | 2020-11-20 | 2021-11-20 | ENPHASE | IQ7-60-2-US | Solar Panels |  | 0.335 | 13 | 266 | 20 |  | Fixed | Roof
NJSTRE1546147375 |  | Transition Incentive Program | East Orange | 7017 | 9 | 5.19 | Residential | Yes | Behind the Meter | Net-metered residential rooftop and canopy |  | None | Sunrun Installation Services, Inc. | PSE&G | Accepted | 2020-11-18 | 2020-11-23 | 2021-11-23 | Enphase Energy | IQ7-60-x-US (240V) | Inverters | 240 |  | 17 |  |  | 0.96 |  | Outdoor | Rooftop
NJSTRE1546147375 |  | Transition Incentive Program | East Orange | 7017 | 9 | 5.19 | Residential | Yes | Behind the Meter | Net-metered residential rooftop and canopy |  | None | Sunrun Installation Services, Inc. | PSE&G | Accepted | 2020-11-18 | 2020-11-23 | 2021-11-23 | LONGi Green Energy Technology Co Ltd | LR6-60HPB-305M | Solar Panels |  | 0.305 | 11 | 196 | 45 |  | Fixed | Roof
NJSTRE1546147375 |  | Transition Incentive Program | East Orange | 7017 | 9 | 5.19 | Residential | Yes | Behind the Meter | Net-metered residential rooftop and canopy |  | None | Sunrun Installation Services, Inc. | PSE&G | Accepted | 2020-11-18 | 2020-11-23 | 2021-11-23 | LONGi Green Energy Technology Co Ltd | LR6-60HPB-305M | Solar Panels |  | 0.305 | 6 | 15 | 4 |  | Fixed | Roof
NJSTRE1546147376 |  | Transition Incentive Program | Bridgewater TWP | 8807 | 5 | 6.12 | Residential | Yes | Behind the Meter | Net-metered residential rooftop and canopy |  | None | Tesla Energy Operations Inc. | PSE&G | Accepted | 2020-11-18 | 2020-11-20 | 2021-11-20 | Delta Electronics | M8-TL-US [240V] | Inverters | 7680 |  | 1 |  |  | 0.975 |  | Outside | Outside
NJSTRE1546147376 |  | Transition Incentive Program | Bridgewater TWP | 8807 | 5 | 6.12 | Residential | Yes | Behind the Meter | Net-metered residential rooftop and canopy |  | None | Tesla Energy Operations Inc. | PSE&G | Accepted | 2020-11-18 | 2020-11-20 | 2021-11-20 | Hanwha Q-CELLS | Q.Peak DUO BLK-G6+ 340 | Solar Panels |  | 0.34 | 10 | 178 | 40 |  | Fixed | Roof
NJSTRE1546147376 |  | Transition Incentive Program | Bridgewater TWP | 8807 | 5 | 6.12 | Residential | Yes | Behind the Meter | Net-metered residential rooftop and canopy |  | None | Tesla Energy Operations Inc. | PSE&G | Accepted | 2020-11-18 | 2020-11-20 | 2021-11-20 | Hanwha Q-CELLS | Q.Peak DUO BLK-G6+ 340 | Solar Panels |  | 0.34 | 8 | 268 | 40 |  | Fixed | Roof
NJSTRE1546147394 |  | Transition Incentive Program | Toms River | 8755 | 18 | 8.64 | Residential | Yes | Behind the Meter | Net-metered residential rooftop and canopy |  | None | Sunrun Installation Services, Inc. | JCP&L | Accepted | 2020-11-18 | 2020-11-20 | 2021-11-20 | LG Chem | RESU 10H SEG | Electric Storage Battery |  |  | 1 |  |  |  | Lithium Ion |  | outside
NJSTRE1546147394 |  | Transition Incentive Program | Toms River | 8755 | 18 | 8.64 | Residential | Yes | Behind the Meter | Net-metered residential rooftop and canopy |  | None | Sunrun Installation Services, Inc. | JCP&L | Accepted | 2020-11-18 | 2020-11-20 | 2021-11-20 | Delta Electronics | E8-TL-US | Inverters | 8000 |  | 1 |  |  | 0.96 |  | Outdoor | Next To Meter
NJSTRE1546147394 |  | Transition Incentive Program | Toms River | 8755 | 18 | 8.64 | Residential | Yes | Behind the Meter | Net-metered residential rooftop and canopy |  | None | Sunrun Installation Services, Inc. | JCP&L | Accepted | 2020-11-18 | 2020-11-20 | 2021-11-20 | LG Electronics | LG360Q1C-A5 | Solar Panels |  | 0.36 | 24 | 175 | 36 |  | Fixed | Roof
NJSTRE1546147395 |  | Transition Incentive Program | Sicklerville | 8081 | 14 | 6.21 | Residential | No | Behind the Meter | Net-metered residential rooftop and canopy |  | None | Seabright Solar | AC Electric | Accepted | 2020-11-19 | 2020-11-20 | 2021-11-20 | Enphase | IQ7XS-96-ACM-US | Inverters | 0.315 |  | 19 |  |  | 0.99 |  | Outside | Roof
NJSTRE1546147395 |  | Transition Incentive Program | Sicklerville | 8081 | 14 | 6.21 | Residential | No | Behind the Meter | Net-metered residential rooftop and canopy |  | None | Seabright Solar | AC Electric | Accepted | 2020-11-19 | 2020-11-20 | 2021-11-20 | Sunpower | SPR-E20-327 | Solar Panels |  | 0.327 | 19 | 210 | 26 |  | Fixed | Roof
NJSTRE1546147401 |  | Transition Incentive Program | East Amwell Township | 8551 | 4 | 3.8 | Residential | Yes | Behind the Meter | Net-metered residential rooftop and canopy |  | None | Sunrun Installation Services, Inc. | JCP&L | Accepted | 2020-11-18 | 2020-11-20 | 2021-11-20 | Enphase Energy | IQ7PLUS-72-x-US (240V) | Inverters | 290 |  | 11 |  |  | 0.96 |  | Outdoor | Rooftop
NJSTRE1546147401 |  | Transition Incentive Program | East Amwell Township | 8551 | 4 | 3.8 | Residential | Yes | Behind the Meter | Net-metered residential rooftop and canopy |  | None | Sunrun Installation Services, Inc. | JCP&L | Accepted | 2020-11-18 | 2020-11-20 | 2021-11-20 | LG Electronics | LG345N1C-V5 | Solar Panels |  | 0.345 | 11 | 68 | 29 |  | Fixed | Roof
NJSTRE1546147408 |  | Transition Incentive Program | Long Beach Twp | 8008 | 18 | 13.32 | Residential | No | Behind the Meter | Net-metered residential rooftop and canopy |  | None | Azimuth Renewable Energy | AC Electric | Accepted | 2020-11-18 | 2020-12-02 | 2021-12-02 | Enphase | Envoy-s | Meters |  |  | 1 |  |  |  | Yes | Outdoor
NJSTRE1546147408 |  | Transition Incentive Program | Long Beach Twp | 8008 | 18 | 13.32 | Residential | No | Behind the Meter | Net-metered residential rooftop and canopy |  | None | Azimuth Renewable Energy | AC Electric | Accepted | 2020-11-18 | 2020-12-02 | 2021-12-02 | Enphase | IQ 7 | Inverters | 0.24 |  | 4 |  |  | 0.975 |  | Outdoor | roof
NJSTRE1546147408 |  | Transition Incentive Program | Long Beach Twp | 8008 | 18 | 13.32 | Residential | No | Behind the Meter | Net-metered residential rooftop and canopy |  | None | Azimuth Renewable Energy | AC Electric | Accepted | 2020-11-18 | 2020-12-02 | 2021-12-02 | Enphase | IQ -7 | Inverters | 0.24 |  | 2 |  |  | 0.975 |  | Outdoor | rooftop
NJSTRE1546147408 |  | Transition Incentive Program | Long Beach Twp | 8008 | 18 | 13.32 | Residential | No | Behind the Meter | Net-metered residential rooftop and canopy |  | None | Azimuth Renewable Energy | AC Electric | Accepted | 2020-11-18 | 2020-12-02 | 2021-12-02 | Enphase | IQ 7 | Inverters | 0.24 |  | 7 |  |  | 0.975 |  | Outdoor | roof
NJSTRE1546147408 |  | Transition Incentive Program | Long Beach Twp | 8008 | 18 | 13.32 | Residential | No | Behind the Meter | Net-metered residential rooftop and canopy |  | None | Azimuth Renewable Energy | AC Electric | Accepted | 2020-11-18 | 2020-12-02 | 2021-12-02 | Enphase | IQ-7 | Inverters | 0.24 |  | 2 |  |  | 0.975 |  | Outdoor | roof
NJSTRE1546147408 |  | Transition Incentive Program | Long Beach Twp | 8008 | 18 | 13.32 | Residential | No | Behind the Meter | Net-metered residential rooftop and canopy |  | None | Azimuth Renewable Energy | AC Electric | Accepted | 2020-11-18 | 2020-12-02 | 2021-12-02 | Enphase | IQ -7 | Inverters | 0.24 |  | 3 |  |  | 0.975 |  | Outdoor | roof
NJSTRE1546147408 |  | Transition Incentive Program | Long Beach Twp | 8008 | 18 | 13.32 | Residential | No | Behind the Meter | Net-metered residential rooftop and canopy |  | None | Azimuth Renewable Energy | AC Electric | Accepted | 2020-11-18 | 2020-12-02 | 2021-12-02 | Enphase | IQ 7 | Inverters | 0.24 |  | 1 |  |  | 0.975 |  | Outdoor | roof
NJSTRE1546147408 |  | Transition Incentive Program | Long Beach Twp | 8008 | 18 | 13.32 | Residential | No | Behind the Meter | Net-metered residential rooftop and canopy |  | None | Azimuth Renewable Energy | AC Electric | Accepted | 2020-11-18 | 2020-12-02 | 2021-12-02 | Enphase | IQ 7 | Inverters | 0.24 |  | 4 |  |  | 0.975 |  | Outdoor | roof
NJSTRE1546147408 |  | Transition Incentive Program | Long Beach Twp | 8008 | 18 | 13.32 | Residential | No | Behind the Meter | Net-metered residential rooftop and canopy |  | None | Azimuth Renewable Energy | AC Electric | Accepted | 2020-11-18 | 2020-12-02 | 2021-12-02 | Enphase | IQ -7 | Inverters | 0.24 |  | 2 |  |  | 0.975 |  | Outdoor | roof
NJSTRE1546147408 |  | Transition Incentive Program | Long Beach Twp | 8008 | 18 | 13.32 | Residential | No | Behind the Meter | Net-metered residential rooftop and canopy |  | None | Azimuth Renewable Energy | AC Electric | Accepted | 2020-11-18 | 2020-12-02 | 2021-12-02 | Enphase | IQ -7 | Inverters | 0.24 |  | 9 |  |  | 0.975 |  | Outdoor | roof
NJSTRE1546147408 |  | Transition Incentive Program | Long Beach Twp | 8008 | 18 | 13.32 | Residential | No | Behind the Meter | Net-metered residential rooftop and canopy |  | None | Azimuth Renewable Energy | AC Electric | Accepted | 2020-11-18 | 2020-12-02 | 2021-12-02 | Solaria | XT-370-R | Solar Panels |  | 0.37 | 6 | 301 | 23 |  | Single Axis | Roof
NJSTRE1546147408 |  | Transition Incentive Program | Long Beach Twp | 8008 | 18 | 13.32 | Residential | No | Behind the Meter | Net-metered residential rooftop and canopy |  | None | Azimuth Renewable Energy | AC Electric | Accepted | 2020-11-18 | 2020-12-02 | 2021-12-02 | Solaria | XT-370-R | Solar Panels |  | 0.37 | 4 | 211 | 53 |  | Fixed | Roof
NJSTRE1546147408 |  | Transition Incentive Program | Long Beach Twp | 8008 | 18 | 13.32 | Residential | No | Behind the Meter | Net-metered residential rooftop and canopy |  | None | Azimuth Renewable Energy | AC Electric | Accepted | 2020-11-18 | 2020-12-02 | 2021-12-02 | Solaria | XT- 370-R | Solar Panels |  | 0.37 | 9 | 121 | 40 |  | Single Axis | Roof
NJSTRE1546147408 |  | Transition Incentive Program | Long Beach Twp | 8008 | 18 | 13.32 | Residential | No | Behind the Meter | Net-metered residential rooftop and canopy |  | None | Azimuth Renewable Energy | AC Electric | Accepted | 2020-11-18 | 2020-12-02 | 2021-12-02 | Solaria | XT-370-R | Solar Panels |  | 0.37 | 1 | 301 | 40 |  | Fixed | Roof
NJSTRE1546147408 |  | Transition Incentive Program | Long Beach Twp | 8008 | 18 | 13.32 | Residential | No | Behind the Meter | Net-metered residential rooftop and canopy |  | None | Azimuth Renewable Energy | AC Electric | Accepted | 2020-11-18 | 2020-12-02 | 2021-12-02 | Solaria | XT-370-R | Solar Panels |  | 0.37 | 3 | 31 | 53 |  | Fixed | Roof
NJSTRE1546147408 |  | Transition Incentive Program | Long Beach Twp | 8008 | 18 | 13.32 | Residential | No | Behind the Meter | Net-metered residential rooftop and canopy |  | None | Azimuth Renewable Energy | AC Electric | Accepted | 2020-11-18 | 2020-12-02 | 2021-12-02 | Solaria | xt-370-R | Solar Panels |  | 0.37 | 3 | 301 | 40 |  | Fixed | Roof
NJSTRE1546147408 |  | Transition Incentive Program | Long Beach Twp | 8008 | 18 | 13.32 | Residential | No | Behind the Meter | Net-metered residential rooftop and canopy |  | None | Azimuth Renewable Energy | AC Electric | Accepted | 2020-11-18 | 2020-12-02 | 2021-12-02 | Solaria | xt37-r | Solar Panels |  | 0.37 | 2 | 211 | 53 |  | Fixed | Roof
NJSTRE1546147408 |  | Transition Incentive Program | Long Beach Twp | 8008 | 18 | 13.32 | Residential | No | Behind the Meter | Net-metered residential rooftop and canopy |  | None | Azimuth Renewable Energy | AC Electric | Accepted | 2020-11-18 | 2020-12-02 | 2021-12-02 | Solaria | XT-370-R | Solar Panels |  | 0.37 | 4 | 211 | 37 |  | Fixed | Roof
NJSTRE1546147408 |  | Transition Incentive Program | Long Beach Twp | 8008 | 18 | 13.32 | Residential | No | Behind the Meter | Net-metered residential rooftop and canopy |  | None | Azimuth Renewable Energy | AC Electric | Accepted | 2020-11-18 | 2020-12-02 | 2021-12-02 | Enphase | IQ -7 | Solar Panels |  | 0.37 | 4 | 211 | 45 |  | Single Axis | Roof
NJSTRE1546147410 |  | Transition Incentive Program | rinceton Junction | 8550 | 12 | 13.57 | Residential | Yes | Behind the Meter | Net-metered residential rooftop and canopy |  | None | Tesla Energy Operations Inc. | JCP&L | Accepted | 2020-11-18 | 2020-11-20 | 2021-11-20 | Tesla | AC Powerwall 2.0 | Electric Storage Battery |  |  | 2 |  |  |  | Lithium Ion |  | Inside
NJSTRE1546147410 |  | Transition Incentive Program | rinceton Junction | 8550 | 12 | 13.57 | Residential | Yes | Behind the Meter | Net-metered residential rooftop and canopy |  | None | Tesla Energy Operations Inc. | JCP&L | Accepted | 2020-11-18 | 2020-11-20 | 2021-11-20 | Delta | M8-TL-US [240V] | Inverters | 7680 |  | 2 |  |  | 0.975 |  | Indoor | Indoor
NJSTRE1546147410 |  | Transition Incentive Program | rinceton Junction | 8550 | 12 | 13.57 | Residential | Yes | Behind the Meter | Net-metered residential rooftop and canopy |  | None | Tesla Energy Operations Inc. | JCP&L | Accepted | 2020-11-18 | 2020-11-20 | 2021-11-20 | Tesla | SR60T1 | Solar Panels |  | 0.05847 | 21 | 114 | 40 |  | Fixed | Roof
NJSTRE1546147410 |  | Transition Incentive Program | rinceton Junction | 8550 | 12 | 13.57 | Residential | Yes | Behind the Meter | Net-metered residential rooftop and canopy |  | None | Tesla Energy Operations Inc. | JCP&L | Accepted | 2020-11-18 | 2020-11-20 | 2021-11-20 | Tesla | SR60T1 | Solar Panels |  | 0.05847 | 106 | 204 | 30 |  | Fixed | Roof
NJSTRE1546147410 |  | Transition Incentive Program | rinceton Junction | 8550 | 12 | 13.57 | Residential | Yes | Behind the Meter | Net-metered residential rooftop and canopy |  | None | Tesla Energy Operations Inc. | JCP&L | Accepted | 2020-11-18 | 2020-11-20 | 2021-11-20 | Tesla | SR60T1 | Solar Panels |  | 0.05847 | 105 | 24 | 30 |  | Fixed | Roof
NJSTRE1546147414 |  | Transition Incentive Program | Stafford Township | 8050 | 18 | 8.85 | Residential | Yes | Behind the Meter | Net-metered residential rooftop and canopy |  | None | Sunrun Installation Services, Inc. | AC Electric | Accepted | 2020-11-18 | 2020-11-20 | 2021-11-20 | Enphase Energy | IQ7-60-x-US (240V) | Inverters | 240 |  | 29 |  |  | 0.96 |  | Outdoor | Rooftop
NJSTRE1546147414 |  | Transition Incentive Program | Stafford Township | 8050 | 18 | 8.85 | Residential | Yes | Behind the Meter | Net-metered residential rooftop and canopy |  | None | Sunrun Installation Services, Inc. | AC Electric | Accepted | 2020-11-18 | 2020-11-20 | 2021-11-20 | LONGi Green Energy Technology Co Ltd | LR6-60HPB-305M | Solar Panels |  | 0.305 | 8 | 230 | 26 |  | Fixed | Roof
NJSTRE1546147414 |  | Transition Incentive Program | Stafford Township | 8050 | 18 | 8.85 | Residential | Yes | Behind the Meter | Net-metered residential rooftop and canopy |  | None | Sunrun Installation Services, Inc. | AC Electric | Accepted | 2020-11-18 | 2020-11-20 | 2021-11-20 | LONGi Green Energy Technology Co Ltd | LR6-60HPB-305M | Solar Panels |  | 0.305 | 7 | 320 | 30 |  | Fixed | Roof
NJSTRE1546147414 |  | Transition Incentive Program | Stafford Township | 8050 | 18 | 8.85 | Residential | Yes | Behind the Meter | Net-metered residential rooftop and canopy |  | None | Sunrun Installation Services, Inc. | AC Electric | Accepted | 2020-11-18 | 2020-11-20 | 2021-11-20 | LONGi Green Energy Technology Co Ltd | LR6-60HPB-305M | Solar Panels |  | 0.305 | 9 | 49 | 30 |  | Fixed | Roof
NJSTRE1546147414 |  | Transition Incentive Program | Stafford Township | 8050 | 18 | 8.85 | Residential | Yes | Behind the Meter | Net-metered residential rooftop and canopy |  | None | Sunrun Installation Services, Inc. | AC Electric | Accepted | 2020-11-18 | 2020-11-20 | 2021-11-20 | LONGi Green Energy Technology Co Ltd | LR6-60HPB-305M | Solar Panels |  | 0.305 | 5 | 139 | 27 |  | Fixed | Roof
NJSTRE1546147429 |  | Transition Incentive Program | Howell | 7731 | 17 | 12.86 | Residential | Yes | Behind the Meter | Net-metered residential rooftop and canopy |  | None | Tesla Energy Operations Inc. | JCP&L | Accepted | 2020-11-18 | 2020-11-20 | 2021-11-20 | Delta | M4-TL-US [240V] | Inverters | 3840 |  | 1 |  |  | 0.975 |  | Outside | Outside
NJSTRE1546147429 |  | Transition Incentive Program | Howell | 7731 | 17 | 12.86 | Residential | Yes | Behind the Meter | Net-metered residential rooftop and canopy |  | None | Tesla Energy Operations Inc. | JCP&L | Accepted | 2020-11-18 | 2020-11-20 | 2021-11-20 | Delta | M8-TL-US [240V] | Inverters | 7680 |  | 1 |  |  | 0.975 |  | Outside | Outside
NJSTRE1546147429 |  | Transition Incentive Program | Howell | 7731 | 17 | 12.86 | Residential | Yes | Behind the Meter | Net-metered residential rooftop and canopy |  | None | Tesla Energy Operations Inc. | JCP&L | Accepted | 2020-11-18 | 2020-11-20 | 2021-11-20 | Tesla | SR60T1 | Solar Panels |  | 0.05847 | 110 | 15 | 18 |  | Fixed | Roof
NJSTRE1546147429 |  | Transition Incentive Program | Howell | 7731 | 17 | 12.86 | Residential | Yes | Behind the Meter | Net-metered residential rooftop and canopy |  | None | Tesla Energy Operations Inc. | JCP&L | Accepted | 2020-11-18 | 2020-11-20 | 2021-11-20 | Tesla | SR60T1 | Solar Panels |  | 0.05847 | 110 | 195 | 18 |  | Fixed | Roof
NJSTRE1546147440 |  | Transition Incentive Program | Hamburg | 7419 | 1 | 5.55 | Residential | No | Behind the Meter | Net-metered residential rooftop and canopy |  | None | Tesla Energy Operations Inc. | JCP&L | Accepted | 2020-11-18 | 2020-11-23 | 2021-11-23 | Tesla | AC Powerwall 2.0 | Electric Storage Battery |  |  | 2 |  |  |  | Lithium Ion |  | Inside
NJSTRE1546147440 |  | Transition Incentive Program | Hamburg | 7419 | 1 | 5.55 | Residential | No | Behind the Meter | Net-metered residential rooftop and canopy |  | None | Tesla Energy Operations Inc. | JCP&L | Accepted | 2020-11-18 | 2020-11-23 | 2021-11-23 | Delta | M8-TL-US [240V] | Inverters | 7680 |  | 1 |  |  | 0.975 |  | Indoor | Indoor
NJSTRE1546147440 |  | Transition Incentive Program | Hamburg | 7419 | 1 | 5.55 | Residential | No | Behind the Meter | Net-metered residential rooftop and canopy |  | None | Tesla Energy Operations Inc. | JCP&L | Accepted | 2020-11-18 | 2020-11-23 | 2021-11-23 | Tesla | SR60T1 | Solar Panels |  | 0.05847 | 95 | 265 | 32 |  | Fixed | Roof
NJSTRE1546147443 |  | Transition Incentive Program | Mantoloking | 8738 | 18 | 9.36 | Residential | Yes | Behind the Meter | Net-metered residential rooftop and canopy |  | None | Tesla Energy Operations Inc. | JCP&L | Accepted | 2020-11-18 | 2020-11-23 | 2021-11-23 | Tesla | AC Powerwall 2.0 | Electric Storage Battery |  |  | 3 |  |  |  | Lithium Ion |  | Inside
NJSTRE1546147443 |  | Transition Incentive Program | Mantoloking | 8738 | 18 | 9.36 | Residential | Yes | Behind the Meter | Net-metered residential rooftop and canopy |  | None | Tesla Energy Operations Inc. | JCP&L | Accepted | 2020-11-18 | 2020-11-23 | 2021-11-23 | Delta | M4-TL-US [240V] | Inverters | 3840 |  | 2 |  |  | 0.975 |  | Indoor | Indoor
NJSTRE1546147443 |  | Transition Incentive Program | Mantoloking | 8738 | 18 | 9.36 | Residential | Yes | Behind the Meter | Net-metered residential rooftop and canopy |  | None | Tesla Energy Operations Inc. | JCP&L | Accepted | 2020-11-18 | 2020-11-23 | 2021-11-23 | Tesla | SR60T1 | Solar Panels |  | 0.05847 | 34 | 270 | 20 |  | Fixed | Roof
NJSTRE1546147443 |  | Transition Incentive Program | Mantoloking | 8738 | 18 | 9.36 | Residential | Yes | Behind the Meter | Net-metered residential rooftop and canopy |  | None | Tesla Energy Operations Inc. | JCP&L | Accepted | 2020-11-18 | 2020-11-23 | 2021-11-23 | Tesla | SR60T1 | Solar Panels |  | 0.05847 | 34 | 0 | 44 |  | Fixed | Roof
NJSTRE1546147443 |  | Transition Incentive Program | Mantoloking | 8738 | 18 | 9.36 | Residential | Yes | Behind the Meter | Net-metered residential rooftop and canopy |  | None | Tesla Energy Operations Inc. | JCP&L | Accepted | 2020-11-18 | 2020-11-23 | 2021-11-23 | Tesla | SR60T1 | Solar Panels |  | 0.05847 | 38 | 90 | 17 |  | Fixed | Roof
NJSTRE1546147443 |  | Transition Incentive Program | Mantoloking | 8738 | 18 | 9.36 | Residential | Yes | Behind the Meter | Net-metered residential rooftop and canopy |  | None | Tesla Energy Operations Inc. | JCP&L | Accepted | 2020-11-18 | 2020-11-23 | 2021-11-23 | Tesla | SR60T1 | Solar Panels |  | 0.05847 | 16 | 90 | 39 |  | Fixed | Roof
NJSTRE1546147443 |  | Transition Incentive Program | Mantoloking | 8738 | 18 | 9.36 | Residential | Yes | Behind the Meter | Net-metered residential rooftop and canopy |  | None | Tesla Energy Operations Inc. | JCP&L | Accepted | 2020-11-18 | 2020-11-23 | 2021-11-23 | Tesla | SR60T1 | Solar Panels |  | 0.05847 | 38 | 179 | 44 |  | Fixed | Roof
NJSTRE1546149041 |  | Transition Incentive Program | Franklin | 7416 | 1 | 10.4 | Residential | No | Behind the Meter | Net-metered residential rooftop and canopy |  | None | River Bend Acres | JCP&L | Accepted | 2020-11-21 | 2020-11-23 | 2021-11-23 | Centron | S323347071 | Meters |  |  | 1 |  |  |  | No | Outdoor
NJSTRE1546149041 |  | Transition Incentive Program | Franklin | 7416 | 1 | 10.4 | Residential | No | Behind the Meter | Net-metered residential rooftop and canopy |  | None | River Bend Acres | JCP&L | Accepted | 2020-11-21 | 2020-11-23 | 2021-11-23 | envoy | IQ7+ | Inverters | 290 |  | 26 |  |  | 0.97 |  | Outdoor | rooftop
NJSTRE1546149041 |  | Transition Incentive Program | Franklin | 7416 | 1 | 10.4 | Residential | No | Behind the Meter | Net-metered residential rooftop and canopy |  | None | River Bend Acres | JCP&L | Accepted | 2020-11-21 | 2020-11-23 | 2021-11-23 | Phono Solar | PS400M1H-24/TH | Solar Panels |  | 0.4 | 26 | southwest | 18.5 |  | Fixed | Roof
NJSTRE1546149048 |  | Transition Incentive Program | Bloomfield | 7003 | 9 | 2.1 | Residential | No | Behind the Meter | Net-metered residential rooftop and canopy |  | None | Infinity Solar Systems | PSE&G | Accepted | 2020-11-19 | 2020-11-23 | 2021-11-23 | ENPHASE | IQ7PLUS-72-2-US | Inverters | 295 |  | 6 |  |  | 0.95 |  | Outdoor | Rooftop
NJSTRE1546149048 |  | Transition Incentive Program | Bloomfield | 7003 | 9 | 2.1 | Residential | No | Behind the Meter | Net-metered residential rooftop and canopy |  | None | Infinity Solar Systems | PSE&G | Accepted | 2020-11-19 | 2020-11-23 | 2021-11-23 | LG | LG350N1C-V5_BW | Solar Panels |  | 0.35 | 6 | 202 | 20 |  | Fixed | Roof
NJSTRE1546150003 |  | Transition Incentive Program | Burlington | 8016 | 13 | 7.82 | Residential | No | Behind the Meter | Net-metered residential rooftop and canopy |  | None | Trinity Solar | PSE&G | Accepted | 2020-11-19 | 2020-11-23 | 2021-11-23 | SOLAR EDGE | SE6000H-US | Inverters | 6000 |  | 1 |  |  | 0.97 |  | Outside | SIDE OF HOME
NJSTRE1546150003 |  | Transition Incentive Program | Burlington | 8016 | 13 | 7.82 | Residential | No | Behind the Meter | Net-metered residential rooftop and canopy |  | None | Trinity Solar | PSE&G | Accepted | 2020-11-19 | 2020-11-23 | 2021-11-23 | HANWHA 340 (Q.PEAK DUO BLK-G6 340) | HANWHA 340 (Q.PEAK DUO BLK-G6 340) | Solar Panels |  | 0.34 | 11 | 219 | 37 |  | Fixed | Roof
NJSTRE1546150003 |  | Transition Incentive Program | Burlington | 8016 | 13 | 7.82 | Residential | No | Behind the Meter | Net-metered residential rooftop and canopy |  | None | Trinity Solar | PSE&G | Accepted | 2020-11-19 | 2020-11-23 | 2021-11-23 | HANWHA 340 (Q.PEAK DUO BLK-G6 340) | HANWHA 340 (Q.PEAK DUO BLK-G6 340) | Solar Panels |  | 0.34 | 2 | 219 | 37 |  | Fixed | Roof
NJSTRE1546150003 |  | Transition Incentive Program | Burlington | 8016 | 13 | 7.82 | Residential | No | Behind the Meter | Net-metered residential rooftop and canopy |  | None | Trinity Solar | PSE&G | Accepted | 2020-11-19 | 2020-11-23 | 2021-11-23 | HANWHA 340 (Q.PEAK DUO BLK-G6 340) | HANWHA 340 (Q.PEAK DUO BLK-G6 340) | Solar Panels |  | 0.34 | 10 | 219 | 18 |  | Fixed | Roof
NJSTRE1546151719 |  | Transition Incentive Program | Jackson | 8527 | 18 | 7.82 | Residential | Yes | Behind the Meter | Net-metered residential rooftop and canopy |  | None | Trinity Solar | JCP&L | Accepted | 2020-11-19 | 2020-11-23 | 2021-11-23 | Solar Edge | SE6000H-US000BNC4 | Inverters | 6000 |  | 1 |  |  | 0.97 |  | Outdoor | side of home
NJSTRE1546151719 |  | Transition Incentive Program | Jackson | 8527 | 18 | 7.82 | Residential | Yes | Behind the Meter | Net-metered residential rooftop and canopy |  | None | Trinity Solar | JCP&L | Accepted | 2020-11-19 | 2020-11-23 | 2021-11-23 | HANWHA | Q.PEAK DUO BLK-G6 340 | Solar Panels |  | 0.34 | 2 | 213 | 33 |  | Fixed | Roof
NJSTRE1546151719 |  | Transition Incentive Program | Jackson | 8527 | 18 | 7.82 | Residential | Yes | Behind the Meter | Net-metered residential rooftop and canopy |  | None | Trinity Solar | JCP&L | Accepted | 2020-11-19 | 2020-11-23 | 2021-11-23 | HANWHA | Q.PEAK DUO BLK-G6 340 | Solar Panels |  | 0.34 | 14 | 213 | 35 |  | Fixed | Roof
NJSTRE1546151719 |  | Transition Incentive Program | Jackson | 8527 | 18 | 7.82 | Residential | Yes | Behind the Meter | Net-metered residential rooftop and canopy |  | None | Trinity Solar | JCP&L | Accepted | 2020-11-19 | 2020-11-23 | 2021-11-23 | HANWHA | Q.PEAK DUO BLK-G6 340 | Solar Panels |  | 0.34 | 7 | 123 | 36 |  | Fixed | Roof
NJSTRE1546152309 |  | Transition Incentive Program | Roselle Park | 7204 | 10 | 4.76 | Residential | Yes | Behind the Meter | Net-metered residential rooftop and canopy |  | None | Trinity Solar | PSE&G | Accepted | 2020-11-19 | 2020-11-23 | 2021-11-23 | Solar edge | SE3800 | Inverters | 3800 |  | 1 |  |  | 0.97 |  | Outside | side of home
NJSTRE1546152309 |  | Transition Incentive Program | Roselle Park | 7204 | 10 | 4.76 | Residential | Yes | Behind the Meter | Net-metered residential rooftop and canopy |  | None | Trinity Solar | PSE&G | Accepted | 2020-11-19 | 2020-11-23 | 2021-11-23 | Hanwha | Q.PEAK DUO BLK-G6 340 | Solar Panels |  | 0.34 | 14 | 214 | 36 |  | Fixed | Roof
NJSTRE1546152435 |  | Transition Incentive Program | Linden | 7036 | 10 | 11.03 | Residential | Yes | Behind the Meter | Net-metered residential rooftop and canopy |  | None | Solar Energy World | PSE&G | Accepted | 2020-11-19 | 2020-11-23 | 2021-11-23 | SolarEdge Technologies | SE10000H-USRGM | Inverters | 10000 |  | 1 |  |  | 0.98 |  | Outdoor | Near Meter
NJSTRE1546152435 |  | Transition Incentive Program | Linden | 7036 | 10 | 11.03 | Residential | Yes | Behind the Meter | Net-metered residential rooftop and canopy |  | None | Solar Energy World | PSE&G | Accepted | 2020-11-19 | 2020-11-23 | 2021-11-23 | Hanwha Q-Cells | Q.PEAK DUO BLK-G5 315 | Solar Panels |  | 0.315 | 23 | 174 | 30 |  | Fixed | Roof
NJSTRE1546152435 |  | Transition Incentive Program | Linden | 7036 | 10 | 11.03 | Residential | Yes | Behind the Meter | Net-metered residential rooftop and canopy |  | None | Solar Energy World | PSE&G | Accepted | 2020-11-19 | 2020-11-23 | 2021-11-23 | Hanwha Q-Cells | Q.PEAK DUO BLK-G5 315 | Solar Panels |  | 0.315 | 12 | 354 | 30 |  | Fixed | Roof
NJSTRE1546152558 |  | Transition Incentive Program | Woodstown | 8098 | 16 | 9.28 | Residential | No | Behind the Meter | Net-metered residential rooftop and canopy |  | None | Orbit Energy & Power, LLC | AC Electric | Accepted | 2020-11-19 | 2020-11-23 | 2021-11-23 | ENPHASE ENERGY | IQ7-60-2-US | Inverters | 240 |  | 29 |  |  | 0.99 |  | Other | UNDER EACH PANEL
NJSTRE1546152558 |  | Transition Incentive Program | Woodstown | 8098 | 16 | 9.28 | Residential | No | Behind the Meter | Net-metered residential rooftop and canopy |  | None | Orbit Energy & Power, LLC | AC Electric | Accepted | 2020-11-19 | 2020-11-23 | 2021-11-23 | HANWHA | Q PEAK CELLS 320W | Solar Panels |  | 0.32 | 17 | 180 | 34 |  | Fixed | Roof
NJSTRE1546152558 |  | Transition Incentive Program | Woodstown | 8098 | 16 | 9.28 | Residential | No | Behind the Meter | Net-metered residential rooftop and canopy |  | None | Orbit Energy & Power, LLC | AC Electric | Accepted | 2020-11-19 | 2020-11-23 | 2021-11-23 | HANWHA | Q PEAK CELLS 320W | Solar Panels |  | 0.32 | 12 | 0 | 34 |  | Fixed | Roof
NJSTRE1546153830 |  | Transition Incentive Program | Basking Ridge | 7920 | 5 | 4.36 | Residential | Yes | Behind the Meter | Net-metered residential rooftop and canopy |  | None | Trinity Solar | JCP&L | Accepted | 2020-11-19 | 2020-11-23 | 2021-11-23 | Solar Edge | SE3800 | Inverters | 3800 |  | 1 |  |  | 0.97 |  | Outside | side of home
NJSTRE1546153830 |  | Transition Incentive Program | Basking Ridge | 7920 | 5 | 4.36 | Residential | Yes | Behind the Meter | Net-metered residential rooftop and canopy |  | None | Trinity Solar | JCP&L | Accepted | 2020-11-19 | 2020-11-23 | 2021-11-23 | Hanwha | Q.PEAK DUO BLK-G6 335 | Solar Panels |  | 0.335 | 2 | 32 | 18 |  | Fixed | Roof
NJSTRE1546153830 |  | Transition Incentive Program | Basking Ridge | 7920 | 5 | 4.36 | Residential | Yes | Behind the Meter | Net-metered residential rooftop and canopy |  | None | Trinity Solar | JCP&L | Accepted | 2020-11-19 | 2020-11-23 | 2021-11-23 | Hanwha | Q.PEAK DUO BLK-G6 335 | Solar Panels |  | 0.335 | 11 | 212 | 18 |  | Fixed | Roof
NJSTRE1546154227 |  | Transition Incentive Program | East Brunswick | 8816 | 11 | 9.52 | Residential | No | Behind the Meter | Net-metered residential rooftop and canopy |  | None | Maier Solar Engineering dba Solar Me | PSE&G | Accepted | 2020-11-19 | 2020-11-23 | 2021-11-23 | Enphase | IQ7+ | Inverters | 290 |  | 28 |  |  | 0.96 |  | Outdoor | Next to meter
NJSTRE1546154227 |  | Transition Incentive Program | East Brunswick | 8816 | 11 | 9.52 | Residential | No | Behind the Meter | Net-metered residential rooftop and canopy |  | None | Maier Solar Engineering dba Solar Me | PSE&G | Accepted | 2020-11-19 | 2020-11-23 | 2021-11-23 | Hanwha | Q.PEAK DUO BLK-G6 340W | Solar Panels |  | 0.34 | 18 | 215 | 40 |  | Fixed | Roof
NJSTRE1546154227 |  | Transition Incentive Program | East Brunswick | 8816 | 11 | 9.52 | Residential | No | Behind the Meter | Net-metered residential rooftop and canopy |  | None | Maier Solar Engineering dba Solar Me | PSE&G | Accepted | 2020-11-19 | 2020-11-23 | 2021-11-23 | Hanwha | Q.PEAK DUO BLK-G6 340W | Solar Panels |  | 0.34 | 10 | 125 | 40 |  | Fixed | Roof
NJSTRE1546154778 |  | Transition Incentive Program | Livingston TWP | 07039-1124 |  | 6.48 | Residential | No | Behind the Meter | Net-metered residential rooftop and canopy |  | None | Sundial Solar Innovations | PSE&G | Accepted | 2020-11-19 | 2020-11-23 | 2021-11-23 | Enphase | IQ7+ | Inverters | 0.29 |  | 18 |  |  | 0.92 |  | Outside | roof
NJSTRE1546154778 |  | Transition Incentive Program | Livingston TWP | 07039-1124 |  | 6.48 | Residential | No | Behind the Meter | Net-metered residential rooftop and canopy |  | None | Sundial Solar Innovations | PSE&G | Accepted | 2020-11-19 | 2020-11-23 | 2021-11-23 | RecSolar | Rec360 | Solar Panels |  | 0.36 | 18 | 230 | 20 |  | Fixed | Roof | outside
NJSTRE1546157065 |  | Transition Incentive Program | Swedesboro | 8085 | 15 | 10.56 | Residential | No | Behind the Meter | Net-metered residential rooftop and canopy |  | None | Orbit Energy & Power, LLC | AC Electric | Accepted | 2020-11-19 | 2020-11-23 | 2021-11-23 | ENPHASE ENERGY | IQ7-60-2-US | Inverters | 240 |  | 33 |  |  | 0.99 |  | Other | UNDER EACH PANEL
NJSTRE1546157065 |  | Transition Incentive Program | Swedesboro | 8085 | 15 | 10.56 | Residential | No | Behind the Meter | Net-metered residential rooftop and canopy |  | None | Orbit Energy & Power, LLC | AC Electric | Accepted | 2020-11-19 | 2020-11-23 | 2021-11-23 | HANWHA | Q PEAK CELLS 320W | Solar Panels |  | 0.32 | 6 | 218 | 33 |  | Fixed | Roof
NJSTRE1546157065 |  | Transition Incentive Program | Swedesboro | 8085 | 15 | 10.56 | Residential | No | Behind the Meter | Net-metered residential rooftop and canopy |  | None | Orbit Energy & Power, LLC | AC Electric | Accepted | 2020-11-19 | 2020-11-23 | 2021-11-23 | HANWHA | Q PEAK CELLS 320W | Solar Panels |  | 0.32 | 6 | 127 | 25 |  | Fixed | Roof
NJSTRE1546157065 |  | Transition Incentive Program | Swedesboro | 8085 | 15 | 10.56 | Residential | No | Behind the Meter | Net-metered residential rooftop and canopy |  | None | Orbit Energy & Power, LLC | AC Electric | Accepted | 2020-11-19 | 2020-11-23 | 2021-11-23 | HANWHA | Q PEAK CELLS 320W | Solar Panels |  | 0.32 | 21 | 38 | 33 |  | Fixed | Roof
NJSTRE1546157371 |  | Transition Incentive Program | Toms River | 8757 | 18 | 9.45 | Residential | No | Behind the Meter | Net-metered residential rooftop and canopy |  | None | GenRenew, LLC | JCP&L | Accepted | 2020-12-11 | 2020-12-11 | 2021-12-11 | SolarEdge | SE7600H-US | Meters |  |  | 1 |  |  |  | Yes | Outdoor
NJSTRE1546157371 |  | Transition Incentive Program | Toms River | 8757 | 18 | 9.45 | Residential | No | Behind the Meter | Net-metered residential rooftop and canopy |  | None | GenRenew, LLC | JCP&L | Accepted | 2020-12-11 | 2020-12-11 | 2021-12-11 | SolarEgde | SE7600H - US | Inverters | 7600 |  | 1 |  |  | 0.96 |  | Outdoor | next to meter
NJSTRE1546157371 |  | Transition Incentive Program | Toms River | 8757 | 18 | 9.45 | Residential | No | Behind the Meter | Net-metered residential rooftop and canopy |  | None | GenRenew, LLC | JCP&L | Accepted | 2020-12-11 | 2020-12-11 | 2021-12-11 | Hanwha | Hanwha Q Cell 315 (bob) | Solar Panels |  | 0.315 | 30 | 197 | 37 |  | Fixed | Roof
NJSTRE1546158561 |  | Transition Incentive Program | Cape May | 8204 | 21 | 5.44 | Residential | No | Behind the Meter | Net-metered residential rooftop and canopy |  | None | Castle Energy, LLC | AC Electric | Accepted | 2020-11-19 | 2020-11-23 | 2021-11-23 | Enphase Energy | IQ7-60-2-US | Inverters | 240 |  | 16 |  |  | 0.967 |  | Outdoor | on the rooftop under each solar panel
NJSTRE1546158561 |  | Transition Incentive Program | Cape May | 8204 | 21 | 5.44 | Residential | No | Behind the Meter | Net-metered residential rooftop and canopy |  | None | Castle Energy, LLC | AC Electric | Accepted | 2020-11-19 | 2020-11-23 | 2021-11-23 | Hanwha Q-Cells | Q.Peak DUO BLK-G6 340 | Solar Panels |  | 0.34 | 2 | 204 | 25 |  | Fixed | Roof
NJSTRE1546158561 |  | Transition Incentive Program | Cape May | 8204 | 21 | 5.44 | Residential | No | Behind the Meter | Net-metered residential rooftop and canopy |  | None | Castle Energy, LLC | AC Electric | Accepted | 2020-11-19 | 2020-11-23 | 2021-11-23 | Hanwha Q-Cells | Q.Peak DUO BLK-G6 340 | Solar Panels |  | 0.34 | 5 | 24 | 25 |  | Fixed | Roof
NJSTRE1546158561 |  | Transition Incentive Program | Cape May | 8204 | 21 | 5.44 | Residential | No | Behind the Meter | Net-metered residential rooftop and canopy |  | None | Castle Energy, LLC | AC Electric | Accepted | 2020-11-19 | 2020-11-23 | 2021-11-23 | Hanwha Q-Cells | Q.Peak DUO BLK-G6 340 | Solar Panels |  | 0.34 | 2 | 294 | 30 |  | Fixed | Roof
NJSTRE1546158561 |  | Transition Incentive Program | Cape May | 8204 | 21 | 5.44 | Residential | No | Behind the Meter | Net-metered residential rooftop and canopy |  | None | Castle Energy, LLC | AC Electric | Accepted | 2020-11-19 | 2020-11-23 | 2021-11-23 | Hanwha Q-Cells | Q.Peak DUO BLK-G6 340 | Solar Panels |  | 0.34 | 7 | 294 | 30 |  | Fixed | Roof
NJSTRE1546158951 |  | Transition Incentive Program | Frankford | 7826 | 1 | 10.5 | Residential | No | Behind the Meter | Net-metered residential rooftop and canopy |  | None | Geoscape Solar | Sussex Rural | Accepted | 2020-11-19 | 2020-11-23 | 2021-11-23 | SOLAREDGE | SE7600H-US | Inverters | 7600 |  | 1 |  |  | 0.98 |  | Outdoor | ADJ. TO UTILITY METER
NJSTRE1546158951 |  | Transition Incentive Program | Frankford | 7826 | 1 | 10.5 | Residential | No | Behind the Meter | Net-metered residential rooftop and canopy |  | None | Geoscape Solar | Sussex Rural | Accepted | 2020-11-19 | 2020-11-23 | 2021-11-23 | LG | LG350N1C-V5 | Solar Panels |  | 0.35 | 30 | 197 | 29 |  | Fixed | Roof
NJSTRE1546159007 |  | Transition Incentive Program | Mount Holly | 8060 | 13 | 8.84 | Residential | Yes | Behind the Meter | Net-metered residential rooftop and canopy |  | None | Trinity Solar | PSE&G | Accepted | 2020-11-19 | 2020-11-23 | 2021-11-23 | Solar edge | SE7600 | Inverters | 7600 |  | 1 |  |  | 0.97 |  | Outside | side of home
NJSTRE1546159007 |  | Transition Incentive Program | Mount Holly | 8060 | 13 | 8.84 | Residential | Yes | Behind the Meter | Net-metered residential rooftop and canopy |  | None | Trinity Solar | PSE&G | Accepted | 2020-11-19 | 2020-11-23 | 2021-11-23 | Hanwha | Q.PEAK DUO BLK-G6 340 | Solar Panels |  | 0.34 | 8 | 102 | 18 |  | Fixed | Roof
NJSTRE1546159007 |  | Transition Incentive Program | Mount Holly | 8060 | 13 | 8.84 | Residential | Yes | Behind the Meter | Net-metered residential rooftop and canopy |  | None | Trinity Solar | PSE&G | Accepted | 2020-11-19 | 2020-11-23 | 2021-11-23 | Hanwha | Q.PEAK DUO BLK-G6 340 | Solar Panels |  | 0.34 | 18 | 282 | 18 |  | Fixed | Roof
NJSTRE1546159429 |  | Transition Incentive Program | Willingboro | 8046 | 13 | 16.25 | Residential | Yes | Behind the Meter | Net-metered residential rooftop and canopy |  | None | SunnyMac LLC | PSE&G | Accepted | 2020-11-19 | 2020-11-23 | 2021-11-23 | Solaredge | SE7600H-US | Inverters | 7600 |  | 1 |  |  | 0.99 |  | Outdoor | Next to Meter
NJSTRE1546159429 |  | Transition Incentive Program | Willingboro | 8046 | 13 | 16.25 | Residential | Yes | Behind the Meter | Net-metered residential rooftop and canopy |  | None | SunnyMac LLC | PSE&G | Accepted | 2020-11-19 | 2020-11-23 | 2021-11-23 | Solaredge | SE5000H-US | Inverters | 5000 |  | 1 |  |  | 0.99 |  | Outdoor | Next to Meter
NJSTRE1546159429 |  | Transition Incentive Program | Willingboro | 8046 | 13 | 16.25 | Residential | Yes | Behind the Meter | Net-metered residential rooftop and canopy |  | None | SunnyMac LLC | PSE&G | Accepted | 2020-11-19 | 2020-11-23 | 2021-11-23 | REC | TwinPeak 2 Mono | Solar Panels |  | 0.325 | 20 | 245 | 18 |  | Fixed | Roof
NJSTRE1546159429 |  | Transition Incentive Program | Willingboro | 8046 | 13 | 16.25 | Residential | Yes | Behind the Meter | Net-metered residential rooftop and canopy |  | None | SunnyMac LLC | PSE&G | Accepted | 2020-11-19 | 2020-11-23 | 2021-11-23 | REC | TwinPeak 2 Mono | Solar Panels |  | 0.325 | 30 | 155 | 18 |  | Fixed | Roof
NJSTRE1546160090 |  | Transition Incentive Program | Colts Neck | 7722 | 17 | 10.85 | Residential | No | Behind the Meter | Net-metered residential rooftop and canopy |  | None | Infinity Solar Systems | JCP&L | Accepted | 2020-11-19 | 2020-11-23 | 2021-11-23 | ENPHASE | IQ7-60-X-US | Inverters | 250 |  | 16 |  |  | 0.95 |  | Outdoor | Rooftop
NJSTRE1546160090 |  | Transition Incentive Program | Colts Neck | 7722 | 17 | 10.85 | Residential | No | Behind the Meter | Net-metered residential rooftop and canopy |  | None | Infinity Solar Systems | JCP&L | Accepted | 2020-11-19 | 2020-11-23 | 2021-11-23 | ENPHASE | IQ7-60-X-US | Inverters | 250 |  | 6 |  |  | 0.95 |  | Outdoor | Rooftop
NJSTRE1546160090 |  | Transition Incentive Program | Colts Neck | 7722 | 17 | 10.85 | Residential | No | Behind the Meter | Net-metered residential rooftop and canopy |  | None | Infinity Solar Systems | JCP&L | Accepted | 2020-11-19 | 2020-11-23 | 2021-11-23 | ENPHASE | IQ7-60-X-US | Inverters | 250 |  | 9 |  |  | 0.95 |  | Outdoor | Rooftop
NJSTRE1546160090 |  | Transition Incentive Program | Colts Neck | 7722 | 17 | 10.85 | Residential | No | Behind the Meter | Net-metered residential rooftop and canopy |  | None | Infinity Solar Systems | JCP&L | Accepted | 2020-11-19 | 2020-11-23 | 2021-11-23 | LG | LG350N1C-V5_BW | Solar Panels |  | 0.35 | 16 | 234 | 45 |  | Fixed | Roof
NJSTRE1546160090 |  | Transition Incentive Program | Colts Neck | 7722 | 17 | 10.85 | Residential | No | Behind the Meter | Net-metered residential rooftop and canopy |  | None | Infinity Solar Systems | JCP&L | Accepted | 2020-11-19 | 2020-11-23 | 2021-11-23 | LG | LG350N1C-V5_BW | Solar Panels |  | 0.35 | 6 | 144 | 45 |  | Fixed | Roof
NJSTRE1546160090 |  | Transition Incentive Program | Colts Neck | 7722 | 17 | 10.85 | Residential | No | Behind the Meter | Net-metered residential rooftop and canopy |  | None | Infinity Solar Systems | JCP&L | Accepted | 2020-11-19 | 2020-11-23 | 2021-11-23 | LG | LG350N1C-V5_BW | Solar Panels |  | 0.35 | 9 | 144 | 45 |  | Fixed | Roof
NJSTRE1546162859 |  | Transition Incentive Program | Montclair | 7043 | 9 | 8.5 | Residential | No | Behind the Meter | Net-metered residential rooftop and canopy |  | None | Infinity Solar Systems | PSE&G | Accepted | 2020-11-19 | 2020-11-23 | 2021-11-23 | ENPHASE | IQ7-60-X-US | Inverters | 250 |  | 7 |  |  | 0.95 |  | Outdoor | Rooftop
NJSTRE1546162859 |  | Transition Incentive Program | Montclair | 7043 | 9 | 8.5 | Residential | No | Behind the Meter | Net-metered residential rooftop and canopy |  | None | Infinity Solar Systems | PSE&G | Accepted | 2020-11-19 | 2020-11-23 | 2021-11-23 | ENPHASE | IQ7-60-X-US | Inverters | 250 |  | 12 |  |  | 0.95 |  | Outdoor | Rooftop
NJSTRE1546162859 |  | Transition Incentive Program | Montclair | 7043 | 9 | 8.5 | Residential | No | Behind the Meter | Net-metered residential rooftop and canopy |  | None | Infinity Solar Systems | PSE&G | Accepted | 2020-11-19 | 2020-11-23 | 2021-11-23 | ENPHASE | IQ7-60-X-US | Inverters | 250 |  | 6 |  |  | 0.95 |  | Outdoor | Rooftop
NJSTRE1546162859 |  | Transition Incentive Program | Montclair | 7043 | 9 | 8.5 | Residential | No | Behind the Meter | Net-metered residential rooftop and canopy |  | None | Infinity Solar Systems | PSE&G | Accepted | 2020-11-19 | 2020-11-23 | 2021-11-23 | LG | LG340N1K-V5 | Solar Panels |  | 0.34 | 7 | 201 | 20 |  | Fixed | Roof
NJSTRE1546162859 |  | Transition Incentive Program | Montclair | 7043 | 9 | 8.5 | Residential | No | Behind the Meter | Net-metered residential rooftop and canopy |  | None | Infinity Solar Systems | PSE&G | Accepted | 2020-11-19 | 2020-11-23 | 2021-11-23 | LG | LG340N1K-V5 | Solar Panels |  | 0.34 | 12 | 111 | 20 |  | Fixed | Roof
NJSTRE1546162859 |  | Transition Incentive Program | Montclair | 7043 | 9 | 8.5 | Residential | No | Behind the Meter | Net-metered residential rooftop and canopy |  | None | Infinity Solar Systems | PSE&G | Accepted | 2020-11-19 | 2020-11-23 | 2021-11-23 | LG | LG340N1K-V5 | Solar Panels |  | 0.34 | 6 | 201 | 10 |  | Fixed | Roof
NJSTRE1546163702 |  | Transition Incentive Program | Pompton Lakes | 7442 | 6 | 11.05 | Residential | No | Behind the Meter | Net-metered residential rooftop and canopy |  | None | EMT Renewables | JCP&L | Accepted | 2020-11-19 | 2020-11-23 | 2021-11-23 | Enphase | IQ7-60-2-US | Inverters | 240 |  | 34 |  |  | 0.97 |  | Outside | under panels
NJSTRE1546163702 |  | Transition Incentive Program | Pompton Lakes | 7442 | 6 | 11.05 | Residential | No | Behind the Meter | Net-metered residential rooftop and canopy |  | None | EMT Renewables | JCP&L | Accepted | 2020-11-19 | 2020-11-23 | 2021-11-23 | Trina | TSM-325-DD06M.05(II) | Solar Panels |  | 0.325 | 8 | 76 | 22 |  | Fixed | Roof
NJSTRE1546163702 |  | Transition Incentive Program | Pompton Lakes | 7442 | 6 | 11.05 | Residential | No | Behind the Meter | Net-metered residential rooftop and canopy |  | None | EMT Renewables | JCP&L | Accepted | 2020-11-19 | 2020-11-23 | 2021-11-23 | Trina | TSM-325-DD06M.05(II) | Solar Panels |  | 0.325 | 8 | 256 | 22 |  | Fixed | Roof
NJSTRE1546163702 |  | Transition Incentive Program | Pompton Lakes | 7442 | 6 | 11.05 | Residential | No | Behind the Meter | Net-metered residential rooftop and canopy |  | None | EMT Renewables | JCP&L | Accepted | 2020-11-19 | 2020-11-23 | 2021-11-23 | Trina | TSM-325-DD06M.05(II) | Solar Panels |  | 0.325 | 8 | 256 | 22 |  | Fixed | Roof
NJSTRE1546163702 |  | Transition Incentive Program | Pompton Lakes | 7442 | 6 | 11.05 | Residential | No | Behind the Meter | Net-metered residential rooftop and canopy |  | None | EMT Renewables | JCP&L | Accepted | 2020-11-19 | 2020-11-23 | 2021-11-23 | Trina | TSM-325-DD06M.05(II) | Solar Panels |  | 0.325 | 10 | 76 | 22 |  | Fixed | Roof
NJSTRE1546163811 |  | Transition Incentive Program | Swedesboro | 8085 | 15 | 5.53 | Residential | Yes | Behind the Meter | Net-metered residential rooftop and canopy |  | None | SunnyMac LLC | AC Electric | Accepted | 2020-11-19 | 2020-11-23 | 2021-11-23 | Solaredge | SE5000H-US | Inverters | 5000 |  | 1 |  |  | 0.99 |  | Outdoor | Next to Meter
NJSTRE1546163811 |  | Transition Incentive Program | Swedesboro | 8085 | 15 | 5.53 | Residential | Yes | Behind the Meter | Net-metered residential rooftop and canopy |  | None | SunnyMac LLC | AC Electric | Accepted | 2020-11-19 | 2020-11-23 | 2021-11-23 | REC | TwinPeak 2 Mono | Solar Panels |  | 0.325 | 17 | 238 | 26 |  | Fixed | Roof
NJSTRE1546163831 |  | Transition Incentive Program | Quinton | 8072 | 16 | 5.2 | Residential | Yes | Behind the Meter | Net-metered residential rooftop and canopy |  | None | SunnyMac LLC | AC Electric | Accepted | 2020-11-19 | 2020-11-23 | 2021-11-23 | Solaredge | SE3800H-US | Inverters | 3800 |  | 1 |  |  | 0.99 |  | Outdoor | Next to Meter
NJSTRE1546163831 |  | Transition Incentive Program | Quinton | 8072 | 16 | 5.2 | Residential | Yes | Behind the Meter | Net-metered residential rooftop and canopy |  | None | SunnyMac LLC | AC Electric | Accepted | 2020-11-19 | 2020-11-23 | 2021-11-23 | REC | TwinPeak 2 Mono | Solar Panels |  | 0.325 | 9 | 242 | 45 |  | Fixed | Roof
NJSTRE1546163831 |  | Transition Incentive Program | Quinton | 8072 | 16 | 5.2 | Residential | Yes | Behind the Meter | Net-metered residential rooftop and canopy |  | None | SunnyMac LLC | AC Electric | Accepted | 2020-11-19 | 2020-11-23 | 2021-11-23 | REC | TwinPeak 2 Mono | Solar Panels |  | 0.325 | 7 | 332 | 12 |  | Fixed | Roof
NJSTRE1546163832 |  | Transition Incentive Program | Edison | 8817 | 11 | 5.19 | Residential | No | Behind the Meter | Net-metered residential rooftop and canopy |  | None | Sunrun Installation Services, Inc. | PSE&G | Accepted | 2020-11-19 | 2020-11-23 | 2021-11-23 | Enphase Energy | IQ7-60-x-US (240V) | Inverters | 240 |  | 17 |  |  | 0.96 |  | Outdoor | Rooftop
NJSTRE1546163832 |  | Transition Incentive Program | Edison | 8817 | 11 | 5.19 | Residential | No | Behind the Meter | Net-metered residential rooftop and canopy |  | None | Sunrun Installation Services, Inc. | PSE&G | Accepted | 2020-11-19 | 2020-11-23 | 2021-11-23 | LONGi Green Energy Technology Co Ltd | LR6-60HPB-305M | Solar Panels |  | 0.305 | 8 | 210 | 43 |  | Fixed | Roof
NJSTRE1546163832 |  | Transition Incentive Program | Edison | 8817 | 11 | 5.19 | Residential | No | Behind the Meter | Net-metered residential rooftop and canopy |  | None | Sunrun Installation Services, Inc. | PSE&G | Accepted | 2020-11-19 | 2020-11-23 | 2021-11-23 | LONGi Green Energy Technology Co Ltd | LR6-60HPB-305M | Solar Panels |  | 0.305 | 9 | 210 | 27 |  | Fixed | Roof
NJSTRE1546163877 |  | Transition Incentive Program | Willingboro | 8046 | 13 | 6.83 | Residential | Yes | Behind the Meter | Net-metered residential rooftop and canopy |  | None | SunnyMac LLC | PSE&G | Accepted | 2020-11-19 | 2020-11-23 | 2021-11-23 | Solaredge | SE6000H-US | Inverters | 6000 |  | 1 |  |  | 0.99 |  | Outdoor | Next to Meter
NJSTRE1546163877 |  | Transition Incentive Program | Willingboro | 8046 | 13 | 6.83 | Residential | Yes | Behind the Meter | Net-metered residential rooftop and canopy |  | None | SunnyMac LLC | PSE&G | Accepted | 2020-11-19 | 2020-11-23 | 2021-11-23 | REC | TwinPeak 2 Mono | Solar Panels |  | 0.325 | 21 | 108 | 27 |  | Fixed | Roof
NJSTRE1546163897 |  | Transition Incentive Program | Perth Amboy | 8861 | 11 | 10.14 | Residential | Yes | Behind the Meter | Net-metered residential rooftop and canopy |  | None | Seabright Solar | PSE&G | Accepted | 2020-11-19 | 2020-11-23 | 2021-11-23 | Sunpower | PVS 6 | Meters |  |  | 1 |  |  |  | Yes | Outdoor
NJSTRE1546163897 |  | Transition Incentive Program | Perth Amboy | 8861 | 11 | 10.14 | Residential | Yes | Behind the Meter | Net-metered residential rooftop and canopy |  | None | Seabright Solar | PSE&G | Accepted | 2020-11-19 | 2020-11-23 | 2021-11-23 | Enphase | IQ7XS-96-ACM-US | Inverters | 0.315 |  | 31 |  |  | 0.99 |  | Outside | Roof
NJSTRE1546163897 |  | Transition Incentive Program | Perth Amboy | 8861 | 11 | 10.14 | Residential | Yes | Behind the Meter | Net-metered residential rooftop and canopy |  | None | Seabright Solar | PSE&G | Accepted | 2020-11-19 | 2020-11-23 | 2021-11-23 | Sunpower | SPR-E20-327 | Solar Panels |  | 0.327 | 2 | 282 | 20 |  | Fixed | Roof
NJSTRE1546163897 |  | Transition Incentive Program | Perth Amboy | 8861 | 11 | 10.14 | Residential | Yes | Behind the Meter | Net-metered residential rooftop and canopy |  | None | Seabright Solar | PSE&G | Accepted | 2020-11-19 | 2020-11-23 | 2021-11-23 | Sunpower | SPR-E20-327 | Solar Panels |  | 0.327 | 2 | 102 | 20 |  | Fixed | Roof
NJSTRE1546163897 |  | Transition Incentive Program | Perth Amboy | 8861 | 11 | 10.14 | Residential | Yes | Behind the Meter | Net-metered residential rooftop and canopy |  | None | Seabright Solar | PSE&G | Accepted | 2020-11-19 | 2020-11-23 | 2021-11-23 | Sunpower | SPR-E20-327 | Solar Panels |  | 0.327 | 11 | 11 | 20 |  | Fixed | Roof
NJSTRE1546163897 |  | Transition Incentive Program | Perth Amboy | 8861 | 11 | 10.14 | Residential | Yes | Behind the Meter | Net-metered residential rooftop and canopy |  | None | Seabright Solar | PSE&G | Accepted | 2020-11-19 | 2020-11-23 | 2021-11-23 | Sunpower | SPR-E20-327 | Solar Panels |  | 0.327 | 16 | 191 | 11 |  | Fixed | Roof
NJSTRE1546163898 |  | Transition Incentive Program | Fort Lee | 7024 | 7 | 28.47 | Commercial | No | Behind the Meter | Net-metered non-residential rooftop and canopy |  | None | Solar Energy Rising | PSE&G | Accepted | 2020-11-19 | 2020-11-23 | 2021-11-23 | SolarEdge | SE-RGMTR-3Y-208V-A | Meters |  |  | 1 |  |  |  | Yes | Indoor
NJSTRE1546163898 |  | Transition Incentive Program | Fort Lee | 7024 | 7 | 28.47 | Commercial | No | Behind the Meter | Net-metered non-residential rooftop and canopy |  | None | Solar Energy Rising | PSE&G | Accepted | 2020-11-19 | 2020-11-23 | 2021-11-23 | SolarEdge | SE43.2KUS | Inverters | 43200 |  | 1 |  |  | 0.97 |  | Indoor | Basement
NJSTRE1546163898 |  | Transition Incentive Program | Fort Lee | 7024 | 7 | 28.47 | Commercial | No | Behind the Meter | Net-metered non-residential rooftop and canopy |  | None | Solar Energy Rising | PSE&G | Accepted | 2020-11-19 | 2020-11-23 | 2021-11-23 | JA Solar | JAM72S01-365/PR | Solar Panels |  | 0.365 | 78 | SW | 10 |  | Fixed | Roof
NJSTRE1546163906 |  | Transition Incentive Program | West Milford | 7480 | 6 | 6.9 | Residential | Yes | Behind the Meter | Net-metered residential rooftop and canopy |  | None | Sunrun Installation Services, Inc. | Orange Rockland Electric | Accepted | 2020-11-19 | 2020-11-23 | 2021-11-23 | Enphase Energy | IQ7PLUS-72-x-US (240V) | Inverters | 290 |  | 20 |  |  | 0.96 |  | Outdoor | Rooftop
NJSTRE1546163906 |  | Transition Incentive Program | West Milford | 7480 | 6 | 6.9 | Residential | Yes | Behind the Meter | Net-metered residential rooftop and canopy |  | None | Sunrun Installation Services, Inc. | Orange Rockland Electric | Accepted | 2020-11-19 | 2020-11-23 | 2021-11-23 | LG Electronics | LG345N1C-V5 | Solar Panels |  | 0.345 | 20 | 197 | 31 |  | Fixed | Roof
NJSTRE1546163914 |  | Transition Incentive Program | Fort Lee | 7024 | 7 | 29.93 | Commercial | No | Behind the Meter | Net-metered non-residential rooftop and canopy |  | None | Solar Energy Rising | PSE&G | Accepted | 2020-11-19 | 2020-11-23 | 2021-11-23 | SolarEdge | SE-RGMTR-3Y-208V-A | Meters |  |  | 1 |  |  |  | Yes | Indoor
NJSTRE1546163914 |  | Transition Incentive Program | Fort Lee | 7024 | 7 | 29.93 | Commercial | No | Behind the Meter | Net-metered non-residential rooftop and canopy |  | None | Solar Energy Rising | PSE&G | Accepted | 2020-11-19 | 2020-11-23 | 2021-11-23 | SolarEdge | SE43.2KUS | Inverters | 43200 |  | 1 |  |  | 0.97 |  | Indoor | Basement
NJSTRE1546163914 |  | Transition Incentive Program | Fort Lee | 7024 | 7 | 29.93 | Commercial | No | Behind the Meter | Net-metered non-residential rooftop and canopy |  | None | Solar Energy Rising | PSE&G | Accepted | 2020-11-19 | 2020-11-23 | 2021-11-23 | JA Solar | JAM72S01-365PR | Solar Panels |  | 0.365 | 82 | SE | 10 |  | Fixed | Roof
NJSTRE1546163946 |  | Transition Incentive Program | Newark | 7106 | 9 | 13.41 | Residential | Yes | Behind the Meter | Net-metered residential rooftop and canopy |  | PSEG | Fusion Solar Energy LLC | PSE&G | Accepted | 2020-11-19 | 2020-11-23 | 2021-11-23 | Sunpower | Type E | Inverters | 0.32 |  | 41 |  |  | 0.94 |  | Outdoor | Roof Top
NJSTRE1546163946 |  | Transition Incentive Program | Newark | 7106 | 9 | 13.41 | Residential | Yes | Behind the Meter | Net-metered residential rooftop and canopy |  | PSEG | Fusion Solar Energy LLC | PSE&G | Accepted | 2020-11-19 | 2020-11-23 | 2021-11-23 | Sunpower | 327 E AC | Solar Panels |  | 0.327 | 41 | West | 35 |  | Fixed | Roof
NJSTRE1546164013 |  | Transition Incentive Program | Chesterfield | 8515 | 13 | 8.5 | Residential | Yes | Behind the Meter | Net-metered residential rooftop and canopy |  | None | Trinity Solar | PSE&G | Accepted | 2020-11-19 | 2020-11-23 | 2021-11-23 | Solar Edge | SE7600H-US | Inverters | 7600 |  | 1 |  |  | 0.97 |  | Outside | side of home
NJSTRE1546164013 |  | Transition Incentive Program | Chesterfield | 8515 | 13 | 8.5 | Residential | Yes | Behind the Meter | Net-metered residential rooftop and canopy |  | None | Trinity Solar | PSE&G | Accepted | 2020-11-19 | 2020-11-23 | 2021-11-23 | Hanwha 340 | Q.PEAK DUO BLK-G6 340 | Solar Panels |  | 0.34 | 14 | 191 | 35 |  | Fixed | Roof | garage
NJSTRE1546164013 |  | Transition Incentive Program | Chesterfield | 8515 | 13 | 8.5 | Residential | Yes | Behind the Meter | Net-metered residential rooftop and canopy |  | None | Trinity Solar | PSE&G | Accepted | 2020-11-19 | 2020-11-23 | 2021-11-23 | Hanwha 340 | Q.PEAK DUO BLK-G6 340 | Solar Panels |  | 0.34 | 8 | 191 | 37 |  | Fixed | Roof
NJSTRE1546164013 |  | Transition Incentive Program | Chesterfield | 8515 | 13 | 8.5 | Residential | Yes | Behind the Meter | Net-metered residential rooftop and canopy |  | None | Trinity Solar | PSE&G | Accepted | 2020-11-19 | 2020-11-23 | 2021-11-23 | Hanwha 340 | Q.PEAK DUO BLK-G6 340 | Solar Panels |  | 0.34 | 3 | 281 | 37 |  | Fixed | Roof
NJSTRE1546164021 |  | Transition Incentive Program | Bridgewater Township, | 8807 | 5 | 16.7 | Residential | No | Behind the Meter | Net-metered residential rooftop and canopy |  | None | Solar Energy World | PSE&G | Accepted | 2020-11-19 | 2020-12-01 | 2021-12-01 | Enphase | IQ7-60-2-US | Inverters | 0.24 |  | 53 |  |  | 0.976 |  | Outside | near panel
NJSTRE1546164021 |  | Transition Incentive Program | Bridgewater Township, | 8807 | 5 | 16.7 | Residential | No | Behind the Meter | Net-metered residential rooftop and canopy |  | None | Solar Energy World | PSE&G | Accepted | 2020-11-19 | 2020-12-01 | 2021-12-01 | Hanwha | Q.PEAK DUO BLK-G5 315 | Solar Panels |  | 0.315 | 12 | 262 | 18 |  | Fixed | Roof
NJSTRE1546164021 |  | Transition Incentive Program | Bridgewater Township, | 8807 | 5 | 16.7 | Residential | No | Behind the Meter | Net-metered residential rooftop and canopy |  | None | Solar Energy World | PSE&G | Accepted | 2020-11-19 | 2020-12-01 | 2021-12-01 | Hanwha | Q. Peak Dou Blk-G5 | Solar Panels |  | 0.315 | 29 | 262 | 18 |  | Fixed | Roof
NJSTRE1546164021 |  | Transition Incentive Program | Bridgewater Township, | 8807 | 5 | 16.7 | Residential | No | Behind the Meter | Net-metered residential rooftop and canopy |  | None | Solar Energy World | PSE&G | Accepted | 2020-11-19 | 2020-12-01 | 2021-12-01 | Hanwha Q-Cells | Q.PEAK DUO BLK-G5 315 | Solar Panels |  | 0.315 | 12 | 171 | 37 |  | Fixed | Roof
NJSTRE1546164040 |  | Transition Incentive Program | Secaucus | 7094 | 8 | 8.45 | Residential | No | Behind the Meter | Net-metered residential rooftop and canopy |  | None | Infinity Solar Systems | PSE&G | Accepted | 2020-11-19 | 2020-11-23 | 2021-11-23 | ENPHASE | IQ7-60-X-US | Inverters | 250 |  | 26 |  |  | 0.95 |  | Outdoor | Rooftop
NJSTRE1546164040 |  | Transition Incentive Program | Secaucus | 7094 | 8 | 8.45 | Residential | No | Behind the Meter | Net-metered residential rooftop and canopy |  | None | Infinity Solar Systems | PSE&G | Accepted | 2020-11-19 | 2020-11-23 | 2021-11-23 | Canadian Solar | CS1H-325-MS | Solar Panels |  | 0.325 | 26 | 217 | 20 |  | Fixed | Roof
NJSTRE1546164044 |  | Transition Incentive Program | Swedesboro | 8085 | 15 | 14.96 | Residential | No | Behind the Meter | Net-metered residential rooftop and canopy |  | None | Trinity Solar | AC Electric | Accepted | 2020-11-19 | 2020-11-23 | 2021-11-23 | Solar Edge | SE11400 | Inverters | 11400 |  | 1 |  |  | 0.97 |  | Outside | side of home
NJSTRE1546164044 |  | Transition Incentive Program | Swedesboro | 8085 | 15 | 14.96 | Residential | No | Behind the Meter | Net-metered residential rooftop and canopy |  | None | Trinity Solar | AC Electric | Accepted | 2020-11-19 | 2020-11-23 | 2021-11-23 | Hanwha | Q.PEAK DUO BLK-G6 340 | Solar Panels |  | 0.34 | 5 | 240 | 35 |  | Fixed | Roof
NJSTRE1546164044 |  | Transition Incentive Program | Swedesboro | 8085 | 15 | 14.96 | Residential | No | Behind the Meter | Net-metered residential rooftop and canopy |  | None | Trinity Solar | AC Electric | Accepted | 2020-11-19 | 2020-11-23 | 2021-11-23 | Hanwha | Q.PEAK DUO BLK-G6 340 | Solar Panels |  | 0.34 | 30 | 150 | 28 |  | Fixed | Roof
NJSTRE1546164044 |  | Transition Incentive Program | Swedesboro | 8085 | 15 | 14.96 | Residential | No | Behind the Meter | Net-metered residential rooftop and canopy |  | None | Trinity Solar | AC Electric | Accepted | 2020-11-19 | 2020-11-23 | 2021-11-23 | Hanwha | Q.PEAK DUO BLK-G6 340 | Solar Panels |  | 0.34 | 9 | 150 | 28 |  | Fixed | Roof
NJSTRE1546164067 |  | Transition Incentive Program | Franklinville | 8322 | 15 | 14.28 | Residential | No | Behind the Meter | Net-metered residential rooftop and canopy |  | None | Kaitanna Solar, LLC | AC Electric | Accepted | 2020-11-19 | 2020-12-01 | 2021-12-01 | Enphase | Envoy | Meters |  |  | 1 |  |  |  | Yes
NJSTRE1546164067 |  | Transition Incentive Program | Franklinville | 8322 | 15 | 14.28 | Residential | No | Behind the Meter | Net-metered residential rooftop and canopy |  | None | Kaitanna Solar, LLC | AC Electric | Accepted | 2020-11-19 | 2020-12-01 | 2021-12-01 | Enphase | IQ7+ | Inverters | 290 |  | 42 |  |  | 0.97 |  | Outdoor | Under MOdule
NJSTRE1546164067 |  | Transition Incentive Program | Franklinville | 8322 | 15 | 14.28 | Residential | No | Behind the Meter | Net-metered residential rooftop and canopy |  | None | Kaitanna Solar, LLC | AC Electric | Accepted | 2020-11-19 | 2020-12-01 | 2021-12-01 | Hanwha | Qcell 340 | Solar Panels |  | 0.34 | 27 | 270 | 29 |  | Fixed | Roof
NJSTRE1546164067 |  | Transition Incentive Program | Franklinville | 8322 | 15 | 14.28 | Residential | No | Behind the Meter | Net-metered residential rooftop and canopy |  | None | Kaitanna Solar, LLC | AC Electric | Accepted | 2020-11-19 | 2020-12-01 | 2021-12-01 | Hanwha | Qcell 340 | Solar Panels |  | 0.34 | 15 | 90 | 29 |  | Fixed | Roof
NJSTRE1546164076 |  | Transition Incentive Program | North Bergen | 7047 | 8 | 2.76 | Residential | Yes | Behind the Meter | Net-metered residential rooftop and canopy |  | None | Sunrun Installation Services, Inc. | PSE&G | Accepted | 2020-11-19 | 2020-11-23 | 2021-11-23 | Enphase Energy | IQ7PLUS-72-x-US (240V) | Inverters | 290 |  | 8 |  |  | 0.96 |  | Outdoor | Rooftop
NJSTRE1546164076 |  | Transition Incentive Program | North Bergen | 7047 | 8 | 2.76 | Residential | Yes | Behind the Meter | Net-metered residential rooftop and canopy |  | None | Sunrun Installation Services, Inc. | PSE&G | Accepted | 2020-11-19 | 2020-11-23 | 2021-11-23 | LG Electronics | LG345N1C-V5 | Solar Panels |  | 0.345 | 8 | 118 | 10 |  | Fixed | Roof
NJSTRE1546164098 |  | Transition Incentive Program | Lanoka Harbor | 8734 | 18 | 8.45 | Residential | No | Behind the Meter | Net-metered residential rooftop and canopy |  | None | SunnyMac LLC | JCP&L | Accepted | 2020-11-19 | 2020-11-23 | 2021-11-23 | Solaredge | SE7600H-US | Inverters | 7600 |  | 1 |  |  | 0.99 |  | Outdoor | Next to meter
NJSTRE1546164098 |  | Transition Incentive Program | Lanoka Harbor | 8734 | 18 | 8.45 | Residential | No | Behind the Meter | Net-metered residential rooftop and canopy |  | None | SunnyMac LLC | JCP&L | Accepted | 2020-11-19 | 2020-11-23 | 2021-11-23 | REC | Twinpeak 2 Mono | Solar Panels |  | 0.325 | 23 | 271 | 7 |  | Fixed | Roof
NJSTRE1546164098 |  | Transition Incentive Program | Lanoka Harbor | 8734 | 18 | 8.45 | Residential | No | Behind the Meter | Net-metered residential rooftop and canopy |  | None | SunnyMac LLC | JCP&L | Accepted | 2020-11-19 | 2020-11-23 | 2021-11-23 | REC | TwinPeak 2 Mono | Solar Panels |  | 0.325 | 3 | 271 | 23 |  | Fixed | Roof
NJSTRE1546164111 |  | Transition Incentive Program | Barnegat Township | 8005 | 18 | 9.46 | Residential | Yes | Behind the Meter | Net-metered residential rooftop and canopy |  | None | Sunrun Installation Services, Inc. | JCP&L | Accepted | 2020-11-19 | 2020-11-23 | 2021-11-23 | Enphase Energy | IQ7-60-x-US (240V) | Inverters | 240 |  | 31 |  |  | 0.96 |  | Outdoor | Rooftop
NJSTRE1546164111 |  | Transition Incentive Program | Barnegat Township | 8005 | 18 | 9.46 | Residential | Yes | Behind the Meter | Net-metered residential rooftop and canopy |  | None | Sunrun Installation Services, Inc. | JCP&L | Accepted | 2020-11-19 | 2020-11-23 | 2021-11-23 | LONGi Green Energy Technology Co Ltd | LR6-60HPB-305M | Solar Panels |  | 0.305 | 12 | 166 | 27 |  | Fixed | Roof
NJSTRE1546164111 |  | Transition Incentive Program | Barnegat Township | 8005 | 18 | 9.46 | Residential | Yes | Behind the Meter | Net-metered residential rooftop and canopy |  | None | Sunrun Installation Services, Inc. | JCP&L | Accepted | 2020-11-19 | 2020-11-23 | 2021-11-23 | LONGi Green Energy Technology Co Ltd | LR6-60HPB-305M | Solar Panels |  | 0.305 | 3 | 166 | 15 |  | Fixed | Roof
NJSTRE1546164111 |  | Transition Incentive Program | Barnegat Township | 8005 | 18 | 9.46 | Residential | Yes | Behind the Meter | Net-metered residential rooftop and canopy |  | None | Sunrun Installation Services, Inc. | JCP&L | Accepted | 2020-11-19 | 2020-11-23 | 2021-11-23 | LONGi Green Energy Technology Co Ltd | LR6-60HPB-305M | Solar Panels |  | 0.305 | 16 | 346 | 27 |  | Fixed | Roof
NJSTRE1546164123 |  | Transition Incentive Program | Pompton Lakes | 7442 | 6 | 6.5 | Residential | No | Behind the Meter | Net-metered residential rooftop and canopy |  | None | Infinity Solar Systems | JCP&L | Accepted | 2020-11-19 | 2020-11-24 | 2021-11-24 | ENPHASE | IQ7-60-X-US | Inverters | 250 |  | 10 |  |  | 0.95 |  | Outdoor | Rooftop
NJSTRE1546164123 |  | Transition Incentive Program | Pompton Lakes | 7442 | 6 | 6.5 | Residential | No | Behind the Meter | Net-metered residential rooftop and canopy |  | None | Infinity Solar Systems | JCP&L | Accepted | 2020-11-19 | 2020-11-24 | 2021-11-24 | ENPHASE | IQ7-60-X-US | Inverters | 250 |  | 10 |  |  | 0.95 |  | Outdoor | Rooftop
NJSTRE1546164123 |  | Transition Incentive Program | Pompton Lakes | 7442 | 6 | 6.5 | Residential | No | Behind the Meter | Net-metered residential rooftop and canopy |  | None | Infinity Solar Systems | JCP&L | Accepted | 2020-11-19 | 2020-11-24 | 2021-11-24 | Canadian Solar | CS1H-325-MS | Solar Panels |  | 0.325 | 10 | 169 | 15 |  | Fixed | Roof
NJSTRE1546164123 |  | Transition Incentive Program | Pompton Lakes | 7442 | 6 | 6.5 | Residential | No | Behind the Meter | Net-metered residential rooftop and canopy |  | None | Infinity Solar Systems | JCP&L | Accepted | 2020-11-19 | 2020-11-24 | 2021-11-24 | Canadian Solar | CS1H-325-MS | Solar Panels |  | 0.325 | 10 | 169 | 15 |  | Fixed | Roof
NJSTRE1546164124 |  | Transition Incentive Program | Flemington | 8822 | 4 | 11.59 | Residential | Yes | Behind the Meter | Net-metered residential rooftop and canopy |  | None | Sunrun Installation Services, Inc. | JCP&L | Accepted | 2020-11-19 | 2020-11-23 | 2021-11-23 | LG Chem | RESU 10H SEG | Electric Storage Battery |  |  | 1 |  |  |  | Lithium Ion |  | outside
NJSTRE1546164124 |  | Transition Incentive Program | Flemington | 8822 | 4 | 11.59 | Residential | Yes | Behind the Meter | Net-metered residential rooftop and canopy |  | None | Sunrun Installation Services, Inc. | JCP&L | Accepted | 2020-11-19 | 2020-11-23 | 2021-11-23 | Delta Electronics | M4-TL-US | Inverters | 4000 |  | 1 |  |  | 0.96 |  | Outdoor | Next To Meter
NJSTRE1546164124 |  | Transition Incentive Program | Flemington | 8822 | 4 | 11.59 | Residential | Yes | Behind the Meter | Net-metered residential rooftop and canopy |  | None | Sunrun Installation Services, Inc. | JCP&L | Accepted | 2020-11-19 | 2020-11-23 | 2021-11-23 | Delta Electronics | E6-TL-US | Inverters | 6000 |  | 1 |  |  | 0.96 |  | Outdoor | Next To Meter
NJSTRE1546164124 |  | Transition Incentive Program | Flemington | 8822 | 4 | 11.59 | Residential | Yes | Behind the Meter | Net-metered residential rooftop and canopy |  | None | Sunrun Installation Services, Inc. | JCP&L | Accepted | 2020-11-19 | 2020-11-23 | 2021-11-23 | LONGi Green Energy Technology Co Ltd | LR6-60HPB-305M | Solar Panels |  | 0.305 | 10 | 171 | 23 |  | Fixed | Roof
NJSTRE1546164124 |  | Transition Incentive Program | Flemington | 8822 | 4 | 11.59 | Residential | Yes | Behind the Meter | Net-metered residential rooftop and canopy |  | None | Sunrun Installation Services, Inc. | JCP&L | Accepted | 2020-11-19 | 2020-11-23 | 2021-11-23 | LONGi Green Energy Technology Co Ltd | LR6-60HPB-305M | Solar Panels |  | 0.305 | 5 | 351 | 23 |  | Fixed | Roof
NJSTRE1546164124 |  | Transition Incentive Program | Flemington | 8822 | 4 | 11.59 | Residential | Yes | Behind the Meter | Net-metered residential rooftop and canopy |  | None | Sunrun Installation Services, Inc. | JCP&L | Accepted | 2020-11-19 | 2020-11-23 | 2021-11-23 | LONGi Green Energy Technology Co Ltd | LR6-60HPB-305M | Solar Panels |  | 0.305 | 9 | 171 | 23 |  | Fixed | Roof
NJSTRE1546164124 |  | Transition Incentive Program | Flemington | 8822 | 4 | 11.59 | Residential | Yes | Behind the Meter | Net-metered residential rooftop and canopy |  | None | Sunrun Installation Services, Inc. | JCP&L | Accepted | 2020-11-19 | 2020-11-23 | 2021-11-23 | LONGi Green Energy Technology Co Ltd | LR6-60HPB-305M | Solar Panels |  | 0.305 | 14 | 351 | 23 |  | Fixed | Roof
NJSTRE1546164126 |  | Transition Incentive Program | Sicklerville | 8081 | 14 | 4.42 | Residential | Yes | Behind the Meter | Net-metered residential rooftop and canopy |  | None | Trinity Solar | AC Electric | Accepted | 2020-11-19 | 2020-11-23 | 2021-11-23 | Solar edge | SE3800 | Inverters | 3800 |  | 1 |  |  | 0.97 |  | Outside | side of home
NJSTRE1546164126 |  | Transition Incentive Program | Sicklerville | 8081 | 14 | 4.42 | Residential | Yes | Behind the Meter | Net-metered residential rooftop and canopy |  | None | Trinity Solar | AC Electric | Accepted | 2020-11-19 | 2020-11-23 | 2021-11-23 | Hanwha | Q.PEAK DUO BLK-G6 340 | Solar Panels |  | 0.34 | 13 | 158 | 13 |  | Fixed | Roof
NJSTRE1546164136 |  | Transition Incentive Program | Marlton | 8053 | 13 | 10.88 | Residential | No | Behind the Meter | Net-metered residential rooftop and canopy |  | None | EMT Renewables | PSE&G | Accepted | 2020-11-19 | 2020-11-23 | 2021-11-23 | Enphase | IQ7+-72-2-US | Inverters | 290 |  | 32 |  |  | 0.97 |  | Outside | under panels
NJSTRE1546164136 |  | Transition Incentive Program | Marlton | 8053 | 13 | 10.88 | Residential | No | Behind the Meter | Net-metered residential rooftop and canopy |  | None | EMT Renewables | PSE&G | Accepted | 2020-11-19 | 2020-11-23 | 2021-11-23 | Hanwha | Q-Cells Q.Peak DUO-G6 340 | Solar Panels |  | 0.34 | 10 | 123 | 18 |  | Fixed | Roof
NJSTRE1546164136 |  | Transition Incentive Program | Marlton | 8053 | 13 | 10.88 | Residential | No | Behind the Meter | Net-metered residential rooftop and canopy |  | None | EMT Renewables | PSE&G | Accepted | 2020-11-19 | 2020-11-23 | 2021-11-23 | Hanwha | Q-Cells Q.Peak DUO-G6 340 | Solar Panels |  | 0.34 | 7 | 213 | 18 |  | Fixed | Roof
NJSTRE1546164136 |  | Transition Incentive Program | Marlton | 8053 | 13 | 10.88 | Residential | No | Behind the Meter | Net-metered residential rooftop and canopy |  | None | EMT Renewables | PSE&G | Accepted | 2020-11-19 | 2020-11-23 | 2021-11-23 | Hanwha | Q-Cells Q.Peak DUO-G6 340 | Solar Panels |  | 0.34 | 9 | 303 | 18 |  | Fixed | Roof
NJSTRE1546164136 |  | Transition Incentive Program | Marlton | 8053 | 13 | 10.88 | Residential | No | Behind the Meter | Net-metered residential rooftop and canopy |  | None | EMT Renewables | PSE&G | Accepted | 2020-11-19 | 2020-11-23 | 2021-11-23 | Hanwha | Q-Cells Q.Peak DUO-G6 340 | Solar Panels |  | 0.34 | 6 | 33 | 18 |  | Fixed | Roof
NJSTRE1546164140 |  | Transition Incentive Program | Bayville | 8721 | 18 | 6.46 | Residential | Yes | Behind the Meter | Net-metered residential rooftop and canopy |  | None | Trinity Solar | JCP&L | Accepted | 2020-11-19 | 2020-11-23 | 2021-11-23 | Solar edge | SE5000 | Inverters | 5000 |  | 1 |  |  | 0.97 |  | Outside | side of home
NJSTRE1546164140 |  | Transition Incentive Program | Bayville | 8721 | 18 | 6.46 | Residential | Yes | Behind the Meter | Net-metered residential rooftop and canopy |  | None | Trinity Solar | JCP&L | Accepted | 2020-11-19 | 2020-11-23 | 2021-11-23 | Hanwha | Q.PEAK DUO BLK-G6 340 | Solar Panels |  | 0.34 | 7 | 103 | 19 |  | Fixed | Roof
NJSTRE1546164140 |  | Transition Incentive Program | Bayville | 8721 | 18 | 6.46 | Residential | Yes | Behind the Meter | Net-metered residential rooftop and canopy |  | None | Trinity Solar | JCP&L | Accepted | 2020-11-19 | 2020-11-23 | 2021-11-23 | Hanwha | Q.PEAK DUO BLK-G6 340 | Solar Panels |  | 0.34 | 12 | 283 | 19 |  | Fixed | Roof
NJSTRE1546164159 |  | Transition Incentive Program | Neptune | 7753 | 17 | 3.19 | Residential | Yes | Behind the Meter | Net-metered residential rooftop and canopy |  | None | Freedom Forever New Jersey LLC | JCP&L | Accepted | 2020-11-24 | 2020-11-24 | 2021-11-24 | Solar Edge | SE3000H-US [SI1] RGM | Inverters | 3000 |  | 1 |  |  | 0.99 |  | Outdoor | n/a
NJSTRE1546164159 |  | Transition Incentive Program | Neptune | 7753 | 17 | 3.19 | Residential | Yes | Behind the Meter | Net-metered residential rooftop and canopy |  | None | Freedom Forever New Jersey LLC | JCP&L | Accepted | 2020-11-24 | 2020-11-24 | 2021-11-24 | Hanwha | Q.PLUS BFR-G4.1- 290 | Solar Panels |  | 0.29 | 8 | 1 | 40 |  | Fixed | Roof | n/a
NJSTRE1546164159 |  | Transition Incentive Program | Neptune | 7753 | 17 | 3.19 | Residential | Yes | Behind the Meter | Net-metered residential rooftop and canopy |  | None | Freedom Forever New Jersey LLC | JCP&L | Accepted | 2020-11-24 | 2020-11-24 | 2021-11-24 | Hanwha | Q.PLUS BFR-G4.1- 290 | Solar Panels |  | 0.29 | 3 | 2 | 40 |  | Fixed | Roof | n/a
NJSTRE1546164162 |  | Transition Incentive Program | Sewell | 8080 | 15 | 9.92 | Residential | No | Behind the Meter | Net-metered residential rooftop and canopy |  | None | Orbit Energy & Power, LLC | AC Electric | Accepted | 2020-11-19 | 2020-11-23 | 2021-11-23 | ENPHASE NEERGY | IQ7-60-2-US | Inverters | 240 |  | 31 |  |  | 0.99 |  | Other | UNDER EACH PANEL
NJSTRE1546164162 |  | Transition Incentive Program | Sewell | 8080 | 15 | 9.92 | Residential | No | Behind the Meter | Net-metered residential rooftop and canopy |  | None | Orbit Energy & Power, LLC | AC Electric | Accepted | 2020-11-19 | 2020-11-23 | 2021-11-23 | HANWHA | Q PEAK CELLS 320W | Solar Panels |  | 0.32 | 4 | 137 | 17 |  | Fixed | Roof
NJSTRE1546164162 |  | Transition Incentive Program | Sewell | 8080 | 15 | 9.92 | Residential | No | Behind the Meter | Net-metered residential rooftop and canopy |  | None | Orbit Energy & Power, LLC | AC Electric | Accepted | 2020-11-19 | 2020-11-23 | 2021-11-23 | HANWHA | Q PEAK CELLS 320W | Solar Panels |  | 0.32 | 9 | 47 | 40 |  | Fixed | Roof
NJSTRE1546164162 |  | Transition Incentive Program | Sewell | 8080 | 15 | 9.92 | Residential | No | Behind the Meter | Net-metered residential rooftop and canopy |  | None | Orbit Energy & Power, LLC | AC Electric | Accepted | 2020-11-19 | 2020-11-23 | 2021-11-23 | HANWHA | Q PEAK CELLS 320W | Solar Panels |  | 0.32 | 18 | 227 | 40 |  | Fixed | Roof
NJSTRE1546164163 |  | Transition Incentive Program | Wenonah | 8090 | 15 | 7.92 | Residential | Yes | Behind the Meter | Net-metered residential rooftop and canopy |  | None | Sunrun Installation Services, Inc. | AC Electric | Accepted | 2020-11-19 | 2020-11-23 | 2021-11-23 | Enphase Energy | IQ7PLUS-72-x-US (240V) | Inverters | 290 |  | 22 |  |  | 0.96 |  | Outdoor | Rooftop
NJSTRE1546164163 |  | Transition Incentive Program | Wenonah | 8090 | 15 | 7.92 | Residential | Yes | Behind the Meter | Net-metered residential rooftop and canopy |  | None | Sunrun Installation Services, Inc. | AC Electric | Accepted | 2020-11-19 | 2020-11-23 | 2021-11-23 | LG Electronics | LG360Q1C-A5 | Solar Panels |  | 0.36 | 18 | 134 | 22 |  | Fixed | Roof
NJSTRE1546164163 |  | Transition Incentive Program | Wenonah | 8090 | 15 | 7.92 | Residential | Yes | Behind the Meter | Net-metered residential rooftop and canopy |  | None | Sunrun Installation Services, Inc. | AC Electric | Accepted | 2020-11-19 | 2020-11-23 | 2021-11-23 | LG Electronics | LG360Q1C-A5 | Solar Panels |  | 0.36 | 4 | 314 | 22 |  | Fixed | Roof
NJSTRE1546164165 |  | Transition Incentive Program | Keansburg | 7734 | 17 | 5.44 | Residential | Yes | Behind the Meter | Net-metered residential rooftop and canopy |  | None | Trinity Solar | JCP&L | Accepted | 2020-11-23 | 2020-11-23 | 2021-11-23 | Solar Edge | SE5000H-US000BNC4 | Inverters | 5000 |  | 1 |  |  | 0.97 |  | Outdoor | side of home
NJSTRE1546164165 |  | Transition Incentive Program | Keansburg | 7734 | 17 | 5.44 | Residential | Yes | Behind the Meter | Net-metered residential rooftop and canopy |  | None | Trinity Solar | JCP&L | Accepted | 2020-11-23 | 2020-11-23 | 2021-11-23 | HANWHA | Q.PEAK DUO BLK-G5 320 | Solar Panels |  | 0.32 | 12 | 125 | 38 |  | Fixed | Roof
NJSTRE1546164165 |  | Transition Incentive Program | Keansburg | 7734 | 17 | 5.44 | Residential | Yes | Behind the Meter | Net-metered residential rooftop and canopy |  | None | Trinity Solar | JCP&L | Accepted | 2020-11-23 | 2020-11-23 | 2021-11-23 | HANWHA | Q.PEAK DUO BLK-G5 320 | Solar Panels |  | 0.32 | 5 | 215 | 26 |  | Fixed | Roof
NJSTRE1546164171 |  | Transition Incentive Program | Livingston | 7039 | 9 | 16.8 | Residential | No | Behind the Meter | Net-metered residential rooftop and canopy |  | None | Ampericon | JCP&L | Accepted | 2020-11-19 | 2020-11-24 | 2021-11-24 | EnPhase | IQ7 | Inverters | 240 |  | 48 |  |  | 0.965 |  | Other | Roof
NJSTRE1546164171 |  | Transition Incentive Program | Livingston | 7039 | 9 | 16.8 | Residential | No | Behind the Meter | Net-metered residential rooftop and canopy |  | None | Ampericon | JCP&L | Accepted | 2020-11-19 | 2020-11-24 | 2021-11-24 | LG | LG350N1C-V5.AUS | Solar Panels |  | 0.35 | 8 | 158 | 20 |  | Fixed | Roof
NJSTRE1546164171 |  | Transition Incentive Program | Livingston | 7039 | 9 | 16.8 | Residential | No | Behind the Meter | Net-metered residential rooftop and canopy |  | None | Ampericon | JCP&L | Accepted | 2020-11-19 | 2020-11-24 | 2021-11-24 | LG | LG350N1C-V5.AUS | Solar Panels |  | 0.35 | 40 | 248 | 20 |  | Fixed | Roof
NJSTRE1546164357 |  | Transition Incentive Program | Manalapan Township | 7726 | 17 | 8.63 | Residential | No | Behind the Meter | Net-metered residential rooftop and canopy |  | None | Sunrun Installation Services, Inc. | JCP&L | Accepted | 2020-11-19 | 2020-11-23 | 2021-11-23 | Tesla | Powerwall 2 AC | Electric Storage Battery |  |  | 2 |  |  |  | Lithium Ion |  | outside
NJSTRE1546164357 |  | Transition Incentive Program | Manalapan Township | 7726 | 17 | 8.63 | Residential | No | Behind the Meter | Net-metered residential rooftop and canopy |  | None | Sunrun Installation Services, Inc. | JCP&L | Accepted | 2020-11-19 | 2020-11-23 | 2021-11-23 | Enphase Energy | IQ7PLUS-72-x-US (240V) | Inverters | 290 |  | 25 |  |  | 0.96 |  | Outdoor | Rooftop
NJSTRE1546164357 |  | Transition Incentive Program | Manalapan Township | 7726 | 17 | 8.63 | Residential | No | Behind the Meter | Net-metered residential rooftop and canopy |  | None | Sunrun Installation Services, Inc. | JCP&L | Accepted | 2020-11-19 | 2020-11-23 | 2021-11-23 | LG Electronics | LG345N1C-V5 | Solar Panels |  | 0.345 | 13 | 224 | 19 |  | Fixed | Roof
NJSTRE1546164357 |  | Transition Incentive Program | Manalapan Township | 7726 | 17 | 8.63 | Residential | No | Behind the Meter | Net-metered residential rooftop and canopy |  | None | Sunrun Installation Services, Inc. | JCP&L | Accepted | 2020-11-19 | 2020-11-23 | 2021-11-23 | LG Electronics | LG345N1C-V5 | Solar Panels |  | 0.345 | 12 | 134 | 19 |  | Fixed | Roof
NJSTRE1546164700 |  | Transition Incentive Program | Manalapan Township | 7726 | 17 | 18.64 | Residential | No | Behind the Meter | Net-metered residential rooftop and canopy |  | None | GenRenew, LLC | JCP&L | Accepted | 2020-11-19 | 2020-11-24 | 2021-11-24 | SUNPOWER | PVS6 | Meters |  |  | 1 |  |  |  | Yes | Outdoor
NJSTRE1546164700 |  | Transition Incentive Program | Manalapan Township | 7726 | 17 | 18.64 | Residential | No | Behind the Meter | Net-metered residential rooftop and canopy |  | None | GenRenew, LLC | JCP&L | Accepted | 2020-11-19 | 2020-11-24 | 2021-11-24 | enphase | IQ7XS-96-ACM-US | Inverters | 320 |  | 57 |  |  | 0.975 |  | Outdoor | UNDER MODULE
NJSTRE1546164700 |  | Transition Incentive Program | Manalapan Township | 7726 | 17 | 18.64 | Residential | No | Behind the Meter | Net-metered residential rooftop and canopy |  | None | GenRenew, LLC | JCP&L | Accepted | 2020-11-19 | 2020-11-24 | 2021-11-24 | sunpower | spr-e20-327-e-ac | Solar Panels |  | 0.327 | 8 | 182 | 34 |  | Fixed | Roof
NJSTRE1546164700 |  | Transition Incentive Program | Manalapan Township | 7726 | 17 | 18.64 | Residential | No | Behind the Meter | Net-metered residential rooftop and canopy |  | None | GenRenew, LLC | JCP&L | Accepted | 2020-11-19 | 2020-11-24 | 2021-11-24 | sunpower | spr-e20-327-e-ac | Solar Panels |  | 0.327 | 12 | 272 | 34 |  | Fixed | Roof
NJSTRE1546164700 |  | Transition Incentive Program | Manalapan Township | 7726 | 17 | 18.64 | Residential | No | Behind the Meter | Net-metered residential rooftop and canopy |  | None | GenRenew, LLC | JCP&L | Accepted | 2020-11-19 | 2020-11-24 | 2021-11-24 | sunpower | spr-e20-327-e-ac | Solar Panels |  | 0.327 | 9 | 182 | 34 |  | Fixed | Roof
NJSTRE1546164700 |  | Transition Incentive Program | Manalapan Township | 7726 | 17 | 18.64 | Residential | No | Behind the Meter | Net-metered residential rooftop and canopy |  | None | GenRenew, LLC | JCP&L | Accepted | 2020-11-19 | 2020-11-24 | 2021-11-24 | sunpower | spr-e20-327-e-ac | Solar Panels |  | 0.327 | 3 | 92 | 34 |  | Fixed | Roof
NJSTRE1546164700 |  | Transition Incentive Program | Manalapan Township | 7726 | 17 | 18.64 | Residential | No | Behind the Meter | Net-metered residential rooftop and canopy |  | None | GenRenew, LLC | JCP&L | Accepted | 2020-11-19 | 2020-11-24 | 2021-11-24 | sunpower | spr-e20-327-e-ac | Solar Panels |  | 0.327 | 3 | 272 | 34 |  | Fixed | Roof
NJSTRE1546164700 |  | Transition Incentive Program | Manalapan Township | 7726 | 17 | 18.64 | Residential | No | Behind the Meter | Net-metered residential rooftop and canopy |  | None | GenRenew, LLC | JCP&L | Accepted | 2020-11-19 | 2020-11-24 | 2021-11-24 | sunpower | spr-e20-327-e-ac | Solar Panels |  | 0.327 | 11 | 272 | 34 |  | Fixed | Roof
NJSTRE1546164700 |  | Transition Incentive Program | Manalapan Township | 7726 | 17 | 18.64 | Residential | No | Behind the Meter | Net-metered residential rooftop and canopy |  | None | GenRenew, LLC | JCP&L | Accepted | 2020-11-19 | 2020-11-24 | 2021-11-24 | sunpower | spr-e20-327-e-ac | Solar Panels |  | 0.327 | 3 | 272 | 34 |  | Fixed | Roof
NJSTRE1546164700 |  | Transition Incentive Program | Manalapan Township | 7726 | 17 | 18.64 | Residential | No | Behind the Meter | Net-metered residential rooftop and canopy |  | None | GenRenew, LLC | JCP&L | Accepted | 2020-11-19 | 2020-11-24 | 2021-11-24 | sunpower | spr-e20-327-e-ac | Solar Panels |  | 0.327 | 4 | 92 | 34 |  | Fixed | Roof
NJSTRE1546164700 |  | Transition Incentive Program | Manalapan Township | 7726 | 17 | 18.64 | Residential | No | Behind the Meter | Net-metered residential rooftop and canopy |  | None | GenRenew, LLC | JCP&L | Accepted | 2020-11-19 | 2020-11-24 | 2021-11-24 | sunpower | spr-e20-327-e-ac | Solar Panels |  | 0.327 | 4 | 182 | 37 |  | Fixed | Roof
NJSTRE1546164979 |  | Transition Incentive Program | Plainsboro | 8536 | 11 | 12 | Residential | No | Behind the Meter | Net-metered residential rooftop and canopy |  | None | Ampericon | PSE&G | Accepted | 2020-11-19 | 2020-11-24 | 2021-11-24 | EnPhase | IQ7 | Inverters | 240 |  | 30 |  |  | 0.965 |  | Other | Roof
NJSTRE1546164979 |  | Transition Incentive Program | Plainsboro | 8536 | 11 | 12 | Residential | No | Behind the Meter | Net-metered residential rooftop and canopy |  | None | Ampericon | PSE&G | Accepted | 2020-11-19 | 2020-11-24 | 2021-11-24 | Solaria | PowerXT┬«-400R-PM | Solar Panels |  | 0.4 | 30 | 135 | 20 |  | Fixed | Roof
NJSTRE1546165660 |  | Transition Incentive Program | Clifton | 7013 | 6 | 6.9 | Residential | No | Behind the Meter | Net-metered residential rooftop and canopy |  | None | Sunrun Installation Services, Inc. | PSE&G | Accepted | 2020-11-19 | 2020-11-23 | 2021-11-23 | Enphase Energy | IQ7PLUS-72-x-US (240V) | Inverters | 290 |  | 20 |  |  | 0.96 |  | Outdoor | Rooftop
NJSTRE1546165660 |  | Transition Incentive Program | Clifton | 7013 | 6 | 6.9 | Residential | No | Behind the Meter | Net-metered residential rooftop and canopy |  | None | Sunrun Installation Services, Inc. | PSE&G | Accepted | 2020-11-19 | 2020-11-23 | 2021-11-23 | LG Electronics | LG345N1C-V5 | Solar Panels |  | 0.345 | 20 | 178 | 25 |  | Fixed | Roof
NJSTRE1546166196 |  | Transition Incentive Program | Pleasantville | 8232 | 19 | 12.1 | Residential | No | Behind the Meter | Net-metered residential rooftop and canopy |  | None | Castle Energy, LLC | AC Electric | Accepted | 2020-11-19 | 2020-11-23 | 2021-11-23 | SunPower | SPR-E20-327-E-AC | Inverters | 320 |  | 37 |  |  | 0.975 |  | Outdoor | on the rooftop under each solar panel
NJSTRE1546166196 |  | Transition Incentive Program | Pleasantville | 8232 | 19 | 12.1 | Residential | No | Behind the Meter | Net-metered residential rooftop and canopy |  | None | Castle Energy, LLC | AC Electric | Accepted | 2020-11-19 | 2020-11-23 | 2021-11-23 | SunPower | SPR-E20-327-E-AC | Solar Panels |  | 0.327 | 5 | 44 | 3 |  | Fixed | Roof
NJSTRE1546166196 |  | Transition Incentive Program | Pleasantville | 8232 | 19 | 12.1 | Residential | No | Behind the Meter | Net-metered residential rooftop and canopy |  | None | Castle Energy, LLC | AC Electric | Accepted | 2020-11-19 | 2020-11-23 | 2021-11-23 | SunPower | SPR-E20-327-E-AC | Solar Panels |  | 0.327 | 7 | 314 | 30 |  | Fixed | Roof
NJSTRE1546166196 |  | Transition Incentive Program | Pleasantville | 8232 | 19 | 12.1 | Residential | No | Behind the Meter | Net-metered residential rooftop and canopy |  | None | Castle Energy, LLC | AC Electric | Accepted | 2020-11-19 | 2020-11-23 | 2021-11-23 | SunPower | SPR-E20-327-E-AC | Solar Panels |  | 0.327 | 2 | 44 | 30 |  | Fixed | Roof
NJSTRE1546166196 |  | Transition Incentive Program | Pleasantville | 8232 | 19 | 12.1 | Residential | No | Behind the Meter | Net-metered residential rooftop and canopy |  | None | Castle Energy, LLC | AC Electric | Accepted | 2020-11-19 | 2020-11-23 | 2021-11-23 | SunPower | SPR-E20-327-E-AC | Solar Panels |  | 0.327 | 13 | 134 | 30 |  | Fixed | Roof
NJSTRE1546166196 |  | Transition Incentive Program | Pleasantville | 8232 | 19 | 12.1 | Residential | No | Behind the Meter | Net-metered residential rooftop and canopy |  | None | Castle Energy, LLC | AC Electric | Accepted | 2020-11-19 | 2020-11-23 | 2021-11-23 | SunPower | SPR-E20-327-E-AC | Solar Panels |  | 0.327 | 2 | 224 | 30 |  | Fixed | Roof
NJSTRE1546166196 |  | Transition Incentive Program | Pleasantville | 8232 | 19 | 12.1 | Residential | No | Behind the Meter | Net-metered residential rooftop and canopy |  | None | Castle Energy, LLC | AC Electric | Accepted | 2020-11-19 | 2020-11-23 | 2021-11-23 | SunPower | SPR-E20-327-E-AC | Solar Panels |  | 0.327 | 8 | 224 | 9 |  | Fixed | Roof
NJSTRE1546167371 |  | Transition Incentive Program | Trenton | 8618 | 12 | 16.9 | Residential | Yes | Behind the Meter | Net-metered residential rooftop and canopy |  | None | GenRenew, LLC | PSE&G | Accepted | 2020-11-19 | 2020-12-02 | 2021-12-02 | ENPHASE | ENVOY | Meters |  |  | 1 |  |  |  | Yes | Outdoor
NJSTRE1546167371 |  | Transition Incentive Program | Trenton | 8618 | 12 | 16.9 | Residential | Yes | Behind the Meter | Net-metered residential rooftop and canopy |  | None | GenRenew, LLC | PSE&G | Accepted | 2020-11-19 | 2020-12-02 | 2021-12-02 | Enphase | IQ7XS-96-ACM-US | Inverters | 320 |  | 52 |  |  | 0.975 |  | Outdoor | UNDER MODULE
NJSTRE1546167371 |  | Transition Incentive Program | Trenton | 8618 | 12 | 16.9 | Residential | Yes | Behind the Meter | Net-metered residential rooftop and canopy |  | None | GenRenew, LLC | PSE&G | Accepted | 2020-11-19 | 2020-12-02 | 2021-12-02 | Hanwha | Hanwha Q Cell 325 | Solar Panels |  | 0.325 | 16 | 289 | 34 |  | Fixed | Roof
NJSTRE1546167371 |  | Transition Incentive Program | Trenton | 8618 | 12 | 16.9 | Residential | Yes | Behind the Meter | Net-metered residential rooftop and canopy |  | None | GenRenew, LLC | PSE&G | Accepted | 2020-11-19 | 2020-12-02 | 2021-12-02 | Hanwha | Hanwha Q Cell 325 | Solar Panels |  | 0.325 | 19 | 109 | 34 |  | Fixed | Roof
NJSTRE1546167371 |  | Transition Incentive Program | Trenton | 8618 | 12 | 16.9 | Residential | Yes | Behind the Meter | Net-metered residential rooftop and canopy |  | None | GenRenew, LLC | PSE&G | Accepted | 2020-11-19 | 2020-12-02 | 2021-12-02 | Hanwha | Hanwha Q Cell 325 | Solar Panels |  | 0.325 | 17 | 109 | 27 |  | Fixed | Roof
NJSTRE1546168005 |  | Transition Incentive Program | Waldwick Boro | 7463 | 7 | 11.9 | Residential | No | Behind the Meter | Net-metered residential rooftop and canopy |  | None | Tesla Energy Operations, Inc. | PSE&G | Accepted | 2020-11-19 | 2020-11-23 | 2021-11-23 | Tesla | AC Powerwall 2.0 | Electric Storage Battery |  |  | 2 |  |  |  | Lithium Ion |  | Inside in garage
NJSTRE1546168005 |  | Transition Incentive Program | Waldwick Boro | 7463 | 7 | 11.9 | Residential | No | Behind the Meter | Net-metered residential rooftop and canopy |  | None | Tesla Energy Operations, Inc. | PSE&G | Accepted | 2020-11-19 | 2020-11-23 | 2021-11-23 | SolarEdge Technologies Ltd. | SE10000H-US [240V] | Inverters | 10000 |  | 1 |  |  | 0.99 |  | Outdoor | outside
NJSTRE1546168005 |  | Transition Incentive Program | Waldwick Boro | 7463 | 7 | 11.9 | Residential | No | Behind the Meter | Net-metered residential rooftop and canopy |  | None | Tesla Energy Operations, Inc. | PSE&G | Accepted | 2020-11-19 | 2020-11-23 | 2021-11-23 | Hanwha Q-CELLS | Q.Peak DUO BLK-G6+ 340 | Solar Panels |  | 0.34 | 20 | 354 | 23 |  | Fixed | Roof
NJSTRE1546168005 |  | Transition Incentive Program | Waldwick Boro | 7463 | 7 | 11.9 | Residential | No | Behind the Meter | Net-metered residential rooftop and canopy |  | None | Tesla Energy Operations, Inc. | PSE&G | Accepted | 2020-11-19 | 2020-11-23 | 2021-11-23 | Hanwha Q-CELLS | Q.Peak DUO BLK-G6+ 340 | Solar Panels |  | 0.34 | 15 | 174 | 23 |  | Fixed | Roof
NJSTRE1546168400 |  | Transition Incentive Program | Woodbridge Township | 8863 | 11 | 17.33 | Residential | Yes | Behind the Meter | Net-metered residential rooftop and canopy |  | None | Ad Energy | PSE&G | Accepted | 2020-11-19 | 2020-11-23 | 2021-11-23 | Enphase Energy | IQ7XS-96-ACM-US | Inverters | 315 |  | 53 |  |  | 0.975 |  | Outdoor | At each panel
NJSTRE1546168400 |  | Transition Incentive Program | Woodbridge Township | 8863 | 11 | 17.33 | Residential | Yes | Behind the Meter | Net-metered residential rooftop and canopy |  | None | Ad Energy | PSE&G | Accepted | 2020-11-19 | 2020-11-23 | 2021-11-23 | SunPower | SPR-E20-327-E-AC | Solar Panels |  | 0.327 | 29 | 265 | 19 |  | Fixed | Roof
NJSTRE1546168400 |  | Transition Incentive Program | Woodbridge Township | 8863 | 11 | 17.33 | Residential | Yes | Behind the Meter | Net-metered residential rooftop and canopy |  | None | Ad Energy | PSE&G | Accepted | 2020-11-19 | 2020-11-23 | 2021-11-23 | SunPowr | SPR-E20-327-A-AC | Solar Panels |  | 0.327 | 24 | 85 | 19 |  | Fixed | Roof
NJSTRE1546168484 |  | Transition Incentive Program | Mount Laurel | 8054 | 13 | 13.68 | Residential | No | Behind the Meter | Net-metered residential rooftop and canopy |  | None | Infinity Solar Systems | PSE&G | Accepted | 2020-11-19 | 2020-11-24 | 2021-11-24 | ENPHASE | IQ7PLUS-72-2-US | Inverters | 295 |  | 27 |  |  | 0.95 |  | Outdoor | Rooftop
NJSTRE1546168484 |  | Transition Incentive Program | Mount Laurel | 8054 | 13 | 13.68 | Residential | No | Behind the Meter | Net-metered residential rooftop and canopy |  | None | Infinity Solar Systems | PSE&G | Accepted | 2020-11-19 | 2020-11-24 | 2021-11-24 | ENPHASE | IQ7PLUS-72-2-US | Inverters | 295 |  | 3 |  |  | 0.95 |  | Outdoor | Rooftop
NJSTRE1546168484 |  | Transition Incentive Program | Mount Laurel | 8054 | 13 | 13.68 | Residential | No | Behind the Meter | Net-metered residential rooftop and canopy |  | None | Infinity Solar Systems | PSE&G | Accepted | 2020-11-19 | 2020-11-24 | 2021-11-24 | ENPHASE | IQ7PLUS-72-2-US | Inverters | 295 |  | 8 |  |  | 0.95 |  | Outdoor | Rooftop
NJSTRE1546168484 |  | Transition Incentive Program | Mount Laurel | 8054 | 13 | 13.68 | Residential | No | Behind the Meter | Net-metered residential rooftop and canopy |  | None | Infinity Solar Systems | PSE&G | Accepted | 2020-11-19 | 2020-11-24 | 2021-11-24 | LG | LG360N1C-N5 | Solar Panels |  | 0.36 | 8 | 107 | 20 |  | Fixed | Roof
NJSTRE1546168484 |  | Transition Incentive Program | Mount Laurel | 8054 | 13 | 13.68 | Residential | No | Behind the Meter | Net-metered residential rooftop and canopy |  | None | Infinity Solar Systems | PSE&G | Accepted | 2020-11-19 | 2020-11-24 | 2021-11-24 | LG | LG360N1C-N5 | Solar Panels |  | 0.36 | 27 | 197 | 20 |  | Fixed | Roof
NJSTRE1546168484 |  | Transition Incentive Program | Mount Laurel | 8054 | 13 | 13.68 | Residential | No | Behind the Meter | Net-metered residential rooftop and canopy |  | None | Infinity Solar Systems | PSE&G | Accepted | 2020-11-19 | 2020-11-24 | 2021-11-24 | LG | LG360N1C-N5 | Solar Panels |  | 0.36 | 3 | 287 | 20 |  | Fixed | Roof
NJSTRE1546168948 |  | Transition Incentive Program | Millburn | 7041 | 9 | 5.44 | Residential | No | Behind the Meter | Net-metered residential rooftop and canopy |  | None | Vision Solar LLC | JCP&L | Accepted | 2020-11-19 | 2020-11-23 | 2021-11-23 | ENPHASE | IQ7-60-2-US | Inverters | 0.24 |  | 16 |  |  | 0.96 |  | Other | BEHIND EACH PANEL
NJSTRE1546168948 |  | Transition Incentive Program | Millburn | 7041 | 9 | 5.44 | Residential | No | Behind the Meter | Net-metered residential rooftop and canopy |  | None | Vision Solar LLC | JCP&L | Accepted | 2020-11-19 | 2020-11-23 | 2021-11-23 | HANWHA Q-CELLS | Q.PEAK DUO BLK-G6+ 340 | Solar Panels |  | 0.34 | 16 | 38 | 10 |  | Fixed | Roof
NJSTRE1546169442 |  | Transition Incentive Program | Cape May Point | 8212 | 21 | 4.23 | Residential | Yes | Behind the Meter | Net-metered residential rooftop and canopy |  | None | GenRenew, LLC | AC Electric | Accepted | 2020-11-19 | 2020-11-25 | 2021-11-25 | ENPHASE | ENVOY | Meters |  |  | 1 |  |  |  | Yes | Outdoor
NJSTRE1546169442 |  | Transition Incentive Program | Cape May Point | 8212 | 21 | 4.23 | Residential | Yes | Behind the Meter | Net-metered residential rooftop and canopy |  | None | GenRenew, LLC | AC Electric | Accepted | 2020-11-19 | 2020-11-25 | 2021-11-25 | Enphase | IQ7XS-96-ACM-US | Inverters | 320 |  | 13 |  |  | 0.975 |  | Outdoor | UNDER MODULE
NJSTRE1546169442 |  | Transition Incentive Program | Cape May Point | 8212 | 21 | 4.23 | Residential | Yes | Behind the Meter | Net-metered residential rooftop and canopy |  | None | GenRenew, LLC | AC Electric | Accepted | 2020-11-19 | 2020-11-25 | 2021-11-25 | Hanwha | Hanwha Q Cell 325 | Solar Panels |  | 0.325 | 13 | 123 | 20 |  | Fixed | Roof
NJSTRE1546169475 |  | Transition Incentive Program | Williamstown | 8094 | 15 | 6.83 | Residential | Yes | Behind the Meter | Net-metered residential rooftop and canopy |  | None | GenRenew, LLC | AC Electric | Accepted | 2020-11-19 | 2020-11-23 | 2021-11-23 | enphase | envoy | Meters |  |  | 1 |  |  |  | Yes | Outdoor
NJSTRE1546169475 |  | Transition Incentive Program | Williamstown | 8094 | 15 | 6.83 | Residential | Yes | Behind the Meter | Net-metered residential rooftop and canopy |  | None | GenRenew, LLC | AC Electric | Accepted | 2020-11-19 | 2020-11-23 | 2021-11-23 | Ehphase | IQ7 | Inverters | 320 |  | 21 |  |  | 0.975 |  | Outdoor | under module
NJSTRE1546169475 |  | Transition Incentive Program | Williamstown | 8094 | 15 | 6.83 | Residential | Yes | Behind the Meter | Net-metered residential rooftop and canopy |  | None | GenRenew, LLC | AC Electric | Accepted | 2020-11-19 | 2020-11-23 | 2021-11-23 | Hanwha | Hanwha Q Cell 325 | Solar Panels |  | 0.325 | 21 | 181 | 32 |  | Fixed | Roof
NJSTRE1546169477 |  | Transition Incentive Program | Cherry hill | 8002 | 14 | 11.56 | Residential | No | Behind the Meter | Net-metered residential rooftop and canopy |  | None | Vision Solar LLC | PSE&G | Accepted | 2020-11-20 | 2020-11-23 | 2021-11-23 | ENPHASE | IQ7-60-2-US | Inverters | 0.24 |  | 34 |  |  | 0.96 |  | Other | BEHIND EACH PANEL
NJSTRE1546169477 |  | Transition Incentive Program | Cherry hill | 8002 | 14 | 11.56 | Residential | No | Behind the Meter | Net-metered residential rooftop and canopy |  | None | Vision Solar LLC | PSE&G | Accepted | 2020-11-20 | 2020-11-23 | 2021-11-23 | HANWHA Q-CELLS | Q.PEAK DUO BLK-G6+ 340 | Solar Panels |  | 0.34 | 24 | 175 | 20 |  | Fixed | Roof
NJSTRE1546169477 |  | Transition Incentive Program | Cherry hill | 8002 | 14 | 11.56 | Residential | No | Behind the Meter | Net-metered residential rooftop and canopy |  | None | Vision Solar LLC | PSE&G | Accepted | 2020-11-20 | 2020-11-23 | 2021-11-23 | HANWHA Q-CELLS | Q.PEAK DUO BLK-G6+ 340 | Solar Panels |  | 0.34 | 1 | 265 | 19 |  | Fixed | Roof
NJSTRE1546169477 |  | Transition Incentive Program | Cherry hill | 8002 | 14 | 11.56 | Residential | No | Behind the Meter | Net-metered residential rooftop and canopy |  | None | Vision Solar LLC | PSE&G | Accepted | 2020-11-20 | 2020-11-23 | 2021-11-23 | HANWHA Q-CELLS | Q.PEAK DUO BLK-G6+ 340 | Solar Panels |  | 0.34 | 8 | 355 | 20 |  | Fixed | Roof
NJSTRE1546169477 |  | Transition Incentive Program | Cherry hill | 8002 | 14 | 11.56 | Residential | No | Behind the Meter | Net-metered residential rooftop and canopy |  | None | Vision Solar LLC | PSE&G | Accepted | 2020-11-20 | 2020-11-23 | 2021-11-23 | HANWHA Q-CELLS | Q.PEAK DUO BLK-G6+ 340 | Solar Panels |  | 0.34 | 1 | 85 | 19 |  | Fixed | Roof
NJSTRE1546169491 |  | Transition Incentive Program | Paterson City | 7514 | 6 | 17.01 | Residential | No | Behind the Meter | Net-metered residential rooftop and canopy |  | None | Palmetto Solar LLC | PSE&G | Accepted | 2020-11-19 | 2020-11-23 | 2021-11-23 | SolarEdge | SE7600H-US | Meters | 7600 |  | 2 |  |  |  | Yes | Outdoor
NJSTRE1546169491 |  | Transition Incentive Program | Paterson City | 7514 | 6 | 17.01 | Residential | No | Behind the Meter | Net-metered residential rooftop and canopy |  | None | Palmetto Solar LLC | PSE&G | Accepted | 2020-11-19 | 2020-11-23 | 2021-11-23 | SolarEdge Technologies | SE7600H-US | Inverters | 7600 |  | 2 |  |  | 0.98 |  | Outdoor | side of the house
NJSTRE1546169491 |  | Transition Incentive Program | Paterson City | 7514 | 6 | 17.01 | Residential | No | Behind the Meter | Net-metered residential rooftop and canopy |  | None | Palmetto Solar LLC | PSE&G | Accepted | 2020-11-19 | 2020-11-23 | 2021-11-23 | Yingli | YL315D-30B | Solar Panels |  | 0.315 | 3 | 99 | 30 |  | Fixed | Roof
NJSTRE1546169491 |  | Transition Incentive Program | Paterson City | 7514 | 6 | 17.01 | Residential | No | Behind the Meter | Net-metered residential rooftop and canopy |  | None | Palmetto Solar LLC | PSE&G | Accepted | 2020-11-19 | 2020-11-23 | 2021-11-23 | Yingli | YL315D-30B | Solar Panels |  | 0.315 | 18 | 189 | 27 |  | Fixed | Roof
NJSTRE1546169491 |  | Transition Incentive Program | Paterson City | 7514 | 6 | 17.01 | Residential | No | Behind the Meter | Net-metered residential rooftop and canopy |  | None | Palmetto Solar LLC | PSE&G | Accepted | 2020-11-19 | 2020-11-23 | 2021-11-23 | Yingli | YL315D-30B | Solar Panels |  | 0.315 | 3 | 279 | 30 |  | Fixed | Roof
NJSTRE1546169491 |  | Transition Incentive Program | Paterson City | 7514 | 6 | 17.01 | Residential | No | Behind the Meter | Net-metered residential rooftop and canopy |  | None | Palmetto Solar LLC | PSE&G | Accepted | 2020-11-19 | 2020-11-23 | 2021-11-23 | Yingli | YL315D-30B | Solar Panels |  | 0.315 | 18 | 9 | 26 |  | Fixed | Roof
NJSTRE1546169491 |  | Transition Incentive Program | Paterson City | 7514 | 6 | 17.01 | Residential | No | Behind the Meter | Net-metered residential rooftop and canopy |  | None | Palmetto Solar LLC | PSE&G | Accepted | 2020-11-19 | 2020-11-23 | 2021-11-23 | Yingli | YL315D-30B | Solar Panels |  | 0.315 | 6 | 279 | 27 |  | Fixed | Roof
NJSTRE1546169491 |  | Transition Incentive Program | Paterson City | 7514 | 6 | 17.01 | Residential | No | Behind the Meter | Net-metered residential rooftop and canopy |  | None | Palmetto Solar LLC | PSE&G | Accepted | 2020-11-19 | 2020-11-23 | 2021-11-23 | Yingli | YL315-30B | Solar Panels |  | 0.315 | 6 | 99 | 27 |  | Fixed | Roof
NJSTRE1546169497 |  | Transition Incentive Program | Lumberton Twp | 8060 | 13 | 4.96 | Residential | Yes | Behind the Meter | Net-metered residential rooftop and canopy |  | None | Bright Planet Solar | PSE&G | Accepted | 2020-11-19 | 2020-11-23 | 2021-11-23 | SOLAR EDGE | SE5000H-USRGM | Inverters | 5000 |  | 1 |  |  | 0.98 |  | Outdoor | OUTSIDE
NJSTRE1546169497 |  | Transition Incentive Program | Lumberton Twp | 8060 | 13 | 4.96 | Residential | Yes | Behind the Meter | Net-metered residential rooftop and canopy |  | None | Bright Planet Solar | PSE&G | Accepted | 2020-11-19 | 2020-11-23 | 2021-11-23 | HANWHA Q-CELLS | Q.PEAK DUO BLK-G5 310W | Solar Panels |  | 0.31 | 7 | 291 | 26 |  | Fixed | Roof
NJSTRE1546169497 |  | Transition Incentive Program | Lumberton Twp | 8060 | 13 | 4.96 | Residential | Yes | Behind the Meter | Net-metered residential rooftop and canopy |  | None | Bright Planet Solar | PSE&G | Accepted | 2020-11-19 | 2020-11-23 | 2021-11-23 | HANWHA Q-CELLS | Q.PEAK DUO BLK-G5 310W | Solar Panels |  | 0.31 | 9 | 111 | 26 |  | Fixed | Roof
NJSTRE1546169519 |  | Transition Incentive Program | South Orange Village | 7079 | 9 | 10.98 | Residential | Yes | Behind the Meter | Net-metered residential rooftop and canopy |  | None | Bright Planet Solar | PSE&G | Accepted | 2020-11-19 | 2020-11-23 | 2021-11-23 | SOLAR EDGE | SE10000H-USRGM | Inverters | 10000 |  | 1 |  |  | 0.98 |  | Outdoor | OUTSIDE
NJSTRE1546169519 |  | Transition Incentive Program | South Orange Village | 7079 | 9 | 10.98 | Residential | Yes | Behind the Meter | Net-metered residential rooftop and canopy |  | None | Bright Planet Solar | PSE&G | Accepted | 2020-11-19 | 2020-11-23 | 2021-11-23 | LONGI | LR6-60HPB-305M | Solar Panels |  | 0.305 | 12 | 116 | 27 |  | Fixed | Roof
NJSTRE1546169519 |  | Transition Incentive Program | South Orange Village | 7079 | 9 | 10.98 | Residential | Yes | Behind the Meter | Net-metered residential rooftop and canopy |  | None | Bright Planet Solar | PSE&G | Accepted | 2020-11-19 | 2020-11-23 | 2021-11-23 | LONGI | LR6-60HPB-305M | Solar Panels |  | 0.305 | 24 | 116 | 18 |  | Fixed | Roof
NJSTRE1546169521 |  | Transition Incentive Program | Teaneck | 7666 | 7 | 5.25 | Residential | Yes | Behind the Meter | Net-metered residential rooftop and canopy |  | None | Pro Custom Solar dba Momentum Solar | PSE&G | Accepted | 2020-11-19 | 2020-11-23 | 2021-11-23 | Enphase | IQ7PLUS-72-2-US | Inverters | 290 |  | 15 |  |  | 0.97 |  | Outdoor | Roof
NJSTRE1546169521 |  | Transition Incentive Program | Teaneck | 7666 | 7 | 5.25 | Residential | Yes | Behind the Meter | Net-metered residential rooftop and canopy |  | None | Pro Custom Solar dba Momentum Solar | PSE&G | Accepted | 2020-11-19 | 2020-11-23 | 2021-11-23 | LG | LG 350N1C-V5 | Solar Panels |  | 0.35 | 11 | 192 | 34 |  | Fixed | Roof
NJSTRE1546169521 |  | Transition Incentive Program | Teaneck | 7666 | 7 | 5.25 | Residential | Yes | Behind the Meter | Net-metered residential rooftop and canopy |  | None | Pro Custom Solar dba Momentum Solar | PSE&G | Accepted | 2020-11-19 | 2020-11-23 | 2021-11-23 | LG | LG 350N1C-V5 | Solar Panels |  | 0.35 | 4 | 191 | 14 |  | Fixed | Roof
NJSTRE1546169535 |  | Transition Incentive Program | Forked River | 8731 | 18 | 5.76 | Residential | Yes | Behind the Meter | Net-metered residential rooftop and canopy |  | None | Vivint Solar Developer, LLC | JCP&L | Accepted | 2020-12-04 | 2020-12-07 | 2021-12-07 | Solar Edge | SE3800H-US | Inverters | 3800 |  | 1 |  |  | 0.992 |  | Outdoor | Near the Utility Meter
NJSTRE1546169535 |  | Transition Incentive Program | Forked River | 8731 | 18 | 5.76 | Residential | Yes | Behind the Meter | Net-metered residential rooftop and canopy |  | None | Vivint Solar Developer, LLC | JCP&L | Accepted | 2020-12-04 | 2020-12-07 | 2021-12-07 | JINKO SOLAR | JKM320M-60HBL | Solar Panels |  | 0.32 | 18 | 111 | 34 |  | Fixed | Roof
NJSTRE1546169540 |  | Transition Incentive Program | Blairstown | 7825 | 2 | 8.54 | Municipality | Yes | Behind the Meter | Net-metered residential rooftop and canopy |  | None | Bright Planet Solar | JCP&L | Accepted | 2020-11-19 | 2020-11-23 | 2021-11-23 | SOLAR EDGE | SE7600H-USRGM | Inverters | 7600 |  | 1 |  |  | 0.98 |  | Outdoor | OUTSIDE
NJSTRE1546169540 |  | Transition Incentive Program | Blairstown | 7825 | 2 | 8.54 | Municipality | Yes | Behind the Meter | Net-metered residential rooftop and canopy |  | None | Bright Planet Solar | JCP&L | Accepted | 2020-11-19 | 2020-11-23 | 2021-11-23 | LONGI | LR6-60HPB-305M | Solar Panels |  | 0.305 | 28 | 180 | 25 |  | Fixed | Roof
NJSTRE1546169562 |  | Transition Incentive Program | Hamilton Twp Mercer County | 8690 | 12 | 9.81 | Residential | No | Behind the Meter | Net-metered residential rooftop and canopy |  | None | Seabright Solar | PSE&G | Accepted | 2020-11-19 | 2020-11-23 | 2021-11-23 | Sunpower | PVS 6 | Meters |  |  | 1 |  |  |  | Yes | Outdoor
NJSTRE1546169562 |  | Transition Incentive Program | Hamilton Twp Mercer County | 8690 | 12 | 9.81 | Residential | No | Behind the Meter | Net-metered residential rooftop and canopy |  | None | Seabright Solar | PSE&G | Accepted | 2020-11-19 | 2020-11-23 | 2021-11-23 | Enphase | IQ7XS-96-ACM-US | Inverters | 0.315 |  | 30 |  |  | 0.99 |  | Outside | Roof
NJSTRE1546169562 |  | Transition Incentive Program | Hamilton Twp Mercer County | 8690 | 12 | 9.81 | Residential | No | Behind the Meter | Net-metered residential rooftop and canopy |  | None | Seabright Solar | PSE&G | Accepted | 2020-11-19 | 2020-11-23 | 2021-11-23 | Sunpower | SPR-E20-327 | Solar Panels |  | 0.327 | 14 | 171 | 23 |  | Fixed | Roof
NJSTRE1546169562 |  | Transition Incentive Program | Hamilton Twp Mercer County | 8690 | 12 | 9.81 | Residential | No | Behind the Meter | Net-metered residential rooftop and canopy |  | None | Seabright Solar | PSE&G | Accepted | 2020-11-19 | 2020-11-23 | 2021-11-23 | Sunpower | SPR-E20-327 | Solar Panels |  | 0.327 | 16 | 171 | 26 |  | Fixed | Roof
NJSTRE1546169569 |  | Transition Incentive Program | Mine Hill | 7803 | 3 | 4.1 | Residential | No | Behind the Meter | Net-metered residential rooftop and canopy |  | None | Palmetto Solar LLC | JCP&L | Accepted | 2020-11-19 | 2020-11-23 | 2021-11-23 | SolarEdge | SE3800H-US | Meters | 3800 |  | 1 |  |  |  | Yes | Outdoor
NJSTRE1546169569 |  | Transition Incentive Program | Mine Hill | 7803 | 3 | 4.1 | Residential | No | Behind the Meter | Net-metered residential rooftop and canopy |  | None | Palmetto Solar LLC | JCP&L | Accepted | 2020-11-19 | 2020-11-23 | 2021-11-23 | SolarEdge | SE3800H-US | Inverters | 3800 |  | 1 |  |  | 0.98 |  | Outside | side of the house
NJSTRE1546169569 |  | Transition Incentive Program | Mine Hill | 7803 | 3 | 4.1 | Residential | No | Behind the Meter | Net-metered residential rooftop and canopy |  | None | Palmetto Solar LLC | JCP&L | Accepted | 2020-11-19 | 2020-11-23 | 2021-11-23 | Yingli | YL315D-30B | Solar Panels |  | 0.315 | 13 | 130 | 42 |  | Fixed | Roof
NJSTRE1546169649 |  | Transition Incentive Program | Vineland | 8360 | 20 | 6.08 | Residential | No | Behind the Meter | Net-metered residential rooftop and canopy |  | None | Kaitanna Solar, LLC | Vineland Muni Electric | Accepted | 2020-11-19 | 2020-11-23 | 2021-11-23 | Enpahse | Envoy | Meters |  |  | 1 |  |  |  | Yes
NJSTRE1546169649 |  | Transition Incentive Program | Vineland | 8360 | 20 | 6.08 | Residential | No | Behind the Meter | Net-metered residential rooftop and canopy |  | None | Kaitanna Solar, LLC | Vineland Muni Electric | Accepted | 2020-11-19 | 2020-11-23 | 2021-11-23 | Enphase | IQ7 | Inverters | 240 |  | 19 |  |  | 0.97 |  | Outside | Under Modules
NJSTRE1546169649 |  | Transition Incentive Program | Vineland | 8360 | 20 | 6.08 | Residential | No | Behind the Meter | Net-metered residential rooftop and canopy |  | None | Kaitanna Solar, LLC | Vineland Muni Electric | Accepted | 2020-11-19 | 2020-11-23 | 2021-11-23 | Canadian Solar | CS1H-320W HiDM-Black | Solar Panels |  | 0.32 | 2 | 90 | 27 |  | Fixed | Roof
NJSTRE1546169649 |  | Transition Incentive Program | Vineland | 8360 | 20 | 6.08 | Residential | No | Behind the Meter | Net-metered residential rooftop and canopy |  | None | Kaitanna Solar, LLC | Vineland Muni Electric | Accepted | 2020-11-19 | 2020-11-23 | 2021-11-23 | Canadian Solar | CS1H-320W HiDM-Black | Solar Panels |  | 0.32 | 6 | 180 | 27 |  | Fixed | Roof
NJSTRE1546169649 |  | Transition Incentive Program | Vineland | 8360 | 20 | 6.08 | Residential | No | Behind the Meter | Net-metered residential rooftop and canopy |  | None | Kaitanna Solar, LLC | Vineland Muni Electric | Accepted | 2020-11-19 | 2020-11-23 | 2021-11-23 | Canadian Solar | CS1H-320W HiDM-Black | Solar Panels |  | 0.32 | 11 | 270 | 27 |  | Fixed | Roof
NJSTRE1546169652 |  | Transition Incentive Program | Irvington | 7111 | 9 | 7.59 | Residential | Yes | Behind the Meter | Net-metered residential rooftop and canopy |  | None | Sunrun Installation Services, Inc. | PSE&G | Accepted | 2020-11-19 | 2020-11-23 | 2021-11-23 | Enphase Energy | IQ7PLUS-72-x-US (240V) | Inverters | 290 |  | 22 |  |  | 0.96 |  | Outdoor | Rooftop
NJSTRE1546169652 |  | Transition Incentive Program | Irvington | 7111 | 9 | 7.59 | Residential | Yes | Behind the Meter | Net-metered residential rooftop and canopy |  | None | Sunrun Installation Services, Inc. | PSE&G | Accepted | 2020-11-19 | 2020-11-23 | 2021-11-23 | LG Electronics | LG345N1C-V5 | Solar Panels |  | 0.345 | 10 | 112 | 33 |  | Fixed | Roof
NJSTRE1546169652 |  | Transition Incentive Program | Irvington | 7111 | 9 | 7.59 | Residential | Yes | Behind the Meter | Net-metered residential rooftop and canopy |  | None | Sunrun Installation Services, Inc. | PSE&G | Accepted | 2020-11-19 | 2020-11-23 | 2021-11-23 | LG Electronics | LG345N1C-V5 | Solar Panels |  | 0.345 | 12 | 292 | 32 |  | Fixed | Roof
NJSTRE1546171858 |  | Transition Incentive Program | Robbinsville Twp | 8691 | 12 | 8.05 | Residential | No | Behind the Meter | Net-metered residential rooftop and canopy |  | None | Suntuity Solar LLC | JCP&L | Accepted | 2020-11-20 | 2020-11-23 | 2021-11-23 | Enphase Energy | IQ7-60-2-US | Inverters | 240 |  | 23 |  |  | 0.97 |  | Outdoor | Behind the PV Modules
NJSTRE1546171858 |  | Transition Incentive Program | Robbinsville Twp | 8691 | 12 | 8.05 | Residential | No | Behind the Meter | Net-metered residential rooftop and canopy |  | None | Suntuity Solar LLC | JCP&L | Accepted | 2020-11-20 | 2020-11-23 | 2021-11-23 | Longi | LR4-60HPB-350M | Solar Panels |  | 0.35 | 4 | 300 | 23 |  | Fixed | Roof
NJSTRE1546171858 |  | Transition Incentive Program | Robbinsville Twp | 8691 | 12 | 8.05 | Residential | No | Behind the Meter | Net-metered residential rooftop and canopy |  | None | Suntuity Solar LLC | JCP&L | Accepted | 2020-11-20 | 2020-11-23 | 2021-11-23 | Longi | LR4-60HPB-350M | Solar Panels |  | 0.35 | 19 | 210 | 23 |  | Fixed | Roof
NJSTRE1546171859 |  | Transition Incentive Program | Deptford Twp | 8096 | 15 | 7.7 | Residential | No | Behind the Meter | Net-metered residential rooftop and canopy |  | None | Suntuity Solar LLC | PSE&G | Accepted | 2020-11-20 | 2020-11-23 | 2021-11-23 | Enphase Energy | IQ7-60-2-US | Inverters | 240 |  | 22 |  |  | 0.97 |  | Outdoor | Behind the PV Modules
NJSTRE1546171859 |  | Transition Incentive Program | Deptford Twp | 8096 | 15 | 7.7 | Residential | No | Behind the Meter | Net-metered residential rooftop and canopy |  | None | Suntuity Solar LLC | PSE&G | Accepted | 2020-11-20 | 2020-11-23 | 2021-11-23 | Longi | LR4-60HPB-350M | Solar Panels |  | 0.35 | 16 | 109 | 23 |  | Fixed | Roof
NJSTRE1546171859 |  | Transition Incentive Program | Deptford Twp | 8096 | 15 | 7.7 | Residential | No | Behind the Meter | Net-metered residential rooftop and canopy |  | None | Suntuity Solar LLC | PSE&G | Accepted | 2020-11-20 | 2020-11-23 | 2021-11-23 | Longi | LR4-60HPB-350M | Solar Panels |  | 0.35 | 6 | 289 | 23 |  | Fixed | Roof
NJSTRE1546171860 |  | Transition Incentive Program | Clark | 7066 | 10 | 12.95 | Residential | No | Behind the Meter | Net-metered residential rooftop and canopy |  | None | Suntuity Solar LLC | PSE&G | Accepted | 2020-11-20 | 2020-11-23 | 2021-11-23 | Enphase Energy | IQ7-60-2-US | Inverters | 240 |  | 37 |  |  | 0.97 |  | Outdoor | Behind the PV Modules
NJSTRE1546171860 |  | Transition Incentive Program | Clark | 7066 | 10 | 12.95 | Residential | No | Behind the Meter | Net-metered residential rooftop and canopy |  | None | Suntuity Solar LLC | PSE&G | Accepted | 2020-11-20 | 2020-11-23 | 2021-11-23 | Longi | LR4-60HPB-350M | Solar Panels |  | 0.35 | 8 | 129 | 31 |  | Fixed | Roof
NJSTRE1546171860 |  | Transition Incentive Program | Clark | 7066 | 10 | 12.95 | Residential | No | Behind the Meter | Net-metered residential rooftop and canopy |  | None | Suntuity Solar LLC | PSE&G | Accepted | 2020-11-20 | 2020-11-23 | 2021-11-23 | Longi | LR4-60HPB-350M | Solar Panels |  | 0.35 | 21 | 129 | 32 |  | Fixed | Roof
NJSTRE1546171860 |  | Transition Incentive Program | Clark | 7066 | 10 | 12.95 | Residential | No | Behind the Meter | Net-metered residential rooftop and canopy |  | None | Suntuity Solar LLC | PSE&G | Accepted | 2020-11-20 | 2020-11-23 | 2021-11-23 | Longi | LR4-60HPB-350M | Solar Panels |  | 0.35 | 8 | 309 | 31 |  | Fixed | Roof
NJSTRE1546171861 |  | Transition Incentive Program | Mickleton | 8056 | 15 | 16.45 | Residential | No | Behind the Meter | Net-metered residential rooftop and canopy |  | None | Suntuity Solar LLC | AC Electric | Accepted | 2020-11-20 | 2020-11-23 | 2021-11-23 | Enphase Energy | IQ7+-60-2-US | Inverters | 240 |  | 47 |  |  | 0.97 |  | Outdoor | Behind the PV Modules
NJSTRE1546171861 |  | Transition Incentive Program | Mickleton | 8056 | 15 | 16.45 | Residential | No | Behind the Meter | Net-metered residential rooftop and canopy |  | None | Suntuity Solar LLC | AC Electric | Accepted | 2020-11-20 | 2020-11-23 | 2021-11-23 | Longi | LR4-60HPB-350M | Solar Panels |  | 0.35 | 34 | 133 | 31 |  | Fixed | Roof
NJSTRE1546171861 |  | Transition Incentive Program | Mickleton | 8056 | 15 | 16.45 | Residential | No | Behind the Meter | Net-metered residential rooftop and canopy |  | None | Suntuity Solar LLC | AC Electric | Accepted | 2020-11-20 | 2020-11-23 | 2021-11-23 | Longi | LR4-60HPB-350M | Solar Panels |  | 0.35 | 2 | 134 | 33 |  | Fixed | Roof
NJSTRE1546171861 |  | Transition Incentive Program | Mickleton | 8056 | 15 | 16.45 | Residential | No | Behind the Meter | Net-metered residential rooftop and canopy |  | None | Suntuity Solar LLC | AC Electric | Accepted | 2020-11-20 | 2020-11-23 | 2021-11-23 | Longi | LR4-60HPB-350M | Solar Panels |  | 0.35 | 5 | 313 | 31 |  | Fixed | Roof
NJSTRE1546171861 |  | Transition Incentive Program | Mickleton | 8056 | 15 | 16.45 | Residential | No | Behind the Meter | Net-metered residential rooftop and canopy |  | None | Suntuity Solar LLC | AC Electric | Accepted | 2020-11-20 | 2020-11-23 | 2021-11-23 | Longi | LR4-60HPB-350M | Solar Panels |  | 0.35 | 2 | 314 | 31 |  | Fixed | Roof
NJSTRE1546171861 |  | Transition Incentive Program | Mickleton | 8056 | 15 | 16.45 | Residential | No | Behind the Meter | Net-metered residential rooftop and canopy |  | None | Suntuity Solar LLC | AC Electric | Accepted | 2020-11-20 | 2020-11-23 | 2021-11-23 | Longi | LR4-60HPB-350M | Solar Panels |  | 0.35 | 4 | 313 | 35 |  | Fixed | Roof
NJSTRE1546171862 |  | Transition Incentive Program | Washington | 7882 | 2 | 6.65 | Residential | No | Behind the Meter | Net-metered residential rooftop and canopy |  | None | Suntuity Solar LLC | JCP&L | Accepted | 2020-11-20 | 2020-11-23 | 2021-11-23 | Enphase Energy | IQ7-60-2-US | Inverters | 240 |  | 19 |  |  | 0.97 |  | Outdoor | Behind the PV Modules
NJSTRE1546171862 |  | Transition Incentive Program | Washington | 7882 | 2 | 6.65 | Residential | No | Behind the Meter | Net-metered residential rooftop and canopy |  | None | Suntuity Solar LLC | JCP&L | Accepted | 2020-11-20 | 2020-11-23 | 2021-11-23 | Longi | LR4-60HPB-350M | Solar Panels |  | 0.35 | 8 | 76 | 19 |  | Fixed | Roof
NJSTRE1546171862 |  | Transition Incentive Program | Washington | 7882 | 2 | 6.65 | Residential | No | Behind the Meter | Net-metered residential rooftop and canopy |  | None | Suntuity Solar LLC | JCP&L | Accepted | 2020-11-20 | 2020-11-23 | 2021-11-23 | Longi | LR4-60HPB-350M | Solar Panels |  | 0.35 | 11 | 256 | 19 |  | Fixed | Roof
NJSTRE1546171863 |  | Transition Incentive Program | Woodbridge Township | 7064 | 11 | 5.95 | Residential | Yes | Behind the Meter | Net-metered residential rooftop and canopy |  | None | Suntuity Solar LLC | PSE&G | Accepted | 2020-11-20 | 2020-11-24 | 2021-11-24 | Enphase Energy | IQ7-60-2-US | Inverters | 240 |  | 17 |  |  | 0.97 |  | Outdoor | Behind the PV Modules
NJSTRE1546171863 |  | Transition Incentive Program | Woodbridge Township | 7064 | 11 | 5.95 | Residential | Yes | Behind the Meter | Net-metered residential rooftop and canopy |  | None | Suntuity Solar LLC | PSE&G | Accepted | 2020-11-20 | 2020-11-24 | 2021-11-24 | Longi | LR4-60HPB-350M | Solar Panels |  | 0.35 | 9 | 181 | 23 |  | Fixed | Roof
NJSTRE1546171863 |  | Transition Incentive Program | Woodbridge Township | 7064 | 11 | 5.95 | Residential | Yes | Behind the Meter | Net-metered residential rooftop and canopy |  | None | Suntuity Solar LLC | PSE&G | Accepted | 2020-11-20 | 2020-11-24 | 2021-11-24 | Longi | LR4-60HPB-350M | Solar Panels |  | 0.35 | 5 | 91 | 23 |  | Fixed | Roof
NJSTRE1546171863 |  | Transition Incentive Program | Woodbridge Township | 7064 | 11 | 5.95 | Residential | Yes | Behind the Meter | Net-metered residential rooftop and canopy |  | None | Suntuity Solar LLC | PSE&G | Accepted | 2020-11-20 | 2020-11-24 | 2021-11-24 | Longi | LR4-60HPB-350M | Solar Panels |  | 0.35 | 3 | 181 | 23 |  | Fixed | Roof
NJSTRE1546171864 |  | Transition Incentive Program | Cherry Hill | 8034 | 14 | 4.9 | Residential | Yes | Behind the Meter | Net-metered residential rooftop and canopy |  | None | Suntuity Solar LLC | PSE&G | Accepted | 2020-11-20 | 2020-11-23 | 2021-11-23 | Enphase Energy | IQ7-60-2-US | Inverters | 240 |  | 14 |  |  | 0.97 |  | Outdoor | Behind the PV Modules
NJSTRE1546171864 |  | Transition Incentive Program | Cherry Hill | 8034 | 14 | 4.9 | Residential | Yes | Behind the Meter | Net-metered residential rooftop and canopy |  | None | Suntuity Solar LLC | PSE&G | Accepted | 2020-11-20 | 2020-11-23 | 2021-11-23 | Longi | LR4-60HPB-350M | Solar Panels |  | 0.35 | 3 | 130 | 33 |  | Fixed | Roof
NJSTRE1546171864 |  | Transition Incentive Program | Cherry Hill | 8034 | 14 | 4.9 | Residential | Yes | Behind the Meter | Net-metered residential rooftop and canopy |  | None | Suntuity Solar LLC | PSE&G | Accepted | 2020-11-20 | 2020-11-23 | 2021-11-23 | Longi | LR4-60HPB-350M | Solar Panels |  | 0.35 | 3 | 310 | 27 |  | Fixed | Roof
NJSTRE1546171864 |  | Transition Incentive Program | Cherry Hill | 8034 | 14 | 4.9 | Residential | Yes | Behind the Meter | Net-metered residential rooftop and canopy |  | None | Suntuity Solar LLC | PSE&G | Accepted | 2020-11-20 | 2020-11-23 | 2021-11-23 | Longi | LR4-60HPB-350M | Solar Panels |  | 0.35 | 8 | 130 | 27 |  | Fixed | Roof
NJSTRE1546171865 |  | Transition Incentive Program | Pennsville | 8070 | 16 | 5.95 | Residential | Yes | Behind the Meter | Net-metered residential rooftop and canopy |  | None | Suntuity Solar LLC | AC Electric | Accepted | 2020-11-20 | 2020-11-23 | 2021-11-23 | Enphase Energy | IQ7-60-2-US | Inverters | 240 |  | 17 |  |  | 0.97 |  | Outdoor | Behind the PV Modules
NJSTRE1546171865 |  | Transition Incentive Program | Pennsville | 8070 | 16 | 5.95 | Residential | Yes | Behind the Meter | Net-metered residential rooftop and canopy |  | None | Suntuity Solar LLC | AC Electric | Accepted | 2020-11-20 | 2020-11-23 | 2021-11-23 | Longi | LR4-60HPB-350M | Solar Panels |  | 0.35 | 5 | 174 | 20 |  | Fixed | Roof
NJSTRE1546171865 |  | Transition Incentive Program | Pennsville | 8070 | 16 | 5.95 | Residential | Yes | Behind the Meter | Net-metered residential rooftop and canopy |  | None | Suntuity Solar LLC | AC Electric | Accepted | 2020-11-20 | 2020-11-23 | 2021-11-23 | Longi | LR4-60HPB-350M | Solar Panels |  | 0.35 | 12 | 264 | 20 |  | Fixed | Roof
NJSTRE1546172451 |  | Transition Incentive Program | Bayville | 8721 | 18 | 16.28 | Residential | No | Behind the Meter | Net-metered residential rooftop and canopy |  | None | Whitman Construction, LLC | JCP&L | Accepted | 2020-11-20 | 2020-11-24 | 2021-11-24 | enphase energy | iq7plus-72-2-us | Inverters | 295 |  | 44 |  |  | 0.975 |  | Outdoor | microinverters located under modules
NJSTRE1546172451 |  | Transition Incentive Program | Bayville | 8721 | 18 | 16.28 | Residential | No | Behind the Meter | Net-metered residential rooftop and canopy |  | None | Whitman Construction, LLC | JCP&L | Accepted | 2020-11-20 | 2020-11-24 | 2021-11-24 | solaria power | xt 370r pd | Solar Panels |  | 0.37 | 20 | 296 | 30 |  | Fixed | Roof
NJSTRE1546172451 |  | Transition Incentive Program | Bayville | 8721 | 18 | 16.28 | Residential | No | Behind the Meter | Net-metered residential rooftop and canopy |  | None | Whitman Construction, LLC | JCP&L | Accepted | 2020-11-20 | 2020-11-24 | 2021-11-24 | solaria power | xt 370r pd | Solar Panels |  | 0.37 | 24 | 106 | 30 |  | Fixed | Roof
NJSTRE1546173387 |  | Transition Incentive Program | Port Monmouth | 7758 | 17 | 6.72 | Residential | No | Behind the Meter | Net-metered residential rooftop and canopy |  | None | Reliable Power and Solar | JCP&L | Accepted | 2020-11-20 | 2020-11-24 | 2021-11-24 | Enphase | IQ7 | Inverters | 240 |  | 17 |  |  | 0.97 |  | Outdoor | roof
NJSTRE1546173387 |  | Transition Incentive Program | Port Monmouth | 7758 | 17 | 6.72 | Residential | No | Behind the Meter | Net-metered residential rooftop and canopy |  | None | Reliable Power and Solar | JCP&L | Accepted | 2020-11-20 | 2020-11-24 | 2021-11-24 | trina | tsmdd05 | Solar Panels |  | 0.395 | 17 | 233 | 22 |  | Fixed | Roof | roof
NJSTRE1546174465 |  | Transition Incentive Program | South Brunswick | 8852 | 11 | 9.18 | Residential | No | Behind the Meter | Net-metered residential rooftop and canopy |  | None | Infinity Solar Systems | PSE&G | Accepted | 2020-11-20 | 2020-11-23 | 2021-11-23 | ENPHASE | IQ7-60-X-US | Inverters | 250 |  | 8 |  |  | 0.95 |  | Outdoor | Rooftop
NJSTRE1546174465 |  | Transition Incentive Program | South Brunswick | 8852 | 11 | 9.18 | Residential | No | Behind the Meter | Net-metered residential rooftop and canopy |  | None | Infinity Solar Systems | PSE&G | Accepted | 2020-11-20 | 2020-11-23 | 2021-11-23 | ENPHASE | IQ7-60-X-US | Inverters | 250 |  | 19 |  |  | 0.95 |  | Outdoor | Rooftop
NJSTRE1546174465 |  | Transition Incentive Program | South Brunswick | 8852 | 11 | 9.18 | Residential | No | Behind the Meter | Net-metered residential rooftop and canopy |  | None | Infinity Solar Systems | PSE&G | Accepted | 2020-11-20 | 2020-11-23 | 2021-11-23 | REC | REC-330TP3 | Solar Panels |  | 0.34 | 8 | 142 | 35 |  | Fixed | Roof
NJSTRE1546174465 |  | Transition Incentive Program | South Brunswick | 8852 | 11 | 9.18 | Residential | No | Behind the Meter | Net-metered residential rooftop and canopy |  | None | Infinity Solar Systems | PSE&G | Accepted | 2020-11-20 | 2020-11-23 | 2021-11-23 | REC | REC-330TP3 | Solar Panels |  | 0.34 | 19 | 232 | 35 |  | Fixed | Roof
NJSTRE1546174524 |  | Transition Incentive Program | Edison | 8817 | 11 | 7.15 | Residential | No | Behind the Meter | Net-metered residential rooftop and canopy |  | None | Reliable Power and Solar | PSE&G | Accepted | 2020-11-20 | 2020-11-23 | 2021-11-23 | enphase | IQ7 | Inverters | 240 |  | 22 |  |  | 0.97 |  | Outdoor | roof
NJSTRE1546174524 |  | Transition Incentive Program | Edison | 8817 | 11 | 7.15 | Residential | No | Behind the Meter | Net-metered residential rooftop and canopy |  | None | Reliable Power and Solar | PSE&G | Accepted | 2020-11-20 | 2020-11-23 | 2021-11-23 | trina | tsmdd05 | Solar Panels |  | 0.325 | 6 | 135 | 31 |  | Fixed | Roof | roof
NJSTRE1546174524 |  | Transition Incentive Program | Edison | 8817 | 11 | 7.15 | Residential | No | Behind the Meter | Net-metered residential rooftop and canopy |  | None | Reliable Power and Solar | PSE&G | Accepted | 2020-11-20 | 2020-11-23 | 2021-11-23 | trina | tsmdd05 | Solar Panels |  | 0.325 | 12 | 225 | 40 |  | Fixed | Roof | roof
NJSTRE1546174524 |  | Transition Incentive Program | Edison | 8817 | 11 | 7.15 | Residential | No | Behind the Meter | Net-metered residential rooftop and canopy |  | None | Reliable Power and Solar | PSE&G | Accepted | 2020-11-20 | 2020-11-23 | 2021-11-23 | trina | tsmdd05 | Solar Panels |  | 0.325 | 4 | 225 | 24 |  | Fixed | Roof | roof
NJSTRE1546176819 |  | Transition Incentive Program | Morristown | 7960 | 3 | 13.32 | Residential | No | Behind the Meter | Net-metered residential rooftop and canopy |  | None | Green Power Energy | JCP&L | Accepted | 2020-11-20 | 2020-11-23 | 2021-11-23 | SolarEdge | SE7600H-US (240V) | Inverters | 7600 |  | 2 |  |  | 0.97 |  | Outside | next to meter
NJSTRE1546176819 |  | Transition Incentive Program | Morristown | 7960 | 3 | 13.32 | Residential | No | Behind the Meter | Net-metered residential rooftop and canopy |  | None | Green Power Energy | JCP&L | Accepted | 2020-11-20 | 2020-11-23 | 2021-11-23 | Solaria | PowerXT-370R-PD | Solar Panels |  | 0.37 | 22 | 215 | 20 |  | Fixed | Roof
NJSTRE1546176819 |  | Transition Incentive Program | Morristown | 7960 | 3 | 13.32 | Residential | No | Behind the Meter | Net-metered residential rooftop and canopy |  | None | Green Power Energy | JCP&L | Accepted | 2020-11-20 | 2020-11-23 | 2021-11-23 | Solaria | PowerXT-370R-PD | Solar Panels |  | 0.37 | 14 | 217 | 20 |  | Fixed | Roof
NJSTRE1546177997 |  | Transition Incentive Program | Hillsborough | 8844 | 5 | 6.27 | Residential | No | Behind the Meter | Net-metered residential rooftop and canopy |  | None | Infinity Solar Systems | PSE&G | Accepted | 2020-11-20 | 2020-11-23 | 2021-11-23 | ENPHASE | IQ7-60-X-US | Inverters | 250 |  | 19 |  |  | 0.95 |  | Outdoor | Rooftop
NJSTRE1546177997 |  | Transition Incentive Program | Hillsborough | 8844 | 5 | 6.27 | Residential | No | Behind the Meter | Net-metered residential rooftop and canopy |  | None | Infinity Solar Systems | PSE&G | Accepted | 2020-11-20 | 2020-11-23 | 2021-11-23 | REC | REC-330TP3 | Solar Panels |  | 0.33 | 19 | 108 | 25 |  | Fixed | Roof
NJSTRE1546178327 |  | Transition Incentive Program | Tuckerton | 8087 | 18 | 5.12 | Residential | No | Behind the Meter | Net-metered residential rooftop and canopy |  | None | Surge Solar, LLC | AC Electric | Accepted | 2020-11-20 | 2020-11-24 | 2021-11-24 | SolarEdge Technologies | SE-RGMTR-1D-240C-A | Meters |  |  | 1 |  |  |  | Yes
NJSTRE1546178327 |  | Transition Incentive Program | Tuckerton | 8087 | 18 | 5.12 | Residential | No | Behind the Meter | Net-metered residential rooftop and canopy |  | None | Surge Solar, LLC | AC Electric | Accepted | 2020-11-20 | 2020-11-24 | 2021-11-24 | SolarEdge Technologies | SE5000H-US | Inverters | 5000 |  | 1 |  |  | 0.99 |  | Outdoor | Next to meter
NJSTRE1546178327 |  | Transition Incentive Program | Tuckerton | 8087 | 18 | 5.12 | Residential | No | Behind the Meter | Net-metered residential rooftop and canopy |  | None | Surge Solar, LLC | AC Electric | Accepted | 2020-11-20 | 2020-11-24 | 2021-11-24 | Hanwha Q Cells | Q.PEAK DUO BLK-5G | Solar Panels |  | 0.32 | 16 | 163 | 27 |  | Fixed | Roof
NJSTRE1546178928 |  | Transition Incentive Program | Willingboro | 8046 | 13 | 12.48 | Residential | No | Behind the Meter | Net-metered residential rooftop and canopy |  | None | Orbit Energy & Power, LLC | PSE&G | Accepted | 2020-11-20 | 2020-11-23 | 2021-11-23 | ENPHASE ENERGY | IQ7-60-2-US | Inverters | 240 |  | 39 |  |  | 0.99 |  | Other | UNDER EACH PANEL
NJSTRE1546178928 |  | Transition Incentive Program | Willingboro | 8046 | 13 | 12.48 | Residential | No | Behind the Meter | Net-metered residential rooftop and canopy |  | None | Orbit Energy & Power, LLC | PSE&G | Accepted | 2020-11-20 | 2020-11-23 | 2021-11-23 | HANWHA | Q PEAK CELLS 320W | Solar Panels |  | 0.32 | 9 | 114 | 22 |  | Fixed | Roof
NJSTRE1546178928 |  | Transition Incentive Program | Willingboro | 8046 | 13 | 12.48 | Residential | No | Behind the Meter | Net-metered residential rooftop and canopy |  | None | Orbit Energy & Power, LLC | PSE&G | Accepted | 2020-11-20 | 2020-11-23 | 2021-11-23 | HANWHA | Q PEAK CELLS 320W | Solar Panels |  | 0.32 | 22 | 204 | 22 |  | Fixed | Roof
NJSTRE1546178928 |  | Transition Incentive Program | Willingboro | 8046 | 13 | 12.48 | Residential | No | Behind the Meter | Net-metered residential rooftop and canopy |  | None | Orbit Energy & Power, LLC | PSE&G | Accepted | 2020-11-20 | 2020-11-23 | 2021-11-23 | HANWHA | Q PEAK CELLS 320W | Solar Panels |  | 0.32 | 8 | 294 | 22 |  | Fixed | Roof
NJSTRE1546179074 |  | Transition Incentive Program | Freehold | 7728 | 17 | 13.12 | Residential | No | Behind the Meter | Net-metered residential rooftop and canopy |  | None | SEA BRIGHT SOLAR, LLC | JCP&L | Accepted | 2020-11-20 | 2020-11-24 | 2021-11-24 | SUNPOWER | SPWR-A4 | Inverters | 349 |  | 32 |  |  | 0.97 |  | Outside | BENEATH ARRAY
NJSTRE1546179074 |  | Transition Incentive Program | Freehold | 7728 | 17 | 13.12 | Residential | No | Behind the Meter | Net-metered residential rooftop and canopy |  | None | SEA BRIGHT SOLAR, LLC | JCP&L | Accepted | 2020-11-20 | 2020-11-24 | 2021-11-24 | SUNPOWER | SPR-A410-G-AC | Solar Panels |  | 0.41 | 18 | 193 | 40 |  | Fixed | Roof | SOUTH
NJSTRE1546179074 |  | Transition Incentive Program | Freehold | 7728 | 17 | 13.12 | Residential | No | Behind the Meter | Net-metered residential rooftop and canopy |  | None | SEA BRIGHT SOLAR, LLC | JCP&L | Accepted | 2020-11-20 | 2020-11-24 | 2021-11-24 | SUNPOWER | SPR-A410-G-AC | Solar Panels |  | 0.41 | 3 | 103 | 22 |  | Fixed | Roof | EAST
NJSTRE1546179074 |  | Transition Incentive Program | Freehold | 7728 | 17 | 13.12 | Residential | No | Behind the Meter | Net-metered residential rooftop and canopy |  | None | SEA BRIGHT SOLAR, LLC | JCP&L | Accepted | 2020-11-20 | 2020-11-24 | 2021-11-24 | SUNPOWER | SPR-A410-G-AC | Solar Panels |  | 0.41 | 5 | 103 | 40 |  | Fixed | Roof | EAST
NJSTRE1546179074 |  | Transition Incentive Program | Freehold | 7728 | 17 | 13.12 | Residential | No | Behind the Meter | Net-metered residential rooftop and canopy |  | None | SEA BRIGHT SOLAR, LLC | JCP&L | Accepted | 2020-11-20 | 2020-11-24 | 2021-11-24 | SUNPOWER | SPR-A410-G-AC | Solar Panels |  | 0.41 | 3 | 193 | 40 |  | Fixed | Roof | SOUTH
NJSTRE1546179074 |  | Transition Incentive Program | Freehold | 7728 | 17 | 13.12 | Residential | No | Behind the Meter | Net-metered residential rooftop and canopy |  | None | SEA BRIGHT SOLAR, LLC | JCP&L | Accepted | 2020-11-20 | 2020-11-24 | 2021-11-24 | SUNPOWER | SPR-A410-G-AC | Solar Panels |  | 0.41 | 3 | 283 | 22 |  | Fixed | Roof | WEST
NJSTRE1546179447 |  | Transition Incentive Program | Sparta | 7871 | 1 | 16.32 | Residential | No | Behind the Meter | Net-metered residential rooftop and canopy |  | None | Tesla Energy Operations Inc. | JCP&L | Accepted | 2020-11-20 | 2020-11-24 | 2021-11-24 | SolarEdge Technologies | SE7600H-US [240V] | Inverters | 7600 |  | 2 |  |  | 0.99 |  | Outside | Outside
NJSTRE1546179447 |  | Transition Incentive Program | Sparta | 7871 | 1 | 16.32 | Residential | No | Behind the Meter | Net-metered residential rooftop and canopy |  | None | Tesla Energy Operations Inc. | JCP&L | Accepted | 2020-11-20 | 2020-11-24 | 2021-11-24 | Hanwha Q-CELLS | Q.Peak DUO BLK-G6+ 340 | Solar Panels |  | 0.34 | 5 | 195 | 30 |  | Fixed | Roof
NJSTRE1546179447 |  | Transition Incentive Program | Sparta | 7871 | 1 | 16.32 | Residential | No | Behind the Meter | Net-metered residential rooftop and canopy |  | None | Tesla Energy Operations Inc. | JCP&L | Accepted | 2020-11-20 | 2020-11-24 | 2021-11-24 | Hanwha Q-CELLS | Q.Peak DUO BLK-G6+ 340 | Solar Panels |  | 0.34 | 14 | 105 | 39 |  | Fixed | Roof
NJSTRE1546179447 |  | Transition Incentive Program | Sparta | 7871 | 1 | 16.32 | Residential | No | Behind the Meter | Net-metered residential rooftop and canopy |  | None | Tesla Energy Operations Inc. | JCP&L | Accepted | 2020-11-20 | 2020-11-24 | 2021-11-24 | Hanwha Q-CELLS | Q.Peak DUO BLK-G6+ 340 | Solar Panels |  | 0.34 | 12 | 105 | 39 |  | Fixed | Roof
NJSTRE1546179447 |  | Transition Incentive Program | Sparta | 7871 | 1 | 16.32 | Residential | No | Behind the Meter | Net-metered residential rooftop and canopy |  | None | Tesla Energy Operations Inc. | JCP&L | Accepted | 2020-11-20 | 2020-11-24 | 2021-11-24 | Hanwha Q-CELLS | Q.Peak DUO BLK-G6+ 340 | Solar Panels |  | 0.34 | 5 | 195 | 30 |  | Fixed | Roof
NJSTRE1546179447 |  | Transition Incentive Program | Sparta | 7871 | 1 | 16.32 | Residential | No | Behind the Meter | Net-metered residential rooftop and canopy |  | None | Tesla Energy Operations Inc. | JCP&L | Accepted | 2020-11-20 | 2020-11-24 | 2021-11-24 | Hanwha Q-CELLS | Q.Peak DUO BLK-G6+ 340 | Solar Panels |  | 0.34 | 12 | 285 | 39 |  | Fixed | Roof
NJSTRE1546180122 | None | Transition Incentive Program | Park Ridge | 7656 | 7 | 8.4 | Residential | No | Behind the Meter | Net-metered residential rooftop and canopy |  | None | Maier Solar Engineering dba Solar Me | Park Ridge | Accepted | 2020-11-20 | 2020-11-25 | 2021-11-25 | Sunpower | AC | Inverters | 320 |  | 24 |  |  | 0.96 |  | Outdoor | Next to meter
NJSTRE1546180122 | None | Transition Incentive Program | Park Ridge | 7656 | 7 | 8.4 | Residential | No | Behind the Meter | Net-metered residential rooftop and canopy |  | None | Maier Solar Engineering dba Solar Me | Park Ridge | Accepted | 2020-11-20 | 2020-11-25 | 2021-11-25 | Sunpower | SRP-X21-350BLK-E-AC | Solar Panels |  | 0.35 | 10 | 172 | 30 |  | Fixed | Roof
NJSTRE1546180122 | None | Transition Incentive Program | Park Ridge | 7656 | 7 | 8.4 | Residential | No | Behind the Meter | Net-metered residential rooftop and canopy |  | None | Maier Solar Engineering dba Solar Me | Park Ridge | Accepted | 2020-11-20 | 2020-11-25 | 2021-11-25 | Sunpower | SRP-X21-350BLK-E-AC | Solar Panels |  | 0.35 | 14 | 172 | 30 |  | Fixed | Roof
NJSTRE1546180512 |  | Transition Incentive Program | Stratford | 8084 | 14 | 14.3 | Residential | No | Behind the Meter | Net-metered residential rooftop and canopy |  | None | SunnyMac LLC | AC Electric | Accepted | 2020-11-20 | 2020-11-23 | 2021-11-23 | Solaredge | SE10000H-US | Inverters | 10000 |  | 1 |  |  | 0.99 |  | Outdoor | Next to Meter
NJSTRE1546180512 |  | Transition Incentive Program | Stratford | 8084 | 14 | 14.3 | Residential | No | Behind the Meter | Net-metered residential rooftop and canopy |  | None | SunnyMac LLC | AC Electric | Accepted | 2020-11-20 | 2020-11-23 | 2021-11-23 | REC | TwinPeak 2 Mono | Solar Panels |  | 0.325 | 5 | 356 | 23 |  | Fixed | Roof
NJSTRE1546180512 |  | Transition Incentive Program | Stratford | 8084 | 14 | 14.3 | Residential | No | Behind the Meter | Net-metered residential rooftop and canopy |  | None | SunnyMac LLC | AC Electric | Accepted | 2020-11-20 | 2020-11-23 | 2021-11-23 | REC | TwinPeak 2 Mono | Solar Panels |  | 0.325 | 13 | 356 | 82 |  | Fixed | Roof
NJSTRE1546180512 |  | Transition Incentive Program | Stratford | 8084 | 14 | 14.3 | Residential | No | Behind the Meter | Net-metered residential rooftop and canopy |  | None | SunnyMac LLC | AC Electric | Accepted | 2020-11-20 | 2020-11-23 | 2021-11-23 | REC | TwinPeak 2 Mono | Solar Panels |  | 0.325 | 10 | 23 | 176 |  | Fixed | Roof
NJSTRE1546180512 |  | Transition Incentive Program | Stratford | 8084 | 14 | 14.3 | Residential | No | Behind the Meter | Net-metered residential rooftop and canopy |  | None | SunnyMac LLC | AC Electric | Accepted | 2020-11-20 | 2020-11-23 | 2021-11-23 | REC | TwinPeak 2 Mono | Solar Panels |  | 0.325 | 10 | 266 | 23 |  | Fixed | Roof
NJSTRE1546180512 |  | Transition Incentive Program | Stratford | 8084 | 14 | 14.3 | Residential | No | Behind the Meter | Net-metered residential rooftop and canopy |  | None | SunnyMac LLC | AC Electric | Accepted | 2020-11-20 | 2020-11-23 | 2021-11-23 | REC | TwinPeak 2 Mono | Solar Panels |  | 0.325 | 6 | 176 | 23 |  | Fixed | Roof
NJSTRE1546181604 |  | Transition Incentive Program | Cookstown | 8511 | 13 | 8.16 | Residential | No | Behind the Meter | Net-metered residential rooftop and canopy |  | None | Trinity Solar | JCP&L | Accepted | 2020-11-20 | 2020-11-24 | 2021-11-24 | Solar Edge | SE7600H-US000BNC4 | Inverters | 7600 |  | 1 |  |  | 0.97 |  | Outdoor | side of home
NJSTRE1546181604 |  | Transition Incentive Program | Cookstown | 8511 | 13 | 8.16 | Residential | No | Behind the Meter | Net-metered residential rooftop and canopy |  | None | Trinity Solar | JCP&L | Accepted | 2020-11-20 | 2020-11-24 | 2021-11-24 | HANWHA | Q.PEAK DUO BLK-G6 340 | Solar Panels |  | 0.34 | 5 | 66 | 25 |  | Fixed | Roof
NJSTRE1546181604 |  | Transition Incentive Program | Cookstown | 8511 | 13 | 8.16 | Residential | No | Behind the Meter | Net-metered residential rooftop and canopy |  | None | Trinity Solar | JCP&L | Accepted | 2020-11-20 | 2020-11-24 | 2021-11-24 | HANWHA | Q.PEAK DUO BLK-G6 340 | Solar Panels |  | 0.34 | 9 | 248 | 25 |  | Fixed | Roof
NJSTRE1546181604 |  | Transition Incentive Program | Cookstown | 8511 | 13 | 8.16 | Residential | No | Behind the Meter | Net-metered residential rooftop and canopy |  | None | Trinity Solar | JCP&L | Accepted | 2020-11-20 | 2020-11-24 | 2021-11-24 | HANWHA | Q.PEAK DUO BLK-G6 340 | Solar Panels |  | 0.34 | 10 | 246 | 25 |  | Fixed | Roof
NJSTRE1546181685 |  | Transition Incentive Program | Irvington | 7111 | 9 | 9.95 | Residential | No | Behind the Meter | Net-metered residential rooftop and canopy |  | None | Simply Solar, LLC | PSE&G | Accepted | 2020-11-21 | 2020-11-24 | 2021-11-24 | HIALEAH | CL200 | Meters |  |  | 1 |  |  |  | Yes
NJSTRE1546181685 |  | Transition Incentive Program | Irvington | 7111 | 9 | 9.95 | Residential | No | Behind the Meter | Net-metered residential rooftop and canopy |  | None | Simply Solar, LLC | PSE&G | Accepted | 2020-11-21 | 2020-11-24 | 2021-11-24 | SMA | SB 5.0-1SP-US-40 (240V) | Inverters | 5 |  | 2 |  |  | 0.98 |  | Outdoor | N.SIDE
NJSTRE1546181685 |  | Transition Incentive Program | Irvington | 7111 | 9 | 9.95 | Residential | No | Behind the Meter | Net-metered residential rooftop and canopy |  | None | Simply Solar, LLC | PSE&G | Accepted | 2020-11-21 | 2020-11-24 | 2021-11-24 | TRINA | TSM-255PA05.08 | Solar Panels |  | 0.255 | 39 | 200 | 20 |  | Fixed | Roof
NJSTRE1546183232 |  | Transition Incentive Program | Pennsville | 8070 | 16 | 10.88 | Residential | No | Behind the Meter | Net-metered residential rooftop and canopy |  | None | Vision Solar LLC | AC Electric | Accepted | 2020-11-20 | 2020-11-24 | 2021-11-24 | ENPHASE | IQ7-60-2-US | Inverters | 0.24 |  | 32 |  |  | 0.96 |  | Other | BEHIND EACH PANEL
NJSTRE1546183232 |  | Transition Incentive Program | Pennsville | 8070 | 16 | 10.88 | Residential | No | Behind the Meter | Net-metered residential rooftop and canopy |  | None | Vision Solar LLC | AC Electric | Accepted | 2020-11-20 | 2020-11-24 | 2021-11-24 | HANWHA Q-CELLS | Q.PEAK DUO BLK-G6+ 340 | Solar Panels |  | 0.34 | 19 | 218 | 22 |  | Fixed | Roof
NJSTRE1546183232 |  | Transition Incentive Program | Pennsville | 8070 | 16 | 10.88 | Residential | No | Behind the Meter | Net-metered residential rooftop and canopy |  | None | Vision Solar LLC | AC Electric | Accepted | 2020-11-20 | 2020-11-24 | 2021-11-24 | HANWHA Q-CELLS | Q.PEAK DUO BLK-G6+ 340 | Solar Panels |  | 0.34 | 13 | 38 | 22 |  | Fixed | Roof
NJSTRE1546183807 |  | Transition Incentive Program | Woodbridge Township | 8863 | 11 | 11.77 | Residential | No | Behind the Meter | Net-metered residential rooftop and canopy |  | None | GenRenew, LLC | PSE&G | Accepted | 2020-11-20 | 2020-11-24 | 2021-11-24 | sunpower | PSV6 | Meters |  |  | 1 |  |  |  | Yes | Outdoor
NJSTRE1546183807 |  | Transition Incentive Program | Woodbridge Township | 8863 | 11 | 11.77 | Residential | No | Behind the Meter | Net-metered residential rooftop and canopy |  | None | GenRenew, LLC | PSE&G | Accepted | 2020-11-20 | 2020-11-24 | 2021-11-24 | enphase | IQ7 | Inverters | 320 |  | 36 |  |  | 0.975 |  | Outdoor | under module
NJSTRE1546183807 |  | Transition Incentive Program | Woodbridge Township | 8863 | 11 | 11.77 | Residential | No | Behind the Meter | Net-metered residential rooftop and canopy |  | None | GenRenew, LLC | PSE&G | Accepted | 2020-11-20 | 2020-11-24 | 2021-11-24 | sunpower | spr-e200327-e-ac | Solar Panels |  | 0.327 | 9 | 82 | 37 |  | Fixed | Roof
NJSTRE1546183807 |  | Transition Incentive Program | Woodbridge Township | 8863 | 11 | 11.77 | Residential | No | Behind the Meter | Net-metered residential rooftop and canopy |  | None | GenRenew, LLC | PSE&G | Accepted | 2020-11-20 | 2020-11-24 | 2021-11-24 | sunpower | spr-e20-327-e-ac | Solar Panels |  | 0.327 | 6 | 172 | 37 |  | Fixed | Roof
NJSTRE1546183807 |  | Transition Incentive Program | Woodbridge Township | 8863 | 11 | 11.77 | Residential | No | Behind the Meter | Net-metered residential rooftop and canopy |  | None | GenRenew, LLC | PSE&G | Accepted | 2020-11-20 | 2020-11-24 | 2021-11-24 | sunpower | spr-e20-327-e-ac | Solar Panels |  | 0.327 | 21 | 262 | 37 |  | Fixed | Roof
NJSTRE1546185755 |  | Transition Incentive Program | Lindenwold | 7036 | 10 | 7.48 | Residential | No | Behind the Meter | Net-metered residential rooftop and canopy |  | None | Trinity Solar | PSE&G | Accepted | 2020-11-20 | 2020-11-24 | 2021-11-24 | Solar Edge | SE6000H-US000BNC4 | Inverters | 6000 |  | 1 |  |  | 0.97 |  | Outdoor | side of home
NJSTRE1546185755 |  | Transition Incentive Program | Lindenwold | 7036 | 10 | 7.48 | Residential | No | Behind the Meter | Net-metered residential rooftop and canopy |  | None | Trinity Solar | PSE&G | Accepted | 2020-11-20 | 2020-11-24 | 2021-11-24 | HANWHA | Q.PEAK DUO BLK-G6 340 | Solar Panels |  | 0.34 | 10 | 135 | 30 |  | Fixed | Roof
NJSTRE1546185755 |  | Transition Incentive Program | Lindenwold | 7036 | 10 | 7.48 | Residential | No | Behind the Meter | Net-metered residential rooftop and canopy |  | None | Trinity Solar | PSE&G | Accepted | 2020-11-20 | 2020-11-24 | 2021-11-24 | HANWHA | Q.PEAK DUO BLK-G6 340 | Solar Panels |  | 0.34 | 6 | 135 | 9 |  | Fixed | Roof
NJSTRE1546185755 |  | Transition Incentive Program | Lindenwold | 7036 | 10 | 7.48 | Residential | No | Behind the Meter | Net-metered residential rooftop and canopy |  | None | Trinity Solar | PSE&G | Accepted | 2020-11-20 | 2020-11-24 | 2021-11-24 | HANWHA | Q.PEAK DUO BLK-G6 340 | Solar Panels |  | 0.34 | 6 | 135 | 30 |  | Fixed | Roof
NJSTRE1546185996 |  | Transition Incentive Program | Lawrence TWP MER | 8648 | 12 | 5.09 | Residential | Yes | Behind the Meter | Net-metered residential rooftop and canopy |  | None | Tesla Energy Operations Inc. | PSE&G | Accepted | 2020-11-20 | 2020-11-24 | 2021-11-24 | Tesla | AC Powerwall 2.0 | Electric Storage Battery |  |  | 2 |  |  |  | Lithium Ion |  | Outside
NJSTRE1546185996 |  | Transition Incentive Program | Lawrence TWP MER | 8648 | 12 | 5.09 | Residential | Yes | Behind the Meter | Net-metered residential rooftop and canopy |  | None | Tesla Energy Operations Inc. | PSE&G | Accepted | 2020-11-20 | 2020-11-24 | 2021-11-24 | Delta Electronics | M4-TL-US [240V] | Inverters | 3840 |  | 2 |  |  | 0.975 |  | Outside | Outside
NJSTRE1546185996 |  | Transition Incentive Program | Lawrence TWP MER | 8648 | 12 | 5.09 | Residential | Yes | Behind the Meter | Net-metered residential rooftop and canopy |  | None | Tesla Energy Operations Inc. | PSE&G | Accepted | 2020-11-20 | 2020-11-24 | 2021-11-24 | Tesla | SR60T1 | Solar Panels |  | 0.05847 | 15 | 222 | 40 |  | Fixed | Roof
NJSTRE1546185996 |  | Transition Incentive Program | Lawrence TWP MER | 8648 | 12 | 5.09 | Residential | Yes | Behind the Meter | Net-metered residential rooftop and canopy |  | None | Tesla Energy Operations Inc. | PSE&G | Accepted | 2020-11-20 | 2020-11-24 | 2021-11-24 | Tesla | SR60T1 | Solar Panels |  | 0.05847 | 15 | 312 | 14 |  | Fixed | Roof
NJSTRE1546185996 |  | Transition Incentive Program | Lawrence TWP MER | 8648 | 12 | 5.09 | Residential | Yes | Behind the Meter | Net-metered residential rooftop and canopy |  | None | Tesla Energy Operations Inc. | PSE&G | Accepted | 2020-11-20 | 2020-11-24 | 2021-11-24 | Tesla | SR60T1 | Solar Panels |  | 0.05847 | 42 | 42 | 40 |  | Fixed | Roof
NJSTRE1546185996 |  | Transition Incentive Program | Lawrence TWP MER | 8648 | 12 | 5.09 | Residential | Yes | Behind the Meter | Net-metered residential rooftop and canopy |  | None | Tesla Energy Operations Inc. | PSE&G | Accepted | 2020-11-20 | 2020-11-24 | 2021-11-24 | Tesla | SR60T1 | Solar Panels |  | 0.05847 | 15 | 132 | 14 |  | Fixed | Roof
NJSTRE1546186126 |  | Transition Incentive Program | Barnegat | 8005 | 18 | 7.8 | Residential | Yes | Behind the Meter | Net-metered residential rooftop and canopy |  | None | Reliable Power and Solar | AC Electric | Accepted | 2020-11-20 | 2020-11-24 | 2021-11-24 | enphase | IQ7 | Inverters | 240 |  | 24 |  |  | 0.97 |  | Outdoor | roof
NJSTRE1546186126 |  | Transition Incentive Program | Barnegat | 8005 | 18 | 7.8 | Residential | Yes | Behind the Meter | Net-metered residential rooftop and canopy |  | None | Reliable Power and Solar | AC Electric | Accepted | 2020-11-20 | 2020-11-24 | 2021-11-24 | trina | tsmdd05 | Solar Panels |  | 0.325 | 24 | 227 | 34 |  | Fixed | Roof | roof
NJSTRE1546186296 |  | Transition Incentive Program | Union | 7083 | 10 | 12.2 | Residential | Yes | Behind the Meter | Net-metered residential rooftop and canopy |  | None | Sunrun Installation Services, Inc. | PSE&G | Accepted | 2020-11-20 | 2020-12-01 | 2021-12-01 | Enphase Energy | IQ7-60-x-US (240V) | Inverters | 240 |  | 40 |  |  | 0.96 |  | Outdoor | Rooftop
NJSTRE1546186296 |  | Transition Incentive Program | Union | 7083 | 10 | 12.2 | Residential | Yes | Behind the Meter | Net-metered residential rooftop and canopy |  | None | Sunrun Installation Services, Inc. | PSE&G | Accepted | 2020-11-20 | 2020-12-01 | 2021-12-01 | LONGi Green Energy Technology Co Ltd | LR6-60HPB-305M | Solar Panels |  | 0.305 | 4 | 271 | 18 |  | Fixed | Roof
NJSTRE1546186296 |  | Transition Incentive Program | Union | 7083 | 10 | 12.2 | Residential | Yes | Behind the Meter | Net-metered residential rooftop and canopy |  | None | Sunrun Installation Services, Inc. | PSE&G | Accepted | 2020-11-20 | 2020-12-01 | 2021-12-01 | LONGi Green Energy Technology Co Ltd | LR6-60HPB-305M | Solar Panels |  | 0.305 | 36 | 1 | 28 |  | Fixed | Roof
NJSTRE1546186349 |  | Transition Incentive Program | Bayonne | 7002 | 8 | 4.08 | Residential | No | Behind the Meter | Net-metered residential rooftop and canopy |  | None | Vision Solar LLC | PSE&G | Accepted | 2020-11-20 | 2020-11-24 | 2021-11-24 | ENPHASE | IQ7-60-2-US | Inverters | 0.24 |  | 12 |  |  | 0.96 |  | Other | BEHIND EACH PANEL
NJSTRE1546186349 |  | Transition Incentive Program | Bayonne | 7002 | 8 | 4.08 | Residential | No | Behind the Meter | Net-metered residential rooftop and canopy |  | None | Vision Solar LLC | PSE&G | Accepted | 2020-11-20 | 2020-11-24 | 2021-11-24 | HANWHA Q-CELLS | PEAK DUO BLK-G6+ 340 | Solar Panels |  | 0.34 | 12 | 180 | 0 |  | Fixed | Roof
NJSTRE1546187001 |  | Transition Incentive Program | Toms River | 8755 | 18 | 6.8 | Residential | No | Behind the Meter | Net-metered residential rooftop and canopy |  | None | GenRenew, LLC | JCP&L | Accepted | 2020-11-20 | 2020-11-24 | 2021-11-24 | sunpower | PSV6 | Meters |  |  | 1 |  |  |  | Yes | Outdoor
NJSTRE1546187001 |  | Transition Incentive Program | Toms River | 8755 | 18 | 6.8 | Residential | No | Behind the Meter | Net-metered residential rooftop and canopy |  | None | GenRenew, LLC | JCP&L | Accepted | 2020-11-20 | 2020-11-24 | 2021-11-24 | enphase | IQ7XS-96-ACM-US | Inverters | 320 |  | 17 |  |  | 0.975 |  | Outdoor | under module
NJSTRE1546187001 |  | Transition Incentive Program | Toms River | 8755 | 18 | 6.8 | Residential | No | Behind the Meter | Net-metered residential rooftop and canopy |  | None | GenRenew, LLC | JCP&L | Accepted | 2020-11-20 | 2020-11-24 | 2021-11-24 | sunpower | spr-a-400-ac | Solar Panels |  | 0.4 | 10 | 203 | 18 |  | Fixed | Roof
NJSTRE1546187001 |  | Transition Incentive Program | Toms River | 8755 | 18 | 6.8 | Residential | No | Behind the Meter | Net-metered residential rooftop and canopy |  | None | GenRenew, LLC | JCP&L | Accepted | 2020-11-20 | 2020-11-24 | 2021-11-24 | sunpower | spr-a-400-ac | Solar Panels |  | 0.4 | 7 | 203 | 18 |  | Fixed | Roof
NJSTRE1546187142 |  | Transition Incentive Program | Mays Landing | 8330 | 19 | 12.71 | Residential | Yes | Behind the Meter | Net-metered residential rooftop and canopy |  | None | Freedom Forever New Jersey LLC | AC Electric | Accepted | 2020-11-23 | 2020-11-24 | 2021-11-24 | Solar Edge | SE10000H-US [SI1] RGM | Inverters | 10000 |  | 1 |  |  | 0.99 |  | Outdoor | n/a
NJSTRE1546187142 |  | Transition Incentive Program | Mays Landing | 8330 | 19 | 12.71 | Residential | Yes | Behind the Meter | Net-metered residential rooftop and canopy |  | None | Freedom Forever New Jersey LLC | AC Electric | Accepted | 2020-11-23 | 2020-11-24 | 2021-11-24 | Rec Solar | REC310TP2M | Solar Panels |  | 0.31 | 19 | 3 | 34 |  | Fixed | Roof | n/a
NJSTRE1546187142 |  | Transition Incentive Program | Mays Landing | 8330 | 19 | 12.71 | Residential | Yes | Behind the Meter | Net-metered residential rooftop and canopy |  | None | Freedom Forever New Jersey LLC | AC Electric | Accepted | 2020-11-23 | 2020-11-24 | 2021-11-24 | Rec Solar | REC310TP2M | Solar Panels |  | 0.31 | 20 | 1 | 34 |  | Fixed | Roof | n/a
NJSTRE1546187142 |  | Transition Incentive Program | Mays Landing | 8330 | 19 | 12.71 | Residential | Yes | Behind the Meter | Net-metered residential rooftop and canopy |  | None | Freedom Forever New Jersey LLC | AC Electric | Accepted | 2020-11-23 | 2020-11-24 | 2021-11-24 | Rec Solar | REC310TP2M | Solar Panels |  | 0.31 | 2 | 4 | 34 |  | Fixed | Roof | n/a
NJSTRE1546187168 |  | Transition Incentive Program | East Winsdor | 8520 | 12 | 11.39 | Residential | No | Behind the Meter | Net-metered residential rooftop and canopy |  | None | GenRenew, LLC | JCP&L | Accepted | 2020-11-23 | 2020-11-24 | 2021-11-24 | enphase | envoy | Meters |  |  | 1 |  |  |  | Yes | Outdoor
NJSTRE1546187168 |  | Transition Incentive Program | East Winsdor | 8520 | 12 | 11.39 | Residential | No | Behind the Meter | Net-metered residential rooftop and canopy |  | None | GenRenew, LLC | JCP&L | Accepted | 2020-11-23 | 2020-11-24 | 2021-11-24 | enphase | IQ7 | Inverters | 320 |  | 34 |  |  | 0.975 |  | Outdoor | under module
NJSTRE1546187168 |  | Transition Incentive Program | East Winsdor | 8520 | 12 | 11.39 | Residential | No | Behind the Meter | Net-metered residential rooftop and canopy |  | None | GenRenew, LLC | JCP&L | Accepted | 2020-11-23 | 2020-11-24 | 2021-11-24 | LG | LG335Q1K-VS | Solar Panels |  | 0.335 | 6 | 12 | 12 |  | Fixed | Roof
NJSTRE1546187168 |  | Transition Incentive Program | East Winsdor | 8520 | 12 | 11.39 | Residential | No | Behind the Meter | Net-metered residential rooftop and canopy |  | None | GenRenew, LLC | JCP&L | Accepted | 2020-11-23 | 2020-11-24 | 2021-11-24 | LG | LG335Q1K-VS | Solar Panels |  | 0.335 | 1 | 192 | 27 |  | Fixed | Roof
NJSTRE1546187168 |  | Transition Incentive Program | East Winsdor | 8520 | 12 | 11.39 | Residential | No | Behind the Meter | Net-metered residential rooftop and canopy |  | None | GenRenew, LLC | JCP&L | Accepted | 2020-11-23 | 2020-11-24 | 2021-11-24 | LG | LG335Q1K-VS | Solar Panels |  | 0.335 | 2 | 192 | 27 |  | Fixed | Roof
NJSTRE1546187168 |  | Transition Incentive Program | East Winsdor | 8520 | 12 | 11.39 | Residential | No | Behind the Meter | Net-metered residential rooftop and canopy |  | None | GenRenew, LLC | JCP&L | Accepted | 2020-11-23 | 2020-11-24 | 2021-11-24 | LG | LG335Q1K-VS | Solar Panels |  | 0.335 | 2 | 192 | 37 |  | Fixed | Roof
NJSTRE1546187168 |  | Transition Incentive Program | East Winsdor | 8520 | 12 | 11.39 | Residential | No | Behind the Meter | Net-metered residential rooftop and canopy |  | None | GenRenew, LLC | JCP&L | Accepted | 2020-11-23 | 2020-11-24 | 2021-11-24 | LG | LG335Q1K-VS | Solar Panels |  | 0.335 | 12 | 103 | 34 |  | Fixed | Roof
NJSTRE1546187168 |  | Transition Incentive Program | East Winsdor | 8520 | 12 | 11.39 | Residential | No | Behind the Meter | Net-metered residential rooftop and canopy |  | None | GenRenew, LLC | JCP&L | Accepted | 2020-11-23 | 2020-11-24 | 2021-11-24 | LG | LG335Q1K-V5 | Solar Panels |  | 0.335 | 11 | 192 | 12 |  | Fixed | Roof
NJSTRE1546187169 |  | Transition Incentive Program | Sewell | 8080 | 15 | 11.56 | Residential | Yes | Behind the Meter | Net-metered residential rooftop and canopy |  | None | Trinity Solar | AC Electric | Accepted | 2020-11-20 | 2020-11-24 | 2021-11-24 | Solar Edge | SE10000H-US | Inverters | 10000 |  | 1 |  |  | 0.97 |  | Outside | Side of home
NJSTRE1546187169 |  | Transition Incentive Program | Sewell | 8080 | 15 | 11.56 | Residential | Yes | Behind the Meter | Net-metered residential rooftop and canopy |  | None | Trinity Solar | AC Electric | Accepted | 2020-11-20 | 2020-11-24 | 2021-11-24 | Hanwha 340 | Q.PEAK DUO BLK-G6 340 | Solar Panels |  | 0.34 | 5 | 208 | 33 |  | Fixed | Roof
NJSTRE1546187169 |  | Transition Incentive Program | Sewell | 8080 | 15 | 11.56 | Residential | Yes | Behind the Meter | Net-metered residential rooftop and canopy |  | None | Trinity Solar | AC Electric | Accepted | 2020-11-20 | 2020-11-24 | 2021-11-24 | Hanwha 340 | Q.PEAK DUO BLK-G6 340 | Solar Panels |  | 0.34 | 10 | 298 | 38 |  | Fixed | Roof
NJSTRE1546187169 |  | Transition Incentive Program | Sewell | 8080 | 15 | 11.56 | Residential | Yes | Behind the Meter | Net-metered residential rooftop and canopy |  | None | Trinity Solar | AC Electric | Accepted | 2020-11-20 | 2020-11-24 | 2021-11-24 | Hanwha 340 | Q.PEAK DUO BLK-G6 340 | Solar Panels |  | 0.34 | 11 | 209 | 32 |  | Fixed | Roof
NJSTRE1546187169 |  | Transition Incentive Program | Sewell | 8080 | 15 | 11.56 | Residential | Yes | Behind the Meter | Net-metered residential rooftop and canopy |  | None | Trinity Solar | AC Electric | Accepted | 2020-11-20 | 2020-11-24 | 2021-11-24 | Hanwha 340 | Q.PEAK DUO BLK-G6 340 | Solar Panels |  | 0.34 | 8 | 119 | 32 |  | Fixed | Roof
NJSTRE1546187174 |  | Transition Incentive Program | Willingboro | 8046 | 13 | 4.36 | Residential | Yes | Behind the Meter | Net-metered residential rooftop and canopy |  | None | Vision Solar LLC | PSE&G | Accepted | 2020-11-20 | 2020-11-24 | 2021-11-24 | ENPHASE | IQ7-60-2-US | Inverters | 0.24 |  | 13 |  |  | 0.96 |  | Other | BEHIND EACH PANEL
NJSTRE1546187174 |  | Transition Incentive Program | Willingboro | 8046 | 13 | 4.36 | Residential | Yes | Behind the Meter | Net-metered residential rooftop and canopy |  | None | Vision Solar LLC | PSE&G | Accepted | 2020-11-20 | 2020-11-24 | 2021-11-24 | HANWHA Q-CELLS | Q.PEAK DUO BLK-G6+ 335 | Solar Panels |  | 0.335 | 13 | 208 | 43 |  | Fixed | Roof
NJSTRE1546187283 |  | Transition Incentive Program | Passaic | 7055 | 6 | 7.92 | Residential | No | Behind the Meter | Net-metered residential rooftop and canopy |  | None | Infinity Solar Systems | PSE&G | Accepted | 2020-11-20 | 2020-11-24 | 2021-11-24 | ENPHASE | IQ7PLUS-72-2-US | Inverters | 295 |  | 4 |  |  | 0.95 |  | Outdoor | Rooftop
NJSTRE1546187283 |  | Transition Incentive Program | Passaic | 7055 | 6 | 7.92 | Residential | No | Behind the Meter | Net-metered residential rooftop and canopy |  | None | Infinity Solar Systems | PSE&G | Accepted | 2020-11-20 | 2020-11-24 | 2021-11-24 | ENPHASE | IQ7PLUS-72-2-US | Inverters | 295 |  | 5 |  |  | 0.95 |  | Outdoor | Rooftop
NJSTRE1546187283 |  | Transition Incentive Program | Passaic | 7055 | 6 | 7.92 | Residential | No | Behind the Meter | Net-metered residential rooftop and canopy |  | None | Infinity Solar Systems | PSE&G | Accepted | 2020-11-20 | 2020-11-24 | 2021-11-24 | ENPHASE | IQ7PLUS-72-2-US | Inverters | 295 |  | 13 |  |  | 0.95 |  | Outdoor | Rooftop
NJSTRE1546187283 |  | Transition Incentive Program | Passaic | 7055 | 6 | 7.92 | Residential | No | Behind the Meter | Net-metered residential rooftop and canopy |  | None | Infinity Solar Systems | PSE&G | Accepted | 2020-11-20 | 2020-11-24 | 2021-11-24 | LG | LG360N1C-N5 | Solar Panels |  | 0.36 | 4 | 300 | 30 |  | Fixed | Roof
NJSTRE1546187283 |  | Transition Incentive Program | Passaic | 7055 | 6 | 7.92 | Residential | No | Behind the Meter | Net-metered residential rooftop and canopy |  | None | Infinity Solar Systems | PSE&G | Accepted | 2020-11-20 | 2020-11-24 | 2021-11-24 | LG | LG360N1C-N5 | Solar Panels |  | 0.36 | 13 | 120 | 30 |  | Fixed | Roof
NJSTRE1546187283 |  | Transition Incentive Program | Passaic | 7055 | 6 | 7.92 | Residential | No | Behind the Meter | Net-metered residential rooftop and canopy |  | None | Infinity Solar Systems | PSE&G | Accepted | 2020-11-20 | 2020-11-24 | 2021-11-24 | LG | LG360N1C-N5 | Solar Panels |  | 0.36 | 5 | 300 | 12 |  | Fixed | Roof
NJSTRE1546187413 |  | Transition Incentive Program | Mount Holly | 8060 | 13 | 6.12 | Residential | Yes | Behind the Meter | Net-metered residential rooftop and canopy |  | None | Trinity Solar | PSE&G | Accepted | 2020-11-20 | 2020-11-24 | 2021-11-24 | Solar Edge | SE5000 | Inverters | 5000 |  | 1 |  |  | 0.97 |  | Outside | side of home
NJSTRE1546187413 |  | Transition Incentive Program | Mount Holly | 8060 | 13 | 6.12 | Residential | Yes | Behind the Meter | Net-metered residential rooftop and canopy |  | None | Trinity Solar | PSE&G | Accepted | 2020-11-20 | 2020-11-24 | 2021-11-24 | Hanwhs | Q.PEAK DUO BLK-G6 340 | Solar Panels |  | 0.34 | 6 | 254 | 27 |  | Fixed | Roof
NJSTRE1546187413 |  | Transition Incentive Program | Mount Holly | 8060 | 13 | 6.12 | Residential | Yes | Behind the Meter | Net-metered residential rooftop and canopy |  | None | Trinity Solar | PSE&G | Accepted | 2020-11-20 | 2020-11-24 | 2021-11-24 | Hanwha | Q.PEAK DUO BLK-G6 340 | Solar Panels |  | 0.34 | 12 | 74 | 27 |  | Fixed | Roof
NJSTRE1546188256 |  | Transition Incentive Program | West Berlin | 8091 | 14 | 16.7 | Residential | Yes | Behind the Meter | Net-metered residential rooftop and canopy |  | None | Freedom Forever New Jersey LLC | AC Electric | Accepted | 2020-12-02 | 2020-12-03 | 2021-12-03 | Solar Edge | SE10000H-US [SI1] RGM | Inverters | 10000 |  | 1 |  |  | 0.99 |  | Outdoor | n/a
NJSTRE1546188256 |  | Transition Incentive Program | West Berlin | 8091 | 14 | 16.7 | Residential | Yes | Behind the Meter | Net-metered residential rooftop and canopy |  | None | Freedom Forever New Jersey LLC | AC Electric | Accepted | 2020-12-02 | 2020-12-03 | 2021-12-03 | Solar Edge | SE3000H-US [SI1] RGM | Inverters | 3000 |  | 1 |  |  | 0.99 |  | Outdoor | n/a
NJSTRE1546188256 |  | Transition Incentive Program | West Berlin | 8091 | 14 | 16.7 | Residential | Yes | Behind the Meter | Net-metered residential rooftop and canopy |  | None | Freedom Forever New Jersey LLC | AC Electric | Accepted | 2020-12-02 | 2020-12-03 | 2021-12-03 | Longi | LR6-60HPB-315M | Solar Panels |  | 0.315 | 7 | 2 | 21 |  | Fixed | Roof | n/a
NJSTRE1546188256 |  | Transition Incentive Program | West Berlin | 8091 | 14 | 16.7 | Residential | Yes | Behind the Meter | Net-metered residential rooftop and canopy |  | None | Freedom Forever New Jersey LLC | AC Electric | Accepted | 2020-12-02 | 2020-12-03 | 2021-12-03 | Longi | LR6-60HPB-315M | Solar Panels |  | 0.315 | 27 | 1 | 21 |  | Fixed | Roof | n/a
NJSTRE1546188256 |  | Transition Incentive Program | West Berlin | 8091 | 14 | 16.7 | Residential | Yes | Behind the Meter | Net-metered residential rooftop and canopy |  | None | Freedom Forever New Jersey LLC | AC Electric | Accepted | 2020-12-02 | 2020-12-03 | 2021-12-03 | Longi | LR6-60HPB-315M | Solar Panels |  | 0.315 | 7 | 3 | 21 |  | Fixed | Roof | n/a
NJSTRE1546188256 |  | Transition Incentive Program | West Berlin | 8091 | 14 | 16.7 | Residential | Yes | Behind the Meter | Net-metered residential rooftop and canopy |  | None | Freedom Forever New Jersey LLC | AC Electric | Accepted | 2020-12-02 | 2020-12-03 | 2021-12-03 | LONGI | LR6-60HPB-315M | Solar Panels |  | 0.315 | 12 | 4 | 21 |  | Fixed | Roof | n/a
NJSTRE1546188410 |  | Transition Incentive Program | East Brunswick TWP | 8816 | 11 | 11.64 | Residential | Yes | Behind the Meter | Net-metered residential rooftop and canopy |  | None | Tesla Energy Operations Inc. | PSE&G | Accepted | 2020-11-20 | 2020-11-24 | 2021-11-24 | Tesla | AC Powerwall 2.0 | Electric Storage Battery |  |  | 2 |  |  |  | Lithium Ion |  | Inside garage
NJSTRE1546188410 |  | Transition Incentive Program | East Brunswick TWP | 8816 | 11 | 11.64 | Residential | Yes | Behind the Meter | Net-metered residential rooftop and canopy |  | None | Tesla Energy Operations Inc. | PSE&G | Accepted | 2020-11-20 | 2020-11-24 | 2021-11-24 | Delta Electronics | M4-TL-US [240V] | Inverters | 3840 |  | 1 |  |  | 0.975 |  | Indoor | Inside garage
NJSTRE1546188410 |  | Transition Incentive Program | East Brunswick TWP | 8816 | 11 | 11.64 | Residential | Yes | Behind the Meter | Net-metered residential rooftop and canopy |  | None | Tesla Energy Operations Inc. | PSE&G | Accepted | 2020-11-20 | 2020-11-24 | 2021-11-24 | Delta Electronics | M8-TL-US [240V] | Inverters | 7680 |  | 1 |  |  | 0.975 |  | Indoor | Inside garage
NJSTRE1546188410 |  | Transition Incentive Program | East Brunswick TWP | 8816 | 11 | 11.64 | Residential | Yes | Behind the Meter | Net-metered residential rooftop and canopy |  | None | Tesla Energy Operations Inc. | PSE&G | Accepted | 2020-11-20 | 2020-11-24 | 2021-11-24 | Tesla | SR60T1 | Solar Panels |  | 0.05847 | 97 | 167 | 16 |  | Fixed | Roof
NJSTRE1546188410 |  | Transition Incentive Program | East Brunswick TWP | 8816 | 11 | 11.64 | Residential | Yes | Behind the Meter | Net-metered residential rooftop and canopy |  | None | Tesla Energy Operations Inc. | PSE&G | Accepted | 2020-11-20 | 2020-11-24 | 2021-11-24 | Tesla | SR60T1 | Solar Panels |  | 0.05847 | 24 | 167 | 18 |  | Fixed | Roof
NJSTRE1546188410 |  | Transition Incentive Program | East Brunswick TWP | 8816 | 11 | 11.64 | Residential | Yes | Behind the Meter | Net-metered residential rooftop and canopy |  | None | Tesla Energy Operations Inc. | PSE&G | Accepted | 2020-11-20 | 2020-11-24 | 2021-11-24 | Tesla | SR60T1 | Solar Panels |  | 0.05847 | 78 | 347 | 20 |  | Fixed | Roof
NJSTRE1546188891 |  | Transition Incentive Program | New Milford | 7646 | 7 | 10.54 | Residential | No | Behind the Meter | Net-metered residential rooftop and canopy |  | None | Infinity Solar Systems | PSE&G | Accepted | 2020-11-20 | 2020-12-02 | 2021-12-02 | ENPHASE | IQ7-60-X-US | Inverters | 250 |  | 25 |  |  | 0.95 |  | Outdoor | Rooftop
NJSTRE1546188891 |  | Transition Incentive Program | New Milford | 7646 | 7 | 10.54 | Residential | No | Behind the Meter | Net-metered residential rooftop and canopy |  | None | Infinity Solar Systems | PSE&G | Accepted | 2020-11-20 | 2020-12-02 | 2021-12-02 | ENPHASE | IQ7-60-X-US | Inverters | 250 |  | 6 |  |  | 0.95 |  | Outdoor | Rooftop
NJSTRE1546188891 |  | Transition Incentive Program | New Milford | 7646 | 7 | 10.54 | Residential | No | Behind the Meter | Net-metered residential rooftop and canopy |  | None | Infinity Solar Systems | PSE&G | Accepted | 2020-11-20 | 2020-12-02 | 2021-12-02 | LG | LG340N1K-V5 | Solar Panels |  | 0.34 | 25 | 181 | 20 |  | Fixed | Roof
NJSTRE1546188891 |  | Transition Incentive Program | New Milford | 7646 | 7 | 10.54 | Residential | No | Behind the Meter | Net-metered residential rooftop and canopy |  | None | Infinity Solar Systems | PSE&G | Accepted | 2020-11-20 | 2020-12-02 | 2021-12-02 | LG | LG340N1K-V5 | Solar Panels |  | 0.34 | 6 | 181 | 20 |  | Fixed | Roof
NJSTRE1546189455 |  | Transition Incentive Program | Elizabeth | 7202 | 10 | 7.14 | Residential | Yes | Behind the Meter | Net-metered residential rooftop and canopy |  | None | Trinity Solar | PSE&G | Accepted | 2020-11-20 | 2020-11-24 | 2021-11-24 | Solar Edge | SE6000 | Inverters | 6000 |  | 1 |  |  | 0.97 |  | Outside | side of home
NJSTRE1546189455 |  | Transition Incentive Program | Elizabeth | 7202 | 10 | 7.14 | Residential | Yes | Behind the Meter | Net-metered residential rooftop and canopy |  | None | Trinity Solar | PSE&G | Accepted | 2020-11-20 | 2020-11-24 | 2021-11-24 | Hanwha | Q.PEAK DUO BLK-G6 340 | Solar Panels |  | 0.34 | 2 | 156 | 25 |  | Fixed | Roof
NJSTRE1546189455 |  | Transition Incentive Program | Elizabeth | 7202 | 10 | 7.14 | Residential | Yes | Behind the Meter | Net-metered residential rooftop and canopy |  | None | Trinity Solar | PSE&G | Accepted | 2020-11-20 | 2020-11-24 | 2021-11-24 | Hanwh | Q.PEAK DUO BLK-G6 340 | Solar Panels |  | 0.34 | 19 | 246 | 25 |  | Fixed | Roof
NJSTRE1546189983 |  | Transition Incentive Program | Hainseport | 8036 | 13 | 16.02 | Residential | Yes | Behind the Meter | Net-metered residential rooftop and canopy |  | None | GenRenew, LLC | PSE&G | Accepted | 2020-11-20 | 2020-12-01 | 2021-12-01 | sunpower | PSV6 | Meters |  |  | 1 |  |  |  | Yes | Outdoor
NJSTRE1546189983 |  | Transition Incentive Program | Hainseport | 8036 | 13 | 16.02 | Residential | Yes | Behind the Meter | Net-metered residential rooftop and canopy |  | None | GenRenew, LLC | PSE&G | Accepted | 2020-11-20 | 2020-12-01 | 2021-12-01 | sunpower | IQ7XS-96-ACM-US | Inverters | 320 |  | 49 |  |  | 0.975 |  | Outdoor | under module
NJSTRE1546189983 |  | Transition Incentive Program | Hainseport | 8036 | 13 | 16.02 | Residential | Yes | Behind the Meter | Net-metered residential rooftop and canopy |  | None | GenRenew, LLC | PSE&G | Accepted | 2020-11-20 | 2020-12-01 | 2021-12-01 | sunpower | spr-e20-327-e-ac | Solar Panels |  | 0.327 | 21 | 185 | 27 |  | Fixed | Roof
NJSTRE1546189983 |  | Transition Incentive Program | Hainseport | 8036 | 13 | 16.02 | Residential | Yes | Behind the Meter | Net-metered residential rooftop and canopy |  | None | GenRenew, LLC | PSE&G | Accepted | 2020-11-20 | 2020-12-01 | 2021-12-01 | sunpower | spr-e20-327-e-ac | Solar Panels |  | 0.327 | 6 | 185 | 27 |  | Fixed | Roof
NJSTRE1546189983 |  | Transition Incentive Program | Hainseport | 8036 | 13 | 16.02 | Residential | Yes | Behind the Meter | Net-metered residential rooftop and canopy |  | None | GenRenew, LLC | PSE&G | Accepted | 2020-11-20 | 2020-12-01 | 2021-12-01 | sunpower | spr-e20=327-e-ac | Solar Panels |  | 0.327 | 22 | 275 | 27 |  | Fixed | Roof
NJSTRE1546190098 |  | Transition Incentive Program | Egg Harbor Township | 8234 | 19 | 9.52 | Residential | Yes | Behind the Meter | Net-metered residential rooftop and canopy |  | None | Trinity Solar | AC Electric | Accepted | 2020-11-20 | 2020-11-24 | 2021-11-24 | Solar Edge | SE7600 | Inverters | 7600 |  | 1 |  |  | 0.97 |  | Outside | side of home
NJSTRE1546190098 |  | Transition Incentive Program | Egg Harbor Township | 8234 | 19 | 9.52 | Residential | Yes | Behind the Meter | Net-metered residential rooftop and canopy |  | None | Trinity Solar | AC Electric | Accepted | 2020-11-20 | 2020-11-24 | 2021-11-24 | Hanwha | Q.PEAK DUO BLK-G6 340 | Solar Panels |  | 0.34 | 4 | 208 | 31 |  | Fixed | Roof
NJSTRE1546190098 |  | Transition Incentive Program | Egg Harbor Township | 8234 | 19 | 9.52 | Residential | Yes | Behind the Meter | Net-metered residential rooftop and canopy |  | None | Trinity Solar | AC Electric | Accepted | 2020-11-20 | 2020-11-24 | 2021-11-24 | Hanwha | Q.PEAK DUO BLK-G6 340 | Solar Panels |  | 0.34 | 4 | 298 | 31 |  | Fixed | Roof
NJSTRE1546190098 |  | Transition Incentive Program | Egg Harbor Township | 8234 | 19 | 9.52 | Residential | Yes | Behind the Meter | Net-metered residential rooftop and canopy |  | None | Trinity Solar | AC Electric | Accepted | 2020-11-20 | 2020-11-24 | 2021-11-24 | Hanwha | Q.PEAK DUO BLK-G6 340 | Solar Panels |  | 0.34 | 17 | 118 | 31 |  | Fixed | Roof
NJSTRE1546190098 |  | Transition Incentive Program | Egg Harbor Township | 8234 | 19 | 9.52 | Residential | Yes | Behind the Meter | Net-metered residential rooftop and canopy |  | None | Trinity Solar | AC Electric | Accepted | 2020-11-20 | 2020-11-24 | 2021-11-24 | Hanwha | Q.PEAK DUO BLK-G6 340 | Solar Panels |  | 0.34 | 3 | 208 | 24 |  | Fixed | Roof
NJSTRE1546190993 |  | Transition Incentive Program | North Brunswick Twp | 8902 | 11 | 4.27 | Residential | Yes | Behind the Meter | Net-metered residential rooftop and canopy |  | None | Bright Planet Solar | PSE&G | Accepted | 2020-11-20 | 2020-11-24 | 2021-11-24 | SOLAR EDGE | SE3800H-USRGM | Inverters | 3800 |  | 1 |  |  | 0.98 |  | Outdoor | OUTSIDE
NJSTRE1546190993 |  | Transition Incentive Program | North Brunswick Twp | 8902 | 11 | 4.27 | Residential | Yes | Behind the Meter | Net-metered residential rooftop and canopy |  | None | Bright Planet Solar | PSE&G | Accepted | 2020-11-20 | 2020-11-24 | 2021-11-24 | LONGI | LR6-60HPB-305M | Solar Panels |  | 0.305 | 3 | 108 | 36 |  | Fixed | Roof
NJSTRE1546190993 |  | Transition Incentive Program | North Brunswick Twp | 8902 | 11 | 4.27 | Residential | Yes | Behind the Meter | Net-metered residential rooftop and canopy |  | None | Bright Planet Solar | PSE&G | Accepted | 2020-11-20 | 2020-11-24 | 2021-11-24 | LONGI | LR6-60HPB-305M | Solar Panels |  | 0.305 | 11 | 199 | 36 |  | Single Axis | Roof
NJSTRE1546191827 |  | Transition Incentive Program | Plainsboro TWP | 8540 | 12 | 4.76 | Residential | Yes | Behind the Meter | Net-metered residential rooftop and canopy |  | None | Tesla Energy Operations Inc. | PSE&G | Accepted | 2020-11-20 | 2020-11-24 | 2021-11-24 | Tesla | AC Powerwall 2.0 | Electric Storage Battery |  |  | 1 |  |  |  | Lithium Ion |  | Inside
NJSTRE1546191827 |  | Transition Incentive Program | Plainsboro TWP | 8540 | 12 | 4.76 | Residential | Yes | Behind the Meter | Net-metered residential rooftop and canopy |  | None | Tesla Energy Operations Inc. | PSE&G | Accepted | 2020-11-20 | 2020-11-24 | 2021-11-24 | SolarEdge Technologies | SE3800H-US [240V] | Inverters | 3800 |  | 1 |  |  | 0.99 |  | Indoor | Inside
NJSTRE1546191827 |  | Transition Incentive Program | Plainsboro TWP | 8540 | 12 | 4.76 | Residential | Yes | Behind the Meter | Net-metered residential rooftop and canopy |  | None | Tesla Energy Operations Inc. | PSE&G | Accepted | 2020-11-20 | 2020-11-24 | 2021-11-24 | Hanwha Q-CELLS | Q.Peak DUO BLK-G6+ 340 | Solar Panels |  | 0.34 | 2 | 158 | 25 |  | Fixed | Roof
NJSTRE1546191827 |  | Transition Incentive Program | Plainsboro TWP | 8540 | 12 | 4.76 | Residential | Yes | Behind the Meter | Net-metered residential rooftop and canopy |  | None | Tesla Energy Operations Inc. | PSE&G | Accepted | 2020-11-20 | 2020-11-24 | 2021-11-24 | Hanwha Q-CELLS | Q.Peak DUO BLK-G6+ 340 | Solar Panels |  | 0.34 | 4 | 338 | 25 |  | Fixed | Roof
NJSTRE1546191827 |  | Transition Incentive Program | Plainsboro TWP | 8540 | 12 | 4.76 | Residential | Yes | Behind the Meter | Net-metered residential rooftop and canopy |  | None | Tesla Energy Operations Inc. | PSE&G | Accepted | 2020-11-20 | 2020-11-24 | 2021-11-24 | Hanwha Q-CELLS | Q.Peak DUO BLK-G6+ 340 | Solar Panels |  | 0.34 | 8 | 248 | 23 |  | Fixed | Roof
NJSTRE1546192089 |  | Transition Incentive Program | Vineland | 8360 | 20 | 10.88 | Residential | Yes | Behind the Meter | Net-metered residential rooftop and canopy |  | None | Trinity Solar | AC Electric | Accepted | 2020-11-20 | 2020-11-24 | 2021-11-24 | Solar Edge | SE10000 | Inverters | 10000 |  | 1 |  |  | 0.97 |  | Outside | side of home
NJSTRE1546192089 |  | Transition Incentive Program | Vineland | 8360 | 20 | 10.88 | Residential | Yes | Behind the Meter | Net-metered residential rooftop and canopy |  | None | Trinity Solar | AC Electric | Accepted | 2020-11-20 | 2020-11-24 | 2021-11-24 | Hanwha | Q.PEAK DUO BLK-G6 340 | Solar Panels |  | 0.34 | 32 | 180 | 30 |  | Fixed | Roof
NJSTRE1546192169 |  | Transition Incentive Program | Englishtown | 7726 | 17 | 13.14 | Residential | No | Behind the Meter | Net-metered residential rooftop and canopy |  | None | Freedom Forever New Jersey LLC | JCP&L | Accepted | 2020-12-07 | 2020-12-07 | 2021-12-07 | Solar Edge | SE10000H-US [SI1] RGM | Inverters | 10000 |  | 1 |  |  | 0.99 |  | Outdoor | n/a
NJSTRE1546192169 |  | Transition Incentive Program | Englishtown | 7726 | 17 | 13.14 | Residential | No | Behind the Meter | Net-metered residential rooftop and canopy |  | None | Freedom Forever New Jersey LLC | JCP&L | Accepted | 2020-12-07 | 2020-12-07 | 2021-12-07 | Rec Solar | REC355AA Black | Solar Panels |  | 0.355 | 15 | 2 | 26 |  | Fixed | Roof | n/a
NJSTRE1546192169 |  | Transition Incentive Program | Englishtown | 7726 | 17 | 13.14 | Residential | No | Behind the Meter | Net-metered residential rooftop and canopy |  | None | Freedom Forever New Jersey LLC | JCP&L | Accepted | 2020-12-07 | 2020-12-07 | 2021-12-07 | Rec Solar | REC355AA Black | Solar Panels |  | 0.355 | 12 | 3 | 26 |  | Fixed | Roof | n/a
NJSTRE1546192169 |  | Transition Incentive Program | Englishtown | 7726 | 17 | 13.14 | Residential | No | Behind the Meter | Net-metered residential rooftop and canopy |  | None | Freedom Forever New Jersey LLC | JCP&L | Accepted | 2020-12-07 | 2020-12-07 | 2021-12-07 | Rec Solar | REC355AA Black | Solar Panels |  | 0.355 | 4 | 4 | 19 |  | Fixed | Roof | n/a
NJSTRE1546192169 |  | Transition Incentive Program | Englishtown | 7726 | 17 | 13.14 | Residential | No | Behind the Meter | Net-metered residential rooftop and canopy |  | None | Freedom Forever New Jersey LLC | JCP&L | Accepted | 2020-12-07 | 2020-12-07 | 2021-12-07 | Rec Solar | REC355AA Black | Solar Panels |  | 0.355 | 6 | 1 | 26 |  | Fixed | Roof | n/a
NJSTRE1546192331 |  | Transition Incentive Program | Cream Ridge | 8514 | 17 | 9.61 | Residential | Yes | Behind the Meter | Net-metered residential rooftop and canopy |  | None | Bright Planet Solar | JCP&L | Accepted | 2020-11-20 | 2020-11-30 | 2021-11-30 | SOLAR EDGE | SE7600H-USRGM | Inverters | 7600 |  | 1 |  |  | 0.98 |  | Outdoor | 7600
NJSTRE1546192331 |  | Transition Incentive Program | Cream Ridge | 8514 | 17 | 9.61 | Residential | Yes | Behind the Meter | Net-metered residential rooftop and canopy |  | None | Bright Planet Solar | JCP&L | Accepted | 2020-11-20 | 2020-11-30 | 2021-11-30 | HANWHA Q-CELLS | Q.PEAK DUO BLK-G5 310W | Solar Panels |  | 0.31 | 10 | 314 | 18 |  | Fixed | Roof
NJSTRE1546192331 |  | Transition Incentive Program | Cream Ridge | 8514 | 17 | 9.61 | Residential | Yes | Behind the Meter | Net-metered residential rooftop and canopy |  | None | Bright Planet Solar | JCP&L | Accepted | 2020-11-20 | 2020-11-30 | 2021-11-30 | HANWHA Q-CELLS | Q.PEAK DUO BLK-G5 310W | Solar Panels |  | 0.31 | 9 | 225 | 18 |  | Fixed | Roof
NJSTRE1546192331 |  | Transition Incentive Program | Cream Ridge | 8514 | 17 | 9.61 | Residential | Yes | Behind the Meter | Net-metered residential rooftop and canopy |  | None | Bright Planet Solar | JCP&L | Accepted | 2020-11-20 | 2020-11-30 | 2021-11-30 | HANWHA Q-CELLS | Q.PEAK DUO BLK-G5 310W | Solar Panels |  | 0.31 | 12 | 134 | 18 |  | Fixed | Roof
NJSTRE1546192552 |  | Transition Incentive Program | Wall Township | 7719 | 17 | 15.84 | Residential | No | Behind the Meter | Net-metered residential rooftop and canopy |  | None | Skyline Solar LLC | JCP&L | Accepted | 2020-11-20 | 2020-11-24 | 2021-11-24 | Solaredge | SE10000H-US | Inverters | 10000 |  | 1 |  |  | 0.99 |  | Outdoor | N/A
NJSTRE1546192552 |  | Transition Incentive Program | Wall Township | 7719 | 17 | 15.84 | Residential | No | Behind the Meter | Net-metered residential rooftop and canopy |  | None | Skyline Solar LLC | JCP&L | Accepted | 2020-11-20 | 2020-11-24 | 2021-11-24 | Solaredge | SE3000 | Inverters | 3000 |  | 1 |  |  | 0.99 |  | Outdoor | N/A
NJSTRE1546192552 |  | Transition Incentive Program | Wall Township | 7719 | 17 | 15.84 | Residential | No | Behind the Meter | Net-metered residential rooftop and canopy |  | None | Skyline Solar LLC | JCP&L | Accepted | 2020-11-20 | 2020-11-24 | 2021-11-24 | Solaria | 360R-PD | Solar Panels |  | 0.36 | 30 | 119 | 28 |  | Fixed | Roof
NJSTRE1546192552 |  | Transition Incentive Program | Wall Township | 7719 | 17 | 15.84 | Residential | No | Behind the Meter | Net-metered residential rooftop and canopy |  | None | Skyline Solar LLC | JCP&L | Accepted | 2020-11-20 | 2020-11-24 | 2021-11-24 | Solaria | 360R-PD | Solar Panels |  | 0.36 | 14 | 119 | 28 |  | Fixed | Roof
NJSTRE1546192558 |  | Transition Incentive Program | Lambertville | 8530 | 4 | 7.14 | Residential | No | Behind the Meter | Net-metered residential ground mount |  | None | Vision Solar LLC | JCP&L | Accepted | 2020-11-20 | 2020-11-24 | 2021-11-24 | ENPHASE | IQ7-60-2-US | Inverters | 0.24 |  | 21 |  |  | 0.96 |  | Other | BEHIND EACH PANE
NJSTRE1546192558 |  | Transition Incentive Program | Lambertville | 8530 | 4 | 7.14 | Residential | No | Behind the Meter | Net-metered residential ground mount |  | None | Vision Solar LLC | JCP&L | Accepted | 2020-11-20 | 2020-11-24 | 2021-11-24 | HANWHA Q-CELLS | Q.PEAK DUO BLK-G6+ 340 | Solar Panels |  | 0.34 | 21 | 180 | 30 |  | Fixed | Ground
NJSTRE1546192563 |  | Transition Incentive Program | South Amboy | 8879 | 11 | 4.35 | Residential | Yes | Behind the Meter | Net-metered residential rooftop and canopy |  | None | Freedom Forever New Jersey LLC | JCP&L | Accepted | 2020-11-30 | 2020-11-30 | 2021-11-30 | Solar Edge | SE3800H-US [SI1] RGM | Inverters | 3800 |  | 1 |  |  | 0.99 |  | Outdoor | n/a
NJSTRE1546192563 |  | Transition Incentive Program | South Amboy | 8879 | 11 | 4.35 | Residential | Yes | Behind the Meter | Net-metered residential rooftop and canopy |  | None | Freedom Forever New Jersey LLC | JCP&L | Accepted | 2020-11-30 | 2020-11-30 | 2021-11-30 | Hanwha | Q.PLUS BFR-G4.1- 290 | Solar Panels |  | 0.29 | 9 | 2 | 34 |  | Fixed | Roof | n/a
NJSTRE1546192563 |  | Transition Incentive Program | South Amboy | 8879 | 11 | 4.35 | Residential | Yes | Behind the Meter | Net-metered residential rooftop and canopy |  | None | Freedom Forever New Jersey LLC | JCP&L | Accepted | 2020-11-30 | 2020-11-30 | 2021-11-30 | Hanwha | Q.PLUS BFR-G4.1- 290 | Solar Panels |  | 0.29 | 2 | 3 | 12 |  | Fixed | Roof | n/
NJSTRE1546192563 |  | Transition Incentive Program | South Amboy | 8879 | 11 | 4.35 | Residential | Yes | Behind the Meter | Net-metered residential rooftop and canopy |  | None | Freedom Forever New Jersey LLC | JCP&L | Accepted | 2020-11-30 | 2020-11-30 | 2021-11-30 | Hanwha | Q.PLUS BFR-G4.1- 290 | Solar Panels |  | 0.29 | 4 | 1 | 32 |  | Fixed | Roof | n/a
NJSTRE1546192566 |  | Transition Incentive Program | River Vale | 7675 | 7 | 16.32 | Residential | Yes | Behind the Meter | Net-metered residential rooftop and canopy |  | None | Tesla Energy Operations, Inc. | PSE&G | Accepted | 2020-11-20 | 2020-11-24 | 2021-11-24 | Tesla | AC Powerwall 2.0 | Electric Storage Battery |  |  | 2 |  |  |  | Lithium Ion |  | Outside
NJSTRE1546192566 |  | Transition Incentive Program | River Vale | 7675 | 7 | 16.32 | Residential | Yes | Behind the Meter | Net-metered residential rooftop and canopy |  | None | Tesla Energy Operations, Inc. | PSE&G | Accepted | 2020-11-20 | 2020-11-24 | 2021-11-24 | SolarEdge Technologies Ltd. | SE7600H-US [240V] | Inverters | 7600 |  | 2 |  |  | 0.99 |  | Outdoor | outside
NJSTRE1546192566 |  | Transition Incentive Program | River Vale | 7675 | 7 | 16.32 | Residential | Yes | Behind the Meter | Net-metered residential rooftop and canopy |  | None | Tesla Energy Operations, Inc. | PSE&G | Accepted | 2020-11-20 | 2020-11-24 | 2021-11-24 | Hanwha Q-CELLS | Q.Peak DUO BLK-G6+ 340 | Solar Panels |  | 0.34 | 4 | 261 | 30 |  | Fixed | Roof
NJSTRE1546192566 |  | Transition Incentive Program | River Vale | 7675 | 7 | 16.32 | Residential | Yes | Behind the Meter | Net-metered residential rooftop and canopy |  | None | Tesla Energy Operations, Inc. | PSE&G | Accepted | 2020-11-20 | 2020-11-24 | 2021-11-24 | Hanwha Q-CELLS | Q.Peak DUO BLK-G6+ 340 | Solar Panels |  | 0.34 | 12 | 171 | 30 |  | Fixed | Roof
NJSTRE1546192566 |  | Transition Incentive Program | River Vale | 7675 | 7 | 16.32 | Residential | Yes | Behind the Meter | Net-metered residential rooftop and canopy |  | None | Tesla Energy Operations, Inc. | PSE&G | Accepted | 2020-11-20 | 2020-11-24 | 2021-11-24 | Hanwha Q-CELLS | Q.Peak DUO BLK-G6+ 340 | Solar Panels |  | 0.34 | 17 | 81 | 30 |  | Fixed | Roof
NJSTRE1546192566 |  | Transition Incentive Program | River Vale | 7675 | 7 | 16.32 | Residential | Yes | Behind the Meter | Net-metered residential rooftop and canopy |  | None | Tesla Energy Operations, Inc. | PSE&G | Accepted | 2020-11-20 | 2020-11-24 | 2021-11-24 | Hanwha Q-CELLS | Q.Peak DUO BLK-G6+ 340 | Solar Panels |  | 0.34 | 15 | 81 | 30 |  | Fixed | Roof
NJSTRE1546192573 |  | Transition Incentive Program | Belleville Twp | 7109 | 9 | 3.05 | Residential | Yes | Behind the Meter | Net-metered residential rooftop and canopy |  | None | Bright Planet Solar | PSE&G | Accepted | 2020-11-20 | 2020-11-24 | 2021-11-24 | SOLAR EDGE | SE3000H-USRGM | Inverters | 3000 |  | 1 |  |  | 0.98 |  | Outdoor | OUTSIDE
NJSTRE1546192573 |  | Transition Incentive Program | Belleville Twp | 7109 | 9 | 3.05 | Residential | Yes | Behind the Meter | Net-metered residential rooftop and canopy |  | None | Bright Planet Solar | PSE&G | Accepted | 2020-11-20 | 2020-11-24 | 2021-11-24 | LONGI | LR6-60HPB-305M | Solar Panels |  | 0.305 | 10 | 190 | 35 |  | Fixed | Roof
NJSTRE1546192579 |  | Transition Incentive Program | Ewing | 8638 | 12 | 9.02 | Residential | No | Behind the Meter | Net-metered residential rooftop and canopy |  | None | SunPower Corporation, Systems | PSE&G | Accepted | 2020-11-20 | 2020-11-24 | 2021-11-24 | SunPower | SPR-A410-G-AC | Inverters | 349 |  | 22 |  |  | 0.97 |  | Other | under each panel
NJSTRE1546192579 |  | Transition Incentive Program | Ewing | 8638 | 12 | 9.02 | Residential | No | Behind the Meter | Net-metered residential rooftop and canopy |  | None | SunPower Corporation, Systems | PSE&G | Accepted | 2020-11-20 | 2020-11-24 | 2021-11-24 | SunPower | SPR-A410-G-AC | Solar Panels |  | 0.41 | 3 | 161 | 30 |  | Fixed | Roof
NJSTRE1546192579 |  | Transition Incentive Program | Ewing | 8638 | 12 | 9.02 | Residential | No | Behind the Meter | Net-metered residential rooftop and canopy |  | None | SunPower Corporation, Systems | PSE&G | Accepted | 2020-11-20 | 2020-11-24 | 2021-11-24 | SunPower | SPR-A410-G-AC | Solar Panels |  | 0.41 | 17 | 161 | 30 |  | Fixed | Roof
NJSTRE1546192579 |  | Transition Incentive Program | Ewing | 8638 | 12 | 9.02 | Residential | No | Behind the Meter | Net-metered residential rooftop and canopy |  | None | SunPower Corporation, Systems | PSE&G | Accepted | 2020-11-20 | 2020-11-24 | 2021-11-24 | SunPower | SPR-A410-G-AC | Solar Panels |  | 0.41 | 2 | 71 | 30 |  | Fixed | Roof
NJSTRE1546192585 |  | Transition Incentive Program | MILLVILLE | 8332 | 20 | 4.36 | Residential | Yes | Behind the Meter | Net-metered residential rooftop and canopy |  | None | Vision Solar LLC | JCP&L | Accepted | 2020-11-20 | 2020-11-24 | 2021-11-24 | ENPHASE | IQ7-60-2-US | Inverters | 0.24 |  | 13 |  |  | 0.96 |  | Other | BEHIND EACH PANEL
NJSTRE1546192585 |  | Transition Incentive Program | MILLVILLE | 8332 | 20 | 4.36 | Residential | Yes | Behind the Meter | Net-metered residential rooftop and canopy |  | None | Vision Solar LLC | JCP&L | Accepted | 2020-11-20 | 2020-11-24 | 2021-11-24 | HANWHA Q-CELLS | Q.PEAK DUO BLK-G6+ 335 | Solar Panels |  | 0.335 | 2 | 183 | 45 |  | Fixed | Roof
NJSTRE1546192585 |  | Transition Incentive Program | MILLVILLE | 8332 | 20 | 4.36 | Residential | Yes | Behind the Meter | Net-metered residential rooftop and canopy |  | None | Vision Solar LLC | JCP&L | Accepted | 2020-11-20 | 2020-11-24 | 2021-11-24 | HANWHA Q-CELLS | Q.PEAK DUO BLK-G6+ 335 | Solar Panels |  | 0.335 | 3 | 93 | 46 |  | Fixed | Roof
NJSTRE1546192585 |  | Transition Incentive Program | MILLVILLE | 8332 | 20 | 4.36 | Residential | Yes | Behind the Meter | Net-metered residential rooftop and canopy |  | None | Vision Solar LLC | JCP&L | Accepted | 2020-11-20 | 2020-11-24 | 2021-11-24 | HANWHA Q-CELLS | Q.PEAK DUO BLK-G6+ 335 | Solar Panels |  | 0.335 | 3 | 273 | 46 |  | Fixed | Roof
NJSTRE1546192585 |  | Transition Incentive Program | MILLVILLE | 8332 | 20 | 4.36 | Residential | Yes | Behind the Meter | Net-metered residential rooftop and canopy |  | None | Vision Solar LLC | JCP&L | Accepted | 2020-11-20 | 2020-11-24 | 2021-11-24 | HANWHA Q-CELLS | Q.PEAK DUO BLK-G6+ 335 | Solar Panels |  | 0.335 | 5 | 3 | 45 |  | Fixed | Roof
NJSTRE1546192590 |  | Transition Incentive Program | East Brunswick TWP | 8816 | 11 | 12.24 | Residential | No | Behind the Meter | Net-metered residential rooftop and canopy |  | None | Tesla Energy Operations Inc. | PSE&G | Accepted | 2020-11-20 | 2020-11-24 | 2021-11-24 | Tesla | AC Powerwall 2.0 | Electric Storage Battery |  |  | 1 |  |  |  | Lithium Ion |  | Inside
NJSTRE1546192590 |  | Transition Incentive Program | East Brunswick TWP | 8816 | 11 | 12.24 | Residential | No | Behind the Meter | Net-metered residential rooftop and canopy |  | None | Tesla Energy Operations Inc. | PSE&G | Accepted | 2020-11-20 | 2020-11-24 | 2021-11-24 | SolarEdge Technologies | SE7600H-US [240V] | Inverters | 7600 |  | 1 |  |  | 0.99 |  | Outside | Outside
NJSTRE1546192590 |  | Transition Incentive Program | East Brunswick TWP | 8816 | 11 | 12.24 | Residential | No | Behind the Meter | Net-metered residential rooftop and canopy |  | None | Tesla Energy Operations Inc. | PSE&G | Accepted | 2020-11-20 | 2020-11-24 | 2021-11-24 | SolarEdge Technologies | SE3800H-US [240V] | Inverters | 3800 |  | 1 |  |  | 0.99 |  | Outside | Outside
NJSTRE1546192590 |  | Transition Incentive Program | East Brunswick TWP | 8816 | 11 | 12.24 | Residential | No | Behind the Meter | Net-metered residential rooftop and canopy |  | None | Tesla Energy Operations Inc. | PSE&G | Accepted | 2020-11-20 | 2020-11-24 | 2021-11-24 | Hanwha Q-CELLS | Q.Peak DUO BLK-G6+ 340 | Solar Panels |  | 0.34 | 3 | 157 | 40 |  | Fixed | Roof
NJSTRE1546192590 |  | Transition Incentive Program | East Brunswick TWP | 8816 | 11 | 12.24 | Residential | No | Behind the Meter | Net-metered residential rooftop and canopy |  | None | Tesla Energy Operations Inc. | PSE&G | Accepted | 2020-11-20 | 2020-11-24 | 2021-11-24 | Hanwha Q-CELLS | Q.Peak DUO BLK-G6+ 340 | Solar Panels |  | 0.34 | 18 | 157 | 40 |  | Fixed | Roof
NJSTRE1546192590 |  | Transition Incentive Program | East Brunswick TWP | 8816 | 11 | 12.24 | Residential | No | Behind the Meter | Net-metered residential rooftop and canopy |  | None | Tesla Energy Operations Inc. | PSE&G | Accepted | 2020-11-20 | 2020-11-24 | 2021-11-24 | Hanwha Q-CELLS | Q.Peak DUO BLK-G6+ 340 | Solar Panels |  | 0.34 | 15 | 247 | 45 |  | Fixed | Roof
NJSTRE1546192612 |  | Transition Incentive Program | Runnemede | 8078 | 14 | 5.1 | Residential | Yes | Behind the Meter | Net-metered residential rooftop and canopy |  | None | Trinity Solar | PSE&G | Accepted | 2020-11-20 | 2020-11-24 | 2021-11-24 | Solar Edge | SE3800 | Inverters | 3800 |  | 1 |  |  | 0.97 |  | Outside | side of home
NJSTRE1546192612 |  | Transition Incentive Program | Runnemede | 8078 | 14 | 5.1 | Residential | Yes | Behind the Meter | Net-metered residential rooftop and canopy |  | None | Trinity Solar | PSE&G | Accepted | 2020-11-20 | 2020-11-24 | 2021-11-24 | Hanwha | Q.PEAK DUO BLK-G6 340 | Solar Panels |  | 0.34 | 15 | 129 | 37 |  | Fixed | Roof
NJSTRE1546192620 |  | Transition Incentive Program | Florence TWP | 8505 | 13 | 8.16 | Residential | Yes | Behind the Meter | Net-metered residential rooftop and canopy |  | None | Tesla Energy Operations Inc. | PSE&G | Accepted | 2020-11-20 | 2020-11-24 | 2021-11-24 | Tesla | AC Powerwall 2.0 | Electric Storage Battery |  |  | 2 |  |  |  | Lithium Ion |  | Inside
NJSTRE1546192620 |  | Transition Incentive Program | Florence TWP | 8505 | 13 | 8.16 | Residential | Yes | Behind the Meter | Net-metered residential rooftop and canopy |  | None | Tesla Energy Operations Inc. | PSE&G | Accepted | 2020-11-20 | 2020-11-24 | 2021-11-24 | SolarEdge Technologies | SE7600H-US [240V] | Inverters | 7600 |  | 1 |  |  | 0.99 |  | Outside | Outside
NJSTRE1546192620 |  | Transition Incentive Program | Florence TWP | 8505 | 13 | 8.16 | Residential | Yes | Behind the Meter | Net-metered residential rooftop and canopy |  | None | Tesla Energy Operations Inc. | PSE&G | Accepted | 2020-11-20 | 2020-11-24 | 2021-11-24 | Hanwha Q-CELLS | Q.Peak DUO BLK-G6+ 340 | Solar Panels |  | 0.34 | 24 | 235 | 34 |  | Fixed | Roof
NJSTRE1546192622 |  | Transition Incentive Program | Toms River | 8757 | 18 | 2.04 | Residential | No | Behind the Meter | Net-metered residential rooftop and canopy |  | None | Vision Solar LLC | JCP&L | Accepted | 2020-11-20 | 2020-11-24 | 2021-11-24 | ENPHASE | IQ7-60-2-US | Inverters | 0.24 |  | 6 |  |  | 0.96 |  | Other | BEHIND EACH PANEL
NJSTRE1546192622 |  | Transition Incentive Program | Toms River | 8757 | 18 | 2.04 | Residential | No | Behind the Meter | Net-metered residential rooftop and canopy |  | None | Vision Solar LLC | JCP&L | Accepted | 2020-11-20 | 2020-11-24 | 2021-11-24 | HANWHA Q-CELLS | Q.PEAK DUO BLK-G6+ 340 | Solar Panels |  | 0.34 | 6 | 173 | 20 |  | Fixed | Roof
NJSTRE1546192644 |  | Transition Incentive Program | Brigantine | 8203 | 19 | 8.06 | Residential | Yes | Behind the Meter | Net-metered residential rooftop and canopy |  | None | Bright Planet Solar | AC Electric | Accepted | 2020-11-20 | 2020-11-24 | 2021-11-24 | SOLAR EDGE | SE7600H-USRGM | Inverters | 7600 |  | 1 |  |  | 0.98 |  | Outdoor | OUTSIDE
NJSTRE1546192644 |  | Transition Incentive Program | Brigantine | 8203 | 19 | 8.06 | Residential | Yes | Behind the Meter | Net-metered residential rooftop and canopy |  | None | Bright Planet Solar | AC Electric | Accepted | 2020-11-20 | 2020-11-24 | 2021-11-24 | HANWHA Q-CELLS | Q.PEAK DUO BLK-G5 310W | Solar Panels |  | 0.31 | 13 | 63 | 22 |  | Fixed | Roof
NJSTRE1546192644 |  | Transition Incentive Program | Brigantine | 8203 | 19 | 8.06 | Residential | Yes | Behind the Meter | Net-metered residential rooftop and canopy |  | None | Bright Planet Solar | AC Electric | Accepted | 2020-11-20 | 2020-11-24 | 2021-11-24 | HANWHA Q-CELLS | Q.PEAK DUO BLK-G5 310W | Solar Panels |  | 0.31 | 13 | 243 | 22 |  | Fixed | Roof
NJSTRE1546192646 |  | Transition Incentive Program | Beverly | 8010 | 13 | 7.82 | Residential | No | Behind the Meter | Net-metered residential rooftop and canopy |  | None | Vision Solar LLC | PSE&G | Accepted | 2020-11-20 | 2020-11-24 | 2021-11-24 | ENPHASE | IQ7-60-2-US | Inverters | 0.24 |  | 23 |  |  | 0.96 |  | Other | BEHIND EACH PANEL
NJSTRE1546192646 |  | Transition Incentive Program | Beverly | 8010 | 13 | 7.82 | Residential | No | Behind the Meter | Net-metered residential rooftop and canopy |  | None | Vision Solar LLC | PSE&G | Accepted | 2020-11-20 | 2020-11-24 | 2021-11-24 | HANWHA Q-CELLS | Q.PEAK DUO BLK-G6+ 340 | Solar Panels |  | 0.34 | 23 | 162 | 30 |  | Fixed | Roof
NJSTRE1546192654 |  | Transition Incentive Program | Brick | 8724 | 18 | 9.86 | Residential | No | Behind the Meter | Net-metered residential rooftop and canopy |  | None | Trinity Solar | JCP&L | Accepted | 2020-11-20 | 2020-12-01 | 2021-12-01 | Solar Edge | SE7600 | Inverters | 7600 |  | 1 |  |  | 0.97 |  | Outside | side of home
NJSTRE1546192654 |  | Transition Incentive Program | Brick | 8724 | 18 | 9.86 | Residential | No | Behind the Meter | Net-metered residential rooftop and canopy |  | None | Trinity Solar | JCP&L | Accepted | 2020-11-20 | 2020-12-01 | 2021-12-01 | Hanwha | Q.PEAK DUO BLK-G6 340 | Solar Panels |  | 0.34 | 7 | 256 | 18 |  | Fixed | Roof
NJSTRE1546192654 |  | Transition Incentive Program | Brick | 8724 | 18 | 9.86 | Residential | No | Behind the Meter | Net-metered residential rooftop and canopy |  | None | Trinity Solar | JCP&L | Accepted | 2020-11-20 | 2020-12-01 | 2021-12-01 | Hanwha | Q.PEAK DUO BLK-G6 340 | Solar Panels |  | 0.34 | 3 | 346 | 18 |  | Fixed | Roof
NJSTRE1546192654 |  | Transition Incentive Program | Brick | 8724 | 18 | 9.86 | Residential | No | Behind the Meter | Net-metered residential rooftop and canopy |  | None | Trinity Solar | JCP&L | Accepted | 2020-11-20 | 2020-12-01 | 2021-12-01 | Hanwha | Q.PEAK DUO BLK-G6 340 | Solar Panels |  | 0.34 | 7 | 76 | 18 |  | Fixed | Roof
NJSTRE1546192654 |  | Transition Incentive Program | Brick | 8724 | 18 | 9.86 | Residential | No | Behind the Meter | Net-metered residential rooftop and canopy |  | None | Trinity Solar | JCP&L | Accepted | 2020-11-20 | 2020-12-01 | 2021-12-01 | Hanwha | Q.PEAK DUO BLK-G6 340 | Solar Panels |  | 0.34 | 12 | 166 | 18 |  | Fixed | Pole
NJSTRE1546192664 |  | Transition Incentive Program | Tinton Falls | 7724 | 17 | 6.72 | Residential | Yes | Behind the Meter | Net-metered residential rooftop and canopy |  | None | Reliable Power and Solar | JCP&L | Accepted | 2020-11-20 | 2020-11-25 | 2021-11-25 | enphase | IQ7 | Inverters | 240 |  | 21 |  |  | 0.97 |  | Outdoor | roof
NJSTRE1546192664 |  | Transition Incentive Program | Tinton Falls | 7724 | 17 | 6.72 | Residential | Yes | Behind the Meter | Net-metered residential rooftop and canopy |  | None | Reliable Power and Solar | JCP&L | Accepted | 2020-11-20 | 2020-11-25 | 2021-11-25 | trina | tsmdd05 | Solar Panels |  | 0.32 | 9 | 175 | 14 |  | Fixed | Roof | roof
NJSTRE1546192664 |  | Transition Incentive Program | Tinton Falls | 7724 | 17 | 6.72 | Residential | Yes | Behind the Meter | Net-metered residential rooftop and canopy |  | None | Reliable Power and Solar | JCP&L | Accepted | 2020-11-20 | 2020-11-25 | 2021-11-25 | trina | tsmdd05 | Solar Panels |  | 0.32 | 12 | 175 | 40 |  | Fixed | Roof | roof
NJSTRE1546192668 |  | Transition Incentive Program | South Orange | 7079 | 9 | 7.82 | Residential | Yes | Behind the Meter | Net-metered residential rooftop and canopy |  | None | Trinity Solar | PSE&G | Accepted | 2020-11-20 | 2020-11-24 | 2021-11-24 | Solar edge | SE6000 | Inverters | 6000 |  | 1 |  |  | 0.97 |  | Outside | side of home
NJSTRE1546192668 |  | Transition Incentive Program | South Orange | 7079 | 9 | 7.82 | Residential | Yes | Behind the Meter | Net-metered residential rooftop and canopy |  | None | Trinity Solar | PSE&G | Accepted | 2020-11-20 | 2020-11-24 | 2021-11-24 | Hanwha | Q.PEAK DUO BLK-G6 340 | Solar Panels |  | 0.34 | 23 | 212 | 35 |  | Fixed | Roof
NJSTRE1546193899 |  | Transition Incentive Program | Franklin TWP SOM | 8873 | 5 | 12.24 | Residential | No | Behind the Meter | Net-metered residential rooftop and canopy |  | None | Tesla Energy Operations Inc. | PSE&G | Accepted | 2020-11-20 | 2020-11-24 | 2021-11-24 | SolarEdge Technologies | SE10000H-US [240V] | Inverters | 10000 |  | 1 |  |  | 0.99 |  | Outside | Outside
NJSTRE1546193899 |  | Transition Incentive Program | Franklin TWP SOM | 8873 | 5 | 12.24 | Residential | No | Behind the Meter | Net-metered residential rooftop and canopy |  | None | Tesla Energy Operations Inc. | PSE&G | Accepted | 2020-11-20 | 2020-11-24 | 2021-11-24 | Hanwha Q-CELLS | Q.Peak DUO BLK-G6+ 340 | Solar Panels |  | 0.34 | 8 | 106 | 44 |  | Fixed | Roof
NJSTRE1546193899 |  | Transition Incentive Program | Franklin TWP SOM | 8873 | 5 | 12.24 | Residential | No | Behind the Meter | Net-metered residential rooftop and canopy |  | None | Tesla Energy Operations Inc. | PSE&G | Accepted | 2020-11-20 | 2020-11-24 | 2021-11-24 | Hanwha Q-CELLS | Q.Peak DUO BLK-G6+ 340 | Solar Panels |  | 0.34 | 6 | 286 | 45 |  | Fixed | Roof
NJSTRE1546193899 |  | Transition Incentive Program | Franklin TWP SOM | 8873 | 5 | 12.24 | Residential | No | Behind the Meter | Net-metered residential rooftop and canopy |  | None | Tesla Energy Operations Inc. | PSE&G | Accepted | 2020-11-20 | 2020-11-24 | 2021-11-24 | Hanwha Q-CELLS | Q.Peak DUO BLK-G6+ 340 | Solar Panels |  | 0.34 | 5 | 196 | 34 |  | Fixed | Roof
NJSTRE1546193899 |  | Transition Incentive Program | Franklin TWP SOM | 8873 | 5 | 12.24 | Residential | No | Behind the Meter | Net-metered residential rooftop and canopy |  | None | Tesla Energy Operations Inc. | PSE&G | Accepted | 2020-11-20 | 2020-11-24 | 2021-11-24 | Hanwha Q-CELLS | Q.Peak DUO BLK-G6+ 340 | Solar Panels |  | 0.34 | 4 | 106 | 28 |  | Fixed | Roof
NJSTRE1546193899 |  | Transition Incentive Program | Franklin TWP SOM | 8873 | 5 | 12.24 | Residential | No | Behind the Meter | Net-metered residential rooftop and canopy |  | None | Tesla Energy Operations Inc. | PSE&G | Accepted | 2020-11-20 | 2020-11-24 | 2021-11-24 | Hanwha Q-CELLS | Q.Peak DUO BLK-G6+ 340 | Solar Panels |  | 0.34 | 9 | 196 | 34 |  | Fixed | Roof
NJSTRE1546193899 |  | Transition Incentive Program | Franklin TWP SOM | 8873 | 5 | 12.24 | Residential | No | Behind the Meter | Net-metered residential rooftop and canopy |  | None | Tesla Energy Operations Inc. | PSE&G | Accepted | 2020-11-20 | 2020-11-24 | 2021-11-24 | Hanwha Q-CELLS | Q.Peak DUO BLK-G6+ 340 | Solar Panels |  | 0.34 | 4 | 286 | 28 |  | Fixed | Roof
NJSTRE1546200454 |  | Transition Incentive Program | Mount Laurel | 8054 | 13 | 9.52 | Residential | Yes | Behind the Meter | Net-metered residential rooftop and canopy |  | None | Trinity Solar | PSE&G | Accepted | 2020-11-20 | 2020-11-24 | 2021-11-24 | Solar Edge | SE7600 | Inverters | 7600 |  | 1 |  |  | 0.97 |  | Outside | side of home
NJSTRE1546200454 |  | Transition Incentive Program | Mount Laurel | 8054 | 13 | 9.52 | Residential | Yes | Behind the Meter | Net-metered residential rooftop and canopy |  | None | Trinity Solar | PSE&G | Accepted | 2020-11-20 | 2020-11-24 | 2021-11-24 | Hanwha | Q.PEAK DUO BLK-G6 340 | Solar Panels |  | 0.34 | 9 | 157 | 23 |  | Fixed | Roof
NJSTRE1546200454 |  | Transition Incentive Program | Mount Laurel | 8054 | 13 | 9.52 | Residential | Yes | Behind the Meter | Net-metered residential rooftop and canopy |  | None | Trinity Solar | PSE&G | Accepted | 2020-11-20 | 2020-11-24 | 2021-11-24 | Hanwha | Q.PEAK DUO BLK-G6 340 | Solar Panels |  | 0.34 | 19 | 247 | 23 |  | Fixed | Roof
NJSTRE1546201301 |  | Transition Incentive Program | Ocean City | 8226 | 21 | 7.25 | Residential | Yes | Behind the Meter | Net-metered residential rooftop and canopy |  | None | Solar Energy World | PSE&G | Accepted | 2020-11-20 | 2020-11-24 | 2021-11-24 | SolarEdge Technologies | SE6000H-USRGM | Inverters | 6000 |  | 1 |  |  | 0.983 |  | Outdoor | Near Meter
NJSTRE1546201301 |  | Transition Incentive Program | Ocean City | 8226 | 21 | 7.25 | Residential | Yes | Behind the Meter | Net-metered residential rooftop and canopy |  | None | Solar Energy World | PSE&G | Accepted | 2020-11-20 | 2020-11-24 | 2021-11-24 | Hanwha Q-Cells | Q.PEAK DUO BLK-G5 315 | Solar Panels |  | 0.315 | 16 | 227 | 27 |  | Fixed | Roof
NJSTRE1546201301 |  | Transition Incentive Program | Ocean City | 8226 | 21 | 7.25 | Residential | Yes | Behind the Meter | Net-metered residential rooftop and canopy |  | None | Solar Energy World | PSE&G | Accepted | 2020-11-20 | 2020-11-24 | 2021-11-24 | Hanwha Q-Cells | Q.PEAK DUO BLK-G5 315 | Solar Panels |  | 0.315 | 7 | 48 | 27 |  | Fixed | Roof
NJSTRE1546201853 |  | Transition Incentive Program | Medford | 8055 | 13 | 12.06 | Residential | No | Behind the Meter | Net-metered residential rooftop and canopy |  | None | Green Power Energy | AC Electric | Accepted | 2020-11-20 | 2020-11-24 | 2021-11-24 | Solaredge | SE11400H-US (240V) | Inverters | 11400 |  | 1 |  |  | 0.97 |  | Outside | next to meter
NJSTRE1546201853 |  | Transition Incentive Program | Medford | 8055 | 13 | 12.06 | Residential | No | Behind the Meter | Net-metered residential rooftop and canopy |  | None | Green Power Energy | AC Electric | Accepted | 2020-11-20 | 2020-11-24 | 2021-11-24 | LG Electronics | LG335N1K-V5 | Solar Panels |  | 0.335 | 23 | 178 | 32 |  | Fixed | Roof
NJSTRE1546201853 |  | Transition Incentive Program | Medford | 8055 | 13 | 12.06 | Residential | No | Behind the Meter | Net-metered residential rooftop and canopy |  | None | Green Power Energy | AC Electric | Accepted | 2020-11-20 | 2020-11-24 | 2021-11-24 | LG electronics | LG335N1K-V5 | Solar Panels |  | 0.335 | 13 | 178 | 16 |  | Fixed | Roof
NJSTRE1546201856 |  | Transition Incentive Program | Princeton TWP | 8540 | 12 | 8.16 | Residential | Yes | Behind the Meter | Net-metered residential rooftop and canopy |  | None | Tesla Energy Operations Inc. | PSE&G | Accepted | 2020-11-20 | 2020-11-24 | 2021-11-24 | Tesla | AC Powerwall 2.0 | Electric Storage Battery |  |  | 2 |  |  |  | Lithium Ion |  | Inside garage
NJSTRE1546201856 |  | Transition Incentive Program | Princeton TWP | 8540 | 12 | 8.16 | Residential | Yes | Behind the Meter | Net-metered residential rooftop and canopy |  | None | Tesla Energy Operations Inc. | PSE&G | Accepted | 2020-11-20 | 2020-11-24 | 2021-11-24 | SolarEdge Technologies | SE7600H-US [240V] | Inverters | 7600 |  | 1 |  |  | 0.99 |  | Outside | Outside
NJSTRE1546201856 |  | Transition Incentive Program | Princeton TWP | 8540 | 12 | 8.16 | Residential | Yes | Behind the Meter | Net-metered residential rooftop and canopy |  | None | Tesla Energy Operations Inc. | PSE&G | Accepted | 2020-11-20 | 2020-11-24 | 2021-11-24 | Hanwha Q-CELLS | Q.Peak DUO BLK-G6+ 340 | Solar Panels |  | 0.34 | 18 | 237 | 23 |  | Fixed | Roof
NJSTRE1546201856 |  | Transition Incentive Program | Princeton TWP | 8540 | 12 | 8.16 | Residential | Yes | Behind the Meter | Net-metered residential rooftop and canopy |  | None | Tesla Energy Operations Inc. | PSE&G | Accepted | 2020-11-20 | 2020-11-24 | 2021-11-24 | Hanwha Q-CELLS | Q.Peak DUO BLK-G6+ 340 | Solar Panels |  | 0.34 | 6 | 57 | 23 |  | Fixed | Roof
NJSTRE1546201858 |  | Transition Incentive Program | Paramus | 7652 | 7 | 9.86 | Residential | Yes | Behind the Meter | Net-metered residential rooftop and canopy |  | None | Tesla Energy Operations, Inc. | PSE&G | Accepted | 2020-11-20 | 2020-11-24 | 2021-11-24 | SolarEdge Technologies Ltd. | SE10000H-US [240V] | Inverters | 10000 |  | 1 |  |  | 0.99 |  | Indoor | Inside garage
NJSTRE1546201858 |  | Transition Incentive Program | Paramus | 7652 | 7 | 9.86 | Residential | Yes | Behind the Meter | Net-metered residential rooftop and canopy |  | None | Tesla Energy Operations, Inc. | PSE&G | Accepted | 2020-11-20 | 2020-11-24 | 2021-11-24 | Hanwha Q-CELLS | Q.Peak DUO BLK-G6+ 340 | Solar Panels |  | 0.34 | 20 | 178 | 37 |  | Fixed | Roof
NJSTRE1546201858 |  | Transition Incentive Program | Paramus | 7652 | 7 | 9.86 | Residential | Yes | Behind the Meter | Net-metered residential rooftop and canopy |  | None | Tesla Energy Operations, Inc. | PSE&G | Accepted | 2020-11-20 | 2020-11-24 | 2021-11-24 | Hanwha Q-CELLS | Q.Peak DUO BLK-G6+ 340 | Solar Panels |  | 0.34 | 9 | 358 | 37 |  | Fixed | Roof
NJSTRE1546201859 |  | Transition Incentive Program | Passaic City | 7055 | 6 | 4.1 | Residential | No | Behind the Meter | Net-metered residential rooftop and canopy |  | None | Seabright Solar | PSE&G | Accepted | 2020-11-20 | 2020-11-24 | 2021-11-24 | Enphase | IQ7XS-96-ACM-US | Inverters | 0.315 |  | 10 |  |  | 0.99 |  | Outside | Roof
NJSTRE1546201859 |  | Transition Incentive Program | Passaic City | 7055 | 6 | 4.1 | Residential | No | Behind the Meter | Net-metered residential rooftop and canopy |  | None | Seabright Solar | PSE&G | Accepted | 2020-11-20 | 2020-11-24 | 2021-11-24 | Sunpower | SPR-A-410 | Solar Panels |  | 0.41 | 10 | 217 | 40 |  | Fixed | Roof
NJSTRE1546201870 |  | Transition Incentive Program | Willingboro | 8046 | 13 | 3.25 | Residential | No | Behind the Meter | Net-metered residential rooftop and canopy |  | None | EMT Renewables | PSE&G | Accepted | 2020-11-20 | 2020-11-24 | 2021-11-24 | Enphase | IQ7-60-2-US | Inverters | 240 |  | 10 |  |  | 0.97 |  | Outside | under panels
NJSTRE1546201870 |  | Transition Incentive Program | Willingboro | 8046 | 13 | 3.25 | Residential | No | Behind the Meter | Net-metered residential rooftop and canopy |  | None | EMT Renewables | PSE&G | Accepted | 2020-11-20 | 2020-11-24 | 2021-11-24 | Trina | TSM-325-DD06M.05(II) | Solar Panels |  | 0.325 | 10 | 243 | 27 |  | Fixed | Roof
NJSTRE1546201874 |  | Transition Incentive Program | Mays Landing | 8330 | 19 | 4.69 | Residential | Yes | Behind the Meter | Net-metered residential rooftop and canopy |  | None | Trinity Solar | AC Electric | Accepted | 2020-11-20 | 2020-11-24 | 2021-11-24 | SOLAR EDGE | SE3800H-US | Inverters | 3800 |  | 1 |  |  | 0.97 |  | Outdoor | SIDE OF HOME
NJSTRE1546201874 |  | Transition Incentive Program | Mays Landing | 8330 | 19 | 4.69 | Residential | Yes | Behind the Meter | Net-metered residential rooftop and canopy |  | None | Trinity Solar | AC Electric | Accepted | 2020-11-20 | 2020-11-24 | 2021-11-24 | HANWHA 335 (Q.PEAK DUO BLK-G6 335) | HANWHA 335 (Q.PEAK DUO BLK-G6 335) | Solar Panels |  | 0.335 | 14 | 101 | 36 |  | Fixed | Roof
NJSTRE1546201939 |  | Transition Incentive Program | Jackson | 8527 | 18 | 23.12 | Residential | No | Behind the Meter | Net-metered residential rooftop and canopy |  | None | Tesla Energy Operations Inc. | JCP&L | Accepted | 2020-11-20 | 2020-11-24 | 2021-11-24 | SolarEdge Technologies | SE10000H-US [240V] | Inverters | 10000 |  | 2 |  |  | 0.99 |  | Outside | Outside
NJSTRE1546201939 |  | Transition Incentive Program | Jackson | 8527 | 18 | 23.12 | Residential | No | Behind the Meter | Net-metered residential rooftop and canopy |  | None | Tesla Energy Operations Inc. | JCP&L | Accepted | 2020-11-20 | 2020-11-24 | 2021-11-24 | Hanwha Q-CELLS | Q.Peak DUO BLK-G6+ 340 | Solar Panels |  | 0.34 | 6 | 217 | 32 |  | Fixed | Roof
NJSTRE1546201939 |  | Transition Incentive Program | Jackson | 8527 | 18 | 23.12 | Residential | No | Behind the Meter | Net-metered residential rooftop and canopy |  | None | Tesla Energy Operations Inc. | JCP&L | Accepted | 2020-11-20 | 2020-11-24 | 2021-11-24 | Hanwha Q-CELLS | Q.Peak DUO BLK-G6+ 340 | Solar Panels |  | 0.34 | 5 | 217 | 38 |  | Fixed | Roof
NJSTRE1546201939 |  | Transition Incentive Program | Jackson | 8527 | 18 | 23.12 | Residential | No | Behind the Meter | Net-metered residential rooftop and canopy |  | None | Tesla Energy Operations Inc. | JCP&L | Accepted | 2020-11-20 | 2020-11-24 | 2021-11-24 | Hanwha Q-CELLS | Q.Peak DUO BLK-G6+ 340 | Solar Panels |  | 0.34 | 6 | 38 | 38 |  | Fixed | Roof
NJSTRE1546201939 |  | Transition Incentive Program | Jackson | 8527 | 18 | 23.12 | Residential | No | Behind the Meter | Net-metered residential rooftop and canopy |  | None | Tesla Energy Operations Inc. | JCP&L | Accepted | 2020-11-20 | 2020-11-24 | 2021-11-24 | Hanwha Q-CELLS | Q.Peak DUO BLK-G6+ 340 | Solar Panels |  | 0.34 | 7 | 128 | 36 |  | Fixed | Roof
NJSTRE1546201939 |  | Transition Incentive Program | Jackson | 8527 | 18 | 23.12 | Residential | No | Behind the Meter | Net-metered residential rooftop and canopy |  | None | Tesla Energy Operations Inc. | JCP&L | Accepted | 2020-11-20 | 2020-11-24 | 2021-11-24 | Hanwha Q-CELLS | Q.Peak DUO BLK-G6+ 340 | Solar Panels |  | 0.34 | 13 | 307 | 37 |  | Fixed | Roof
NJSTRE1546201939 |  | Transition Incentive Program | Jackson | 8527 | 18 | 23.12 | Residential | No | Behind the Meter | Net-metered residential rooftop and canopy |  | None | Tesla Energy Operations Inc. | JCP&L | Accepted | 2020-11-20 | 2020-11-24 | 2021-11-24 | Hanwha Q-CELLS | Q.Peak DUO BLK-G6+ 340 | Solar Panels |  | 0.34 | 2 | 127 | 34 |  | Fixed | Roof
NJSTRE1546201939 |  | Transition Incentive Program | Jackson | 8527 | 18 | 23.12 | Residential | No | Behind the Meter | Net-metered residential rooftop and canopy |  | None | Tesla Energy Operations Inc. | JCP&L | Accepted | 2020-11-20 | 2020-11-24 | 2021-11-24 | Hanwha Q-CELLS | Q.Peak DUO BLK-G6+ 340 | Solar Panels |  | 0.34 | 10 | 218 | 38 |  | Fixed | Roof
NJSTRE1546201939 |  | Transition Incentive Program | Jackson | 8527 | 18 | 23.12 | Residential | No | Behind the Meter | Net-metered residential rooftop and canopy |  | None | Tesla Energy Operations Inc. | JCP&L | Accepted | 2020-11-20 | 2020-11-24 | 2021-11-24 | Hanwha Q-CELLS | Q.Peak DUO BLK-G6+ 340 | Solar Panels |  | 0.34 | 10 | 218 | 36 |  | Fixed | Roof
NJSTRE1546201939 |  | Transition Incentive Program | Jackson | 8527 | 18 | 23.12 | Residential | No | Behind the Meter | Net-metered residential rooftop and canopy |  | None | Tesla Energy Operations Inc. | JCP&L | Accepted | 2020-11-20 | 2020-11-24 | 2021-11-24 | Hanwha Q-CELLS | Q.Peak DUO BLK-G6+ 340 | Solar Panels |  | 0.34 | 9 | 127 | 36 |  | Fixed | Roof
NJSTRE1546201944 |  | Transition Incentive Program | Succasunna | 7876 | 3 | 12.96 | Residential | No | Behind the Meter | Net-metered residential rooftop and canopy |  | None | Seabright Solar | JCP&L | Accepted | 2020-11-20 | 2020-11-24 | 2021-11-24 | Enphase | IQ7XS-96-ACM-US | Inverters | 0.315 |  | 36 |  |  | 0.99 |  | Outside | Roof
NJSTRE1546201944 |  | Transition Incentive Program | Succasunna | 7876 | 3 | 12.96 | Residential | No | Behind the Meter | Net-metered residential rooftop and canopy |  | None | Seabright Solar | JCP&L | Accepted | 2020-11-20 | 2020-11-24 | 2021-11-24 | Sunpower | SPR-X22-360 | Solar Panels |  | 0.36 | 15 | 137 | 18 |  | Fixed | Roof
NJSTRE1546201944 |  | Transition Incentive Program | Succasunna | 7876 | 3 | 12.96 | Residential | No | Behind the Meter | Net-metered residential rooftop and canopy |  | None | Seabright Solar | JCP&L | Accepted | 2020-11-20 | 2020-11-24 | 2021-11-24 | Sunpower | SPR-X22-360 | Solar Panels |  | 0.36 | 13 | 227 | 12 |  | Fixed | Roof
NJSTRE1546201944 |  | Transition Incentive Program | Succasunna | 7876 | 3 | 12.96 | Residential | No | Behind the Meter | Net-metered residential rooftop and canopy |  | None | Seabright Solar | JCP&L | Accepted | 2020-11-20 | 2020-11-24 | 2021-11-24 | Sunpower | SPR-X22-360 | Solar Panels |  | 0.36 | 8 | 308 | 18 |  | Fixed | Roof
NJSTRE1546201965 |  | Transition Incentive Program | Hillsborough Township | 8844 | 5 | 5.56 | Residential | No | Behind the Meter | Net-metered residential rooftop and canopy |  | None | Seabright Solar | PSE&G | Accepted | 2020-11-20 | 2020-11-24 | 2021-11-24 | Enphase | IQ7XS-96-ACM-US | Inverters | 0.315 |  | 17 |  |  | 0.99 |  | Outside | Roof
NJSTRE1546201965 |  | Transition Incentive Program | Hillsborough Township | 8844 | 5 | 5.56 | Residential | No | Behind the Meter | Net-metered residential rooftop and canopy |  | None | Seabright Solar | PSE&G | Accepted | 2020-11-20 | 2020-11-24 | 2021-11-24 | Sunpower | SPR-E20-327 | Solar Panels |  | 0.327 | 4 | 136 | 36 |  | Fixed | Roof
NJSTRE1546201965 |  | Transition Incentive Program | Hillsborough Township | 8844 | 5 | 5.56 | Residential | No | Behind the Meter | Net-metered residential rooftop and canopy |  | None | Seabright Solar | PSE&G | Accepted | 2020-11-20 | 2020-11-24 | 2021-11-24 | Sunpower | SPR-E20-327 | Solar Panels |  | 0.327 | 8 | 136 | 34 |  | Fixed | Roof
NJSTRE1546201965 |  | Transition Incentive Program | Hillsborough Township | 8844 | 5 | 5.56 | Residential | No | Behind the Meter | Net-metered residential rooftop and canopy |  | None | Seabright Solar | PSE&G | Accepted | 2020-11-20 | 2020-11-24 | 2021-11-24 | Sunpower | SPR-E20-327 | Solar Panels |  | 0.327 | 5 | 136 | 40 |  | Fixed | Roof
NJSTRE1546201972 |  | Transition Incentive Program | Hillborough TWP | 8844 | 5 | 6.8 | Residential | Yes | Behind the Meter | Net-metered residential rooftop and canopy |  | None | Tesla Energy Operations Inc. | PSE&G | Accepted | 2020-11-20 | 2020-11-24 | 2021-11-24 | SolarEdge Technologies | SE7600H-US [240V] | Inverters | 7600 |  | 1 |  |  | 0.99 |  | Outside | Outside
NJSTRE1546201972 |  | Transition Incentive Program | Hillborough TWP | 8844 | 5 | 6.8 | Residential | Yes | Behind the Meter | Net-metered residential rooftop and canopy |  | None | Tesla Energy Operations Inc. | PSE&G | Accepted | 2020-11-20 | 2020-11-24 | 2021-11-24 | Hanwha Q-CELLS | Q.Peak DUO BLK-G6+ 340 | Solar Panels |  | 0.34 | 6 | 109 | 24 |  | Fixed | Roof
NJSTRE1546201972 |  | Transition Incentive Program | Hillborough TWP | 8844 | 5 | 6.8 | Residential | Yes | Behind the Meter | Net-metered residential rooftop and canopy |  | None | Tesla Energy Operations Inc. | PSE&G | Accepted | 2020-11-20 | 2020-11-24 | 2021-11-24 | Hanwha Q-CELLS | Q.Peak DUO BLK-G6+ 340 | Solar Panels |  | 0.34 | 7 | 289 | 20 |  | Fixed | Roof
NJSTRE1546201972 |  | Transition Incentive Program | Hillborough TWP | 8844 | 5 | 6.8 | Residential | Yes | Behind the Meter | Net-metered residential rooftop and canopy |  | None | Tesla Energy Operations Inc. | PSE&G | Accepted | 2020-11-20 | 2020-11-24 | 2021-11-24 | Hanwha Q-CELLS | Q.Peak DUO BLK-G6+ 340 | Solar Panels |  | 0.34 | 7 | 199 | 19 |  | Fixed | Roof
NJSTRE1546201975 |  | Transition Incentive Program | Demerast | 7627 | 7 | 12.24 | Residential | Yes | Behind the Meter | Net-metered residential rooftop and canopy |  | None |  | Orange Rockland Electric | Accepted | 2020-11-20 | 2020-11-24 | 2021-11-24 | SolarEdge Technologies Ltd. | SE11400H-US [240V] | Inverters | 11400 |  | 1 |  |  | 0.99 |  | Outdoor | Outside
NJSTRE1546201975 |  | Transition Incentive Program | Demerast | 7627 | 7 | 12.24 | Residential | Yes | Behind the Meter | Net-metered residential rooftop and canopy |  | None |  | Orange Rockland Electric | Accepted | 2020-11-20 | 2020-11-24 | 2021-11-24 | Hanwha Q-CELLS | Q.Peak DUO BLK-G6+ 340 | Solar Panels |  | 0.34 | 8 | 38 | 21 |  | Fixed | Roof
NJSTRE1546201975 |  | Transition Incentive Program | Demerast | 7627 | 7 | 12.24 | Residential | Yes | Behind the Meter | Net-metered residential rooftop and canopy |  | None |  | Orange Rockland Electric | Accepted | 2020-11-20 | 2020-11-24 | 2021-11-24 | Hanwha Q-CELLS | Q.Peak DUO BLK-G6+ 340 | Solar Panels |  | 0.34 | 12 | 308 | 18 |  | Fixed | Roof
NJSTRE1546201975 |  | Transition Incentive Program | Demerast | 7627 | 7 | 12.24 | Residential | Yes | Behind the Meter | Net-metered residential rooftop and canopy |  | None |  | Orange Rockland Electric | Accepted | 2020-11-20 | 2020-11-24 | 2021-11-24 | Hanwha Q-CELLS | Q.Peak DUO BLK-G6+ 340 | Solar Panels |  | 0.34 | 16 | 218 | 21 |  | Fixed | Roof
NJSTRE1546201978 |  | Transition Incentive Program | McKee | 8234 | 19 | 6.4 | Residential | Yes | Behind the Meter | Net-metered residential rooftop and canopy |  | None | SunPower Corporation, Systems | AC Electric | Accepted | 2020-11-20 | 2020-11-24 | 2021-11-24 | SunPower | SPR-A400-G-AC | Inverters | 349 |  | 16 |  |  | 0.97 |  | Other | under each panel
NJSTRE1546201978 |  | Transition Incentive Program | McKee | 8234 | 19 | 6.4 | Residential | Yes | Behind the Meter | Net-metered residential rooftop and canopy |  | None | SunPower Corporation, Systems | AC Electric | Accepted | 2020-11-20 | 2020-11-24 | 2021-11-24 | SunPower | SPR-A400-G-AC | Solar Panels |  | 0.4 | 16 | 119 | 28 |  | Fixed | Roof
NJSTRE1546204543 |  | Transition Incentive Program | RIVER EDGE BORO | 7661 | 7 | 9.86 | Residential | Yes | Behind the Meter | Net-metered residential rooftop and canopy |  | None | Tesla Energy Operations, Inc. | PSE&G | Accepted | 2020-11-20 | 2020-11-24 | 2021-11-24 | Tesla | AC Powerwall 2.0 | Electric Storage Battery |  |  | 2 |  |  |  | Lithium Ion |  | Outside
NJSTRE1546204543 |  | Transition Incentive Program | RIVER EDGE BORO | 7661 | 7 | 9.86 | Residential | Yes | Behind the Meter | Net-metered residential rooftop and canopy |  | None | Tesla Energy Operations, Inc. | PSE&G | Accepted | 2020-11-20 | 2020-11-24 | 2021-11-24 | SolarEdge Technologies Ltd. | SE7600H-US [240V] | Inverters | 7600 |  | 1 |  |  | 0.99 |  | Outdoor | Outside
NJSTRE1546204543 |  | Transition Incentive Program | RIVER EDGE BORO | 7661 | 7 | 9.86 | Residential | Yes | Behind the Meter | Net-metered residential rooftop and canopy |  | None | Tesla Energy Operations, Inc. | PSE&G | Accepted | 2020-11-20 | 2020-11-24 | 2021-11-24 | Hanwha Q-CELLS | Q.Peak DUO BLK-G6+ 340 | Solar Panels |  | 0.34 | 27 | 109 | 289 |  | Fixed | Roof
NJSTRE1546204543 |  | Transition Incentive Program | RIVER EDGE BORO | 7661 | 7 | 9.86 | Residential | Yes | Behind the Meter | Net-metered residential rooftop and canopy |  | None | Tesla Energy Operations, Inc. | PSE&G | Accepted | 2020-11-20 | 2020-11-24 | 2021-11-24 | Hanwha Q-CELLS | Q.Peak DUO BLK-G6+ 340 | Solar Panels |  | 0.34 | 2 | 289 | 28 |  | Fixed | Roof
NJSTRE1546207280 |  | Transition Incentive Program | Manahawkin | 8050 | 18 | 12.92 | Residential | No | Behind the Meter | Net-metered residential rooftop and canopy |  | None | NJ Solar Power, LLC | JCP&L | Accepted | 2020-11-20 | 2020-11-24 | 2021-11-24 | Solaredge | SE11400H-US | Inverters | 11400 |  | 1 |  |  | 0.99 |  | Outdoor | garage
NJSTRE1546207280 |  | Transition Incentive Program | Manahawkin | 8050 | 18 | 12.92 | Residential | No | Behind the Meter | Net-metered residential rooftop and canopy |  | None | NJ Solar Power, LLC | JCP&L | Accepted | 2020-11-20 | 2020-11-24 | 2021-11-24 | panasonic | VBHN340SA17 | Solar Panels |  | 0.34 | 38 | 155 | 25 |  | Fixed | Roof
NJSTRE1546208440 |  | Transition Incentive Program | South Brunswick | 8540 | 12 | 10 | Residential | Yes | Behind the Meter | Net-metered residential rooftop and canopy |  | None | Tesla Energy Operations Inc. | PSE&G | Accepted | 2020-11-20 | 2020-11-24 | 2021-11-24 | Tesla | AC Powerwall 2.0 | Electric Storage Battery |  |  | 2 |  |  |  | Lithium Ion |  | Inside
NJSTRE1546208440 |  | Transition Incentive Program | South Brunswick | 8540 | 12 | 10 | Residential | Yes | Behind the Meter | Net-metered residential rooftop and canopy |  | None | Tesla Energy Operations Inc. | PSE&G | Accepted | 2020-11-20 | 2020-11-24 | 2021-11-24 | Delta | M8-TL-US [240V] | Inverters | 7680 |  | 1 |  |  | 0.975 |  | Indoor | Indoor
NJSTRE1546208440 |  | Transition Incentive Program | South Brunswick | 8540 | 12 | 10 | Residential | Yes | Behind the Meter | Net-metered residential rooftop and canopy |  | None | Tesla Energy Operations Inc. | PSE&G | Accepted | 2020-11-20 | 2020-11-24 | 2021-11-24 | Delta | M4-TL-US [240V] | Inverters | 3840 |  | 1 |  |  | 0.975 |  | Indoor | Indoor
NJSTRE1546208440 |  | Transition Incentive Program | South Brunswick | 8540 | 12 | 10 | Residential | Yes | Behind the Meter | Net-metered residential rooftop and canopy |  | None | Tesla Energy Operations Inc. | PSE&G | Accepted | 2020-11-20 | 2020-11-24 | 2021-11-24 | Tesla | SR60T1 | Solar Panels |  | 0.05847 | 80 | 133 | 18 |  | Fixed | Roof
NJSTRE1546208440 |  | Transition Incentive Program | South Brunswick | 8540 | 12 | 10 | Residential | Yes | Behind the Meter | Net-metered residential rooftop and canopy |  | None | Tesla Energy Operations Inc. | PSE&G | Accepted | 2020-11-20 | 2020-11-24 | 2021-11-24 | Tesla | SR60T1 | Solar Panels |  | 0.05847 | 91 | 313 | 18 |  | Fixed | Roof
NJSTRE1546208594 |  | Transition Incentive Program | Marlboro | 7746 | 17 | 11.56 | Residential | No | Behind the Meter | Net-metered residential rooftop and canopy |  | None | NJ Solar Power, LLC | JCP&L | Accepted | 2020-11-20 | 2020-11-24 | 2021-11-24 | solaredge | SE10000H-US | Inverters | 10000 |  | 1 |  |  | 0.99 |  | Outdoor | garage
NJSTRE1546208594 |  | Transition Incentive Program | Marlboro | 7746 | 17 | 11.56 | Residential | No | Behind the Meter | Net-metered residential rooftop and canopy |  | None | NJ Solar Power, LLC | JCP&L | Accepted | 2020-11-20 | 2020-11-24 | 2021-11-24 | panasonic | VBHN340SA17 | Solar Panels |  | 0.34 | 12 | 207 | 40 |  | Fixed | Roof
NJSTRE1546208594 |  | Transition Incentive Program | Marlboro | 7746 | 17 | 11.56 | Residential | No | Behind the Meter | Net-metered residential rooftop and canopy |  | None | NJ Solar Power, LLC | JCP&L | Accepted | 2020-11-20 | 2020-11-24 | 2021-11-24 | panasonic | VBHN340SA17 | Solar Panels |  | 0.34 | 18 | 117 | 34 |  | Fixed | Roof
NJSTRE1546208594 |  | Transition Incentive Program | Marlboro | 7746 | 17 | 11.56 | Residential | No | Behind the Meter | Net-metered residential rooftop and canopy |  | None | NJ Solar Power, LLC | JCP&L | Accepted | 2020-11-20 | 2020-11-24 | 2021-11-24 | panasonic | VBHN340SA17 | Solar Panels |  | 0.34 | 4 | 117 | 34 |  | Fixed | Roof
NJSTRE1546211758 |  | Transition Incentive Program | Linwood | 8221 | 19 | 13 | Residential | No | Behind the Meter | Net-metered residential rooftop and canopy |  | None | NJ Solar Power, LLC | AC Electric | Accepted | 2020-11-20 | 2020-11-24 | 2021-11-24 | solaredge | SE11400H-US | Inverters | 11400 |  | 1 |  |  | 0.99 |  | Outdoor | garage
NJSTRE1546211758 |  | Transition Incentive Program | Linwood | 8221 | 19 | 13 | Residential | No | Behind the Meter | Net-metered residential rooftop and canopy |  | None | NJ Solar Power, LLC | AC Electric | Accepted | 2020-11-20 | 2020-11-24 | 2021-11-24 | panasonic | VBHN325Ka03 | Solar Panels |  | 0.325 | 14 | 202 | 20 |  | Fixed | Roof
NJSTRE1546211758 |  | Transition Incentive Program | Linwood | 8221 | 19 | 13 | Residential | No | Behind the Meter | Net-metered residential rooftop and canopy |  | None | NJ Solar Power, LLC | AC Electric | Accepted | 2020-11-20 | 2020-11-24 | 2021-11-24 | panasonic | VBHN325KA03 | Solar Panels |  | 0.325 | 2 | 112 | 20 |  | Fixed | Roof
NJSTRE1546211758 |  | Transition Incentive Program | Linwood | 8221 | 19 | 13 | Residential | No | Behind the Meter | Net-metered residential rooftop and canopy |  | None | NJ Solar Power, LLC | AC Electric | Accepted | 2020-11-20 | 2020-11-24 | 2021-11-24 | panasonic | VBHN325KA03 | Solar Panels |  | 0.325 | 10 | 292 | 20 |  | Fixed | Roof
NJSTRE1546211758 |  | Transition Incentive Program | Linwood | 8221 | 19 | 13 | Residential | No | Behind the Meter | Net-metered residential rooftop and canopy |  | None | NJ Solar Power, LLC | AC Electric | Accepted | 2020-11-20 | 2020-11-24 | 2021-11-24 | panasonic | VBHN325KA03 | Solar Panels |  | 0.325 | 14 | 22 | 20 |  | Fixed | Roof
NJSTRE1546212090 |  | Transition Incentive Program | Montclair TWP | 7043 | 9 | 2.81 | Residential | Yes | Behind the Meter | Net-metered residential rooftop and canopy |  | None | Tesla Energy Operations Inc. | PSE&G | Accepted | 2020-12-10 | 2020-12-10 | 2021-12-10 | Delta | M4-TL-US [240V] | Inverters | 3840 |  | 1 |  |  | 0.975 |  | Indoor | Indoor
NJSTRE1546212090 |  | Transition Incentive Program | Montclair TWP | 7043 | 9 | 2.81 | Residential | Yes | Behind the Meter | Net-metered residential rooftop and canopy |  | None | Tesla Energy Operations Inc. | PSE&G | Accepted | 2020-12-10 | 2020-12-10 | 2021-12-10 | Tesla | SR60T1 | Solar Panels |  | 0.05847 | 24 | 209 | 34 |  | Fixed | Roof
NJSTRE1546212090 |  | Transition Incentive Program | Montclair TWP | 7043 | 9 | 2.81 | Residential | Yes | Behind the Meter | Net-metered residential rooftop and canopy |  | None | Tesla Energy Operations Inc. | PSE&G | Accepted | 2020-12-10 | 2020-12-10 | 2021-12-10 | Tesla | SR60T1 | Solar Panels |  | 0.05847 | 24 | 29 | 34 |  | Fixed | Roof
NJSTRE1546212094 |  | Transition Incentive Program | Ewing | 8638 | 12 | 3.78 | Residential | No | Behind the Meter | Net-metered residential rooftop and canopy |  | None | Kaitanna Solar, LLC | PSE&G | Accepted | 2020-11-24 | 2020-11-25 | 2021-11-25 | Enphase | Envoy | Meters |  |  | 1 |  |  |  | Yes
NJSTRE1546212094 |  | Transition Incentive Program | Ewing | 8638 | 12 | 3.78 | Residential | No | Behind the Meter | Net-metered residential rooftop and canopy |  | None | Kaitanna Solar, LLC | PSE&G | Accepted | 2020-11-24 | 2020-11-25 | 2021-11-25 | Enphase | IQ7 | Inverters | 240 |  | 12 |  |  | 0.97 |  | Outside | Under Modules
NJSTRE1546212094 |  | Transition Incentive Program | Ewing | 8638 | 12 | 3.78 | Residential | No | Behind the Meter | Net-metered residential rooftop and canopy |  | None | Kaitanna Solar, LLC | PSE&G | Accepted | 2020-11-24 | 2020-11-25 | 2021-11-25 | Canadian Solar | CS3K-315MS | Solar Panels |  | 0.315 | 12 | 30 | 27 |  | Fixed | Roof
NJSTRE1546212096 |  | Transition Incentive Program | Ewing | 8638 | 12 | 5.04 | Residential | No | Behind the Meter | Net-metered residential rooftop and canopy |  | None | Kaitanna Solar, LLC | PSE&G | Accepted | 2020-11-24 | 2020-11-25 | 2021-11-25 | Enphase | Envoy | Meters |  |  | 1 |  |  |  | Yes
NJSTRE1546212096 |  | Transition Incentive Program | Ewing | 8638 | 12 | 5.04 | Residential | No | Behind the Meter | Net-metered residential rooftop and canopy |  | None | Kaitanna Solar, LLC | PSE&G | Accepted | 2020-11-24 | 2020-11-25 | 2021-11-25 | Enphase | IQ7 | Inverters | 240 |  | 16 |  |  | 0.97 |  | Outside | Under Modules
NJSTRE1546212096 |  | Transition Incentive Program | Ewing | 8638 | 12 | 5.04 | Residential | No | Behind the Meter | Net-metered residential rooftop and canopy |  | None | Kaitanna Solar, LLC | PSE&G | Accepted | 2020-11-24 | 2020-11-25 | 2021-11-25 | Canadian Solar | CS3K-315MS | Solar Panels |  | 0.315 | 13 | 54 | 43 |  | Fixed | Roof
NJSTRE1546212096 |  | Transition Incentive Program | Ewing | 8638 | 12 | 5.04 | Residential | No | Behind the Meter | Net-metered residential rooftop and canopy |  | None | Kaitanna Solar, LLC | PSE&G | Accepted | 2020-11-24 | 2020-11-25 | 2021-11-25 | Canadian Solar | CS3K-315MS | Solar Panels |  | 0.315 | 3 | 234 | 43 |  | Fixed | Roof
NJSTRE1546214234 |  | Transition Incentive Program | Hamilton Twp | 8610 | 12 | 5.67 | Residential | No | Behind the Meter | Net-metered residential rooftop and canopy |  | None | Kaitanna Solar, LLC | PSE&G | Accepted | 2020-11-21 | 2020-11-24 | 2021-11-24 | Enphase | Envoy | Meters |  |  | 1 |  |  |  | Yes
NJSTRE1546214234 |  | Transition Incentive Program | Hamilton Twp | 8610 | 12 | 5.67 | Residential | No | Behind the Meter | Net-metered residential rooftop and canopy |  | None | Kaitanna Solar, LLC | PSE&G | Accepted | 2020-11-21 | 2020-11-24 | 2021-11-24 | Enphase | IQ7 | Inverters | 240 |  | 18 |  |  | 0.97 |  | Outside | Under Modules
NJSTRE1546214234 |  | Transition Incentive Program | Hamilton Twp | 8610 | 12 | 5.67 | Residential | No | Behind the Meter | Net-metered residential rooftop and canopy |  | None | Kaitanna Solar, LLC | PSE&G | Accepted | 2020-11-21 | 2020-11-24 | 2021-11-24 | Canadian Solar | CS3K-315MS | Solar Panels |  | 0.315 | 18 | 120 | 23 |  | Fixed | Roof
NJSTRE1546214237 |  | Transition Incentive Program | Trenton | 8610 | 12 | 8.51 | Residential | No | Behind the Meter | Net-metered residential rooftop and canopy |  | None | Kaitanna Solar, LLC | PSE&G | Accepted | 2020-11-21 | 2020-11-24 | 2021-11-24 | Enphase | Envoy | Meters |  |  | 1 |  |  |  | Yes
NJSTRE1546214237 |  | Transition Incentive Program | Trenton | 8610 | 12 | 8.51 | Residential | No | Behind the Meter | Net-metered residential rooftop and canopy |  | None | Kaitanna Solar, LLC | PSE&G | Accepted | 2020-11-21 | 2020-11-24 | 2021-11-24 | Enphase | IQ7 | Inverters | 240 |  | 27 |  |  | 0.97 |  | Outside | Under Modules
NJSTRE1546214237 |  | Transition Incentive Program | Trenton | 8610 | 12 | 8.51 | Residential | No | Behind the Meter | Net-metered residential rooftop and canopy |  | None | Kaitanna Solar, LLC | PSE&G | Accepted | 2020-11-21 | 2020-11-24 | 2021-11-24 | Canadian Solar | CS3K-315MS | Solar Panels |  | 0.315 | 23 | 130 | 30 |  | Fixed | Roof
NJSTRE1546214237 |  | Transition Incentive Program | Trenton | 8610 | 12 | 8.51 | Residential | No | Behind the Meter | Net-metered residential rooftop and canopy |  | None | Kaitanna Solar, LLC | PSE&G | Accepted | 2020-11-21 | 2020-11-24 | 2021-11-24 | Canadian Solar | CS3K-315MS | Solar Panels |  | 0.315 | 4 | 310 | 30 |  | Fixed | Roof
NJSTRE1546214238 |  | Transition Incentive Program | Ewing | 8638 | 12 | 6.3 | Residential | No | Behind the Meter | Net-metered residential rooftop and canopy |  | None | Kaitanna Solar, LLC | PSE&G | Accepted | 2020-11-21 | 2020-11-24 | 2021-11-24 | Enphase | Envoy | Meters |  |  | 1 |  |  |  | Yes
NJSTRE1546214238 |  | Transition Incentive Program | Ewing | 8638 | 12 | 6.3 | Residential | No | Behind the Meter | Net-metered residential rooftop and canopy |  | None | Kaitanna Solar, LLC | PSE&G | Accepted | 2020-11-21 | 2020-11-24 | 2021-11-24 | Enphase | IQ7 | Inverters | 240 |  | 20 |  |  | 0.97 |  | Outside | Under Modules
NJSTRE1546214238 |  | Transition Incentive Program | Ewing | 8638 | 12 | 6.3 | Residential | No | Behind the Meter | Net-metered residential rooftop and canopy |  | None | Kaitanna Solar, LLC | PSE&G | Accepted | 2020-11-21 | 2020-11-24 | 2021-11-24 | Canadian Solar | CS3K-315MS | Solar Panels |  | 0.315 | 20 | 180 | 27 |  | Fixed | Roof
NJSTRE1546214240 |  | Transition Incentive Program | Ewing | 8638 | 12 | 4.41 | Residential | No | Behind the Meter | Net-metered residential rooftop and canopy |  | None | Kaitanna Solar, LLC | PSE&G | Accepted | 2020-11-24 | 2020-11-25 | 2021-11-25 | Enphase | Envoy S | Meters |  |  | 1 |  |  |  | Yes
NJSTRE1546214240 |  | Transition Incentive Program | Ewing | 8638 | 12 | 4.41 | Residential | No | Behind the Meter | Net-metered residential rooftop and canopy |  | None | Kaitanna Solar, LLC | PSE&G | Accepted | 2020-11-24 | 2020-11-25 | 2021-11-25 | Enphase | IQ7 | Inverters | 240 |  | 14 |  |  | 0.97 |  | Outside | Under Modules
NJSTRE1546214240 |  | Transition Incentive Program | Ewing | 8638 | 12 | 4.41 | Residential | No | Behind the Meter | Net-metered residential rooftop and canopy |  | None | Kaitanna Solar, LLC | PSE&G | Accepted | 2020-11-24 | 2020-11-25 | 2021-11-25 | Canadian Solar | CS3K-315MS | Solar Panels |  | 0.315 | 14 | 250 | 18 |  | Fixed | Roof
NJSTRE1546214250 |  | Transition Incentive Program | Williamstown | 8094 | 15 | 13.55 | Residential | Yes | Behind the Meter | Net-metered residential rooftop and canopy |  | None | Vivint Solar Developer, LLC | AC Electric | Accepted | 2020-12-04 | 2020-12-07 | 2021-12-07 | Solar Edge | SE10000H-US | Inverters | 10000 |  | 1 |  |  | 0.992 |  | Outdoor | Near the Utility Meter
NJSTRE1546214250 |  | Transition Incentive Program | Williamstown | 8094 | 15 | 13.55 | Residential | Yes | Behind the Meter | Net-metered residential rooftop and canopy |  | None | Vivint Solar Developer, LLC | AC Electric | Accepted | 2020-12-04 | 2020-12-07 | 2021-12-07 | HANWHA SOLAR | Q.PEAK BLK-G5 315 | Solar Panels |  | 0.315 | 4 | 247 | 31 |  | Fixed | Roof
NJSTRE1546214250 |  | Transition Incentive Program | Williamstown | 8094 | 15 | 13.55 | Residential | Yes | Behind the Meter | Net-metered residential rooftop and canopy |  | None | Vivint Solar Developer, LLC | AC Electric | Accepted | 2020-12-04 | 2020-12-07 | 2021-12-07 | HANWHA SOLAR | Q.PEAK BLK-G5 315 | Solar Panels |  | 0.315 | 4 | 67 | 31 |  | Fixed | Roof
NJSTRE1546214250 |  | Transition Incentive Program | Williamstown | 8094 | 15 | 13.55 | Residential | Yes | Behind the Meter | Net-metered residential rooftop and canopy |  | None | Vivint Solar Developer, LLC | AC Electric | Accepted | 2020-12-04 | 2020-12-07 | 2021-12-07 | HANWHA SOLAR | Q.PEAK BLK-G5 315 | Solar Panels |  | 0.315 | 29 | 337 | 31 |  | Fixed | Roof
NJSTRE1546214250 |  | Transition Incentive Program | Williamstown | 8094 | 15 | 13.55 | Residential | Yes | Behind the Meter | Net-metered residential rooftop and canopy |  | None | Vivint Solar Developer, LLC | AC Electric | Accepted | 2020-12-04 | 2020-12-07 | 2021-12-07 | HANWHA SOLAR | Q.PEAK BLK-G5 315 | Solar Panels |  | 0.315 | 6 | 157 | 31 |  | Fixed | Roof
NJSTRE1546214298 |  | Transition Incentive Program | West Milford | 7480 | 6 | 11.34 | Residential | Yes | Behind the Meter | Net-metered residential rooftop and canopy |  | None | Tesla Energy Operations Inc. | Orange Rockland Electric | Accepted | 2020-11-21 | 2020-11-24 | 2021-11-24 | Delta Electronics | M10-TL-US [240V] | Inverters | 9600 |  | 1 |  |  | 0.975 |  | Outside | Outside
NJSTRE1546214298 |  | Transition Incentive Program | West Milford | 7480 | 6 | 11.34 | Residential | Yes | Behind the Meter | Net-metered residential rooftop and canopy |  | None | Tesla Energy Operations Inc. | Orange Rockland Electric | Accepted | 2020-11-21 | 2020-11-24 | 2021-11-24 | Hanwha Q CELLS | Q.PEAK DUO BLK-G5/SC315 | Solar Panels |  | 0.315 | 16 | 271 | 18 |  | Fixed | Roof
NJSTRE1546214298 |  | Transition Incentive Program | West Milford | 7480 | 6 | 11.34 | Residential | Yes | Behind the Meter | Net-metered residential rooftop and canopy |  | None | Tesla Energy Operations Inc. | Orange Rockland Electric | Accepted | 2020-11-21 | 2020-11-24 | 2021-11-24 | Hanwha Q CELLS | Q.PEAK DUO BLK-G5/SC315 | Solar Panels |  | 0.315 | 20 | 91 | 18 |  | Fixed | Roof
NJSTRE1546214302 |  | Transition Incentive Program | Leeds Point | 8220 | 19 | 16.32 | Residential | Yes | Behind the Meter | Net-metered residential rooftop and canopy |  | None | Tesla Energy Operations Inc. | AC Electric | Accepted | 2020-11-21 | 2020-11-24 | 2021-11-24 | SolarEdge Technologies | SE7600H-US [240V] | Inverters | 7600 |  | 2 |  |  | 0.99 |  | Outside | Outside
NJSTRE1546214302 |  | Transition Incentive Program | Leeds Point | 8220 | 19 | 16.32 | Residential | Yes | Behind the Meter | Net-metered residential rooftop and canopy |  | None | Tesla Energy Operations Inc. | AC Electric | Accepted | 2020-11-21 | 2020-11-24 | 2021-11-24 | Hanwha Q-CELLS | Q.Peak DUO BLK-G6+ 340 | Solar Panels |  | 0.34 | 12 | 157 | 25 |  | Fixed | Roof
NJSTRE1546214302 |  | Transition Incentive Program | Leeds Point | 8220 | 19 | 16.32 | Residential | Yes | Behind the Meter | Net-metered residential rooftop and canopy |  | None | Tesla Energy Operations Inc. | AC Electric | Accepted | 2020-11-21 | 2020-11-24 | 2021-11-24 | Hanwha Q-CELLS | Q.Peak DUO BLK-G6+ 340 | Solar Panels |  | 0.34 | 15 | 337 | 26 |  | Fixed | Roof
NJSTRE1546214302 |  | Transition Incentive Program | Leeds Point | 8220 | 19 | 16.32 | Residential | Yes | Behind the Meter | Net-metered residential rooftop and canopy |  | None | Tesla Energy Operations Inc. | AC Electric | Accepted | 2020-11-21 | 2020-11-24 | 2021-11-24 | Hanwha Q-CELLS | Q.Peak DUO BLK-G6+ 340 | Solar Panels |  | 0.34 | 16 | 337 | 25 |  | Fixed | Roof
NJSTRE1546214302 |  | Transition Incentive Program | Leeds Point | 8220 | 19 | 16.32 | Residential | Yes | Behind the Meter | Net-metered residential rooftop and canopy |  | None | Tesla Energy Operations Inc. | AC Electric | Accepted | 2020-11-21 | 2020-11-24 | 2021-11-24 | Hanwha Q-CELLS | Q.Peak DUO BLK-G6+ 340 | Solar Panels |  | 0.34 | 5 | 157 | 26 |  | Fixed | Roof
NJSTRE1546214349 |  | Transition Incentive Program | Edison | 8820 | 11 | 8.16 | Residential | No | Behind the Meter | Net-metered residential rooftop and canopy |  | None | Tesla Energy Operations | PSE&G | Accepted | 2020-11-21 | 2020-11-24 | 2021-11-24 | TESLA | AC POWERWALL 2.0 | Electric Storage Battery |  |  | 2 |  |  |  | Lithium Ion |  | outside
NJSTRE1546214349 |  | Transition Incentive Program | Edison | 8820 | 11 | 8.16 | Residential | No | Behind the Meter | Net-metered residential rooftop and canopy |  | None | Tesla Energy Operations | PSE&G | Accepted | 2020-11-21 | 2020-11-24 | 2021-11-24 | SolarEdge Technologies Ltd. | SE7600H-US | Inverters | 7600 |  | 1 |  |  | 0.99 |  | Outdoor | outside
NJSTRE1546214349 |  | Transition Incentive Program | Edison | 8820 | 11 | 8.16 | Residential | No | Behind the Meter | Net-metered residential rooftop and canopy |  | None | Tesla Energy Operations | PSE&G | Accepted | 2020-11-21 | 2020-11-24 | 2021-11-24 | Hanwha Q-Cells | Q.Peak DUO BLK-G6+/SC340 | Solar Panels |  | 0.34 | 5 | 30 | 245 |  | Fixed | Roof
NJSTRE1546214349 |  | Transition Incentive Program | Edison | 8820 | 11 | 8.16 | Residential | No | Behind the Meter | Net-metered residential rooftop and canopy |  | None | Tesla Energy Operations | PSE&G | Accepted | 2020-11-21 | 2020-11-24 | 2021-11-24 | Hanwha Q-Cells | Q.Peak DUO BLK-G6+/SC340 | Solar Panels |  | 0.34 | 14 | 34 | 155 |  | Fixed | Roof | Outside
NJSTRE1546214349 |  | Transition Incentive Program | Edison | 8820 | 11 | 8.16 | Residential | No | Behind the Meter | Net-metered residential rooftop and canopy |  | None | Tesla Energy Operations | PSE&G | Accepted | 2020-11-21 | 2020-11-24 | 2021-11-24 | Hanwha Q-Cells # | Q.Peak DUO BLK-G6+/SC340 | Solar Panels |  | 0.34 | 5 | 30 | 65 |  | Fixed | Roof
NJSTRE1546214373 |  | Transition Incentive Program | West Long Branch | 7764 | 17 | 16.32 | Residential | No | Behind the Meter | Net-metered residential rooftop and canopy |  | None | Tesla Energy Operations | JCP&L | Accepted | 2020-11-21 | 2020-11-24 | 2021-11-24 | Tesla | AC Powerwall 2.0 | Electric Storage Battery |  |  | 1 |  |  |  | Lithium Ion |  | Near Meter
NJSTRE1546214373 |  | Transition Incentive Program | West Long Branch | 7764 | 17 | 16.32 | Residential | No | Behind the Meter | Net-metered residential rooftop and canopy |  | None | Tesla Energy Operations | JCP&L | Accepted | 2020-11-21 | 2020-11-24 | 2021-11-24 | SolarEdge Technologies Ltd | SE7600H-US | Inverters | 7600 |  | 2 |  |  | 0.99 |  | Outside | Neat Meter
NJSTRE1546214373 |  | Transition Incentive Program | West Long Branch | 7764 | 17 | 16.32 | Residential | No | Behind the Meter | Net-metered residential rooftop and canopy |  | None | Tesla Energy Operations | JCP&L | Accepted | 2020-11-21 | 2020-11-24 | 2021-11-24 | Hanwha Q-CELLS | Q.Peak DUO BLK-G6+ 340 | Solar Panels |  | 0.34 | 12 | 23 | 332 |  | Fixed | Roof
NJSTRE1546214373 |  | Transition Incentive Program | West Long Branch | 7764 | 17 | 16.32 | Residential | No | Behind the Meter | Net-metered residential rooftop and canopy |  | None | Tesla Energy Operations | JCP&L | Accepted | 2020-11-21 | 2020-11-24 | 2021-11-24 | Hanwha Q-CELLS | Q.Peak DUO BLK-G6+ 340 | Solar Panels |  | 0.34 | 14 | 20 | 151 |  | Fixed | Roof
NJSTRE1546214373 |  | Transition Incentive Program | West Long Branch | 7764 | 17 | 16.32 | Residential | No | Behind the Meter | Net-metered residential rooftop and canopy |  | None | Tesla Energy Operations | JCP&L | Accepted | 2020-11-21 | 2020-11-24 | 2021-11-24 | Hanwha Q-CELLS | Q.Peak DUO BLK-G6+ 340 | Solar Panels |  | 0.34 | 11 | 23 | 152 |  | Fixed | Roof
NJSTRE1546214373 |  | Transition Incentive Program | West Long Branch | 7764 | 17 | 16.32 | Residential | No | Behind the Meter | Net-metered residential rooftop and canopy |  | None | Tesla Energy Operations | JCP&L | Accepted | 2020-11-21 | 2020-11-24 | 2021-11-24 | Hanwha Q-CELLS | Q.Peak DUO BLK-G6+ 340 | Solar Panels |  | 0.34 | 9 | 20 | 151 |  | Fixed | Roof
NJSTRE1546214373 |  | Transition Incentive Program | West Long Branch | 7764 | 17 | 16.32 | Residential | No | Behind the Meter | Net-metered residential rooftop and canopy |  | None | Tesla Energy Operations | JCP&L | Accepted | 2020-11-21 | 2020-11-24 | 2021-11-24 | Hanwha Q-CELLS | Q.Peak DUO BLK-G6+ 340 | Solar Panels |  | 0.34 | 2 | 35 | 331 |  | Fixed | Roof
NJSTRE1546214384 |  | Transition Incentive Program | Plainsboro TWP | 08536-2336 |  | 5.78 | Residential | No | Behind the Meter | Net-metered residential rooftop and canopy |  | None | Tesla Energy Operations | PSE&G | Accepted | 2020-11-21 | 2020-11-24 | 2021-11-24 | SolarEdge Technologies Ltd. | SE7600H-US | Inverters | 7600 |  | 1 |  |  | 0.99 |  | Outdoor | near meter
NJSTRE1546214384 |  | Transition Incentive Program | Plainsboro TWP | 08536-2336 |  | 5.78 | Residential | No | Behind the Meter | Net-metered residential rooftop and canopy |  | None | Tesla Energy Operations | PSE&G | Accepted | 2020-11-21 | 2020-11-24 | 2021-11-24 | Hanwha Q-CELLS | Q.Peak DUO BLK-G6+ 340 | Solar Panels |  | 0.34 | 17 | 26 | 169 |  | Fixed | Roof
NJSTRE1546214470 |  | Transition Incentive Program | Union Beach | 7735 | 17 | 7.14 | Residential | No | Behind the Meter | Net-metered residential rooftop and canopy |  | None | Simply Solar, LLC | PSE&G | Accepted | 2020-11-21 | 2020-11-24 | 2021-11-24 | SMA | SB 7.0-1SP-US-40 (240V | Inverters | 7 |  | 1 |  |  | 0.98 |  | Outside | E,SIDE
NJSTRE1546214470 |  | Transition Incentive Program | Union Beach | 7735 | 17 | 7.14 | Residential | No | Behind the Meter | Net-metered residential rooftop and canopy |  | None | Simply Solar, LLC | PSE&G | Accepted | 2020-11-21 | 2020-11-24 | 2021-11-24 | TRINA | TSM-255PD05.082 | Solar Panels |  | 0.255 | 28 | 200 | 16 |  | Fixed | Roof
NJSTRE1546215061 |  | Transition Incentive Program | Branchville | 7826 | 1 | 9.1 | Residential | No | Behind the Meter | Net-metered residential rooftop and canopy |  | None | SunnyMac LLC | PSE&G | Accepted | 2020-11-22 | 2020-11-25 | 2021-11-25 | Solaredge | SE7600H-US | Inverters | 7600 |  | 1 |  |  | 0.99 |  | Outdoor | Next to Meter
NJSTRE1546215061 |  | Transition Incentive Program | Branchville | 7826 | 1 | 9.1 | Residential | No | Behind the Meter | Net-metered residential rooftop and canopy |  | None | SunnyMac LLC | PSE&G | Accepted | 2020-11-22 | 2020-11-25 | 2021-11-25 | REC | TwinPeak 2 Mono | Solar Panels |  | 0.325 | 16 | 199 | 14 |  | Fixed | Roof
NJSTRE1546215061 |  | Transition Incentive Program | Branchville | 7826 | 1 | 9.1 | Residential | No | Behind the Meter | Net-metered residential rooftop and canopy |  | None | SunnyMac LLC | PSE&G | Accepted | 2020-11-22 | 2020-11-25 | 2021-11-25 | REC | TwinPeak 2 Mono | Solar Panels |  | 0.325 | 12 | 109 | 42 |  | Fixed | Roof
NJSTRE1546215062 |  | Transition Incentive Program | Willingboro Twp | 8046 | 13 | 5.2 | Residential | Yes | Behind the Meter | Net-metered residential rooftop and canopy |  | None | SunnyMac LLC | PSE&G | Accepted | 2020-11-22 | 2020-11-25 | 2021-11-25 | Solaredge | SE5000H-US | Inverters | 5000 |  | 1 |  |  | 0.99 |  | Outdoor | Next to Meter
NJSTRE1546215062 |  | Transition Incentive Program | Willingboro Twp | 8046 | 13 | 5.2 | Residential | Yes | Behind the Meter | Net-metered residential rooftop and canopy |  | None | SunnyMac LLC | PSE&G | Accepted | 2020-11-22 | 2020-11-25 | 2021-11-25 | REC | TwinPeak 2 Mono | Solar Panels |  | 0.325 | 16 | 203 | 27 |  | Fixed | Roof
NJSTRE1546215064 |  | Transition Incentive Program | Williamstown | 8094 | 15 | 13.65 | Residential | No | Behind the Meter | Net-metered residential rooftop and canopy |  | None | SunnyMac LLC | AC Electric | Accepted | 2020-11-22 | 2020-11-25 | 2021-11-25 | Solaredge | SE11400H-US | Inverters | 11400 |  | 1 |  |  | 0.99 |  | Outdoor | Next to Meter
NJSTRE1546215064 |  | Transition Incentive Program | Williamstown | 8094 | 15 | 13.65 | Residential | No | Behind the Meter | Net-metered residential rooftop and canopy |  | None | SunnyMac LLC | AC Electric | Accepted | 2020-11-22 | 2020-11-25 | 2021-11-25 | REC | TwinPeak 2 MOno | Solar Panels |  | 0.325 | 42 | 174 | 20 |  | Fixed | Roof
NJSTRE1546215066 |  | Transition Incentive Program | Sayreville | 8872 | 11 | 22.62 | Commercial | Yes | Behind the Meter | Net-metered non-residential rooftop and canopy |  | None | Infiniti Energy Services | JCP&L | Accepted | 2020-11-22 | 2020-11-24 | 2021-11-24 | Enphase | IQ7Plus | Inverters | 295 |  | 58 |  |  | 0.97 |  | Outdoor | Roof
NJSTRE1546215066 |  | Transition Incentive Program | Sayreville | 8872 | 11 | 22.62 | Commercial | Yes | Behind the Meter | Net-metered non-residential rooftop and canopy |  | None | Infiniti Energy Services | JCP&L | Accepted | 2020-11-22 | 2020-11-24 | 2021-11-24 | Hanwha | Q.Peak | Solar Panels |  | 0.39 | 58 | 167 | 10 |  | Fixed | Roof
NJSTRE1546215068 |  | Transition Incentive Program | Willingboro Twp | 8046 | 13 | 6.18 | Residential | Yes | Behind the Meter | Net-metered residential rooftop and canopy |  | None | SunnyMac LLC | PSE&G | Accepted | 2020-11-22 | 2020-11-24 | 2021-11-24 | Solaredge | SE5000H-US | Inverters | 5000 |  | 1 |  |  | 0.99 |  | Outdoor | Next to MEter
NJSTRE1546215068 |  | Transition Incentive Program | Willingboro Twp | 8046 | 13 | 6.18 | Residential | Yes | Behind the Meter | Net-metered residential rooftop and canopy |  | None | SunnyMac LLC | PSE&G | Accepted | 2020-11-22 | 2020-11-24 | 2021-11-24 | REC | TwinPeak 2 Mono | Solar Panels |  | 0.325 | 19 | 189 | 43 |  | Fixed | Roof
NJSTRE1546215069 |  | Transition Incentive Program | Sayreville | 8872 | 11 | 15.21 | Commercial | Yes | Behind the Meter | Net-metered non-residential rooftop and canopy |  | None | Infiniti Energy Services | JCP&L | Accepted | 2020-11-22 | 2020-11-24 | 2021-11-24 | Enphase | IQ7Plus | Inverters | 295 |  | 39 |  |  | 0.97 |  | Outdoor | Roof
NJSTRE1546215069 |  | Transition Incentive Program | Sayreville | 8872 | 11 | 15.21 | Commercial | Yes | Behind the Meter | Net-metered non-residential rooftop and canopy |  | None | Infiniti Energy Services | JCP&L | Accepted | 2020-11-22 | 2020-11-24 | 2021-11-24 | Hanwha | Q.Peak | Solar Panels |  | 0.39 | 39 | 167 | 10 |  | Fixed | Roof
NJSTRE1546215070 |  | Transition Incentive Program | South Brunswick Twp | 8852 | 11 | 9.36 | Residential | No | Behind the Meter | Net-metered residential rooftop and canopy |  | None | SunnyMac LLC | PSE&G | Accepted | 2020-11-22 | 2020-11-25 | 2021-11-25 | Solaredge | SE7600H-US | Inverters | 7600 |  | 1 |  |  | 0.99 |  | Outdoor | Next to Meter
NJSTRE1546215070 |  | Transition Incentive Program | South Brunswick Twp | 8852 | 11 | 9.36 | Residential | No | Behind the Meter | Net-metered residential rooftop and canopy |  | None | SunnyMac LLC | PSE&G | Accepted | 2020-11-22 | 2020-11-25 | 2021-11-25 | REC | TwinPeak 2 Mono | Solar Panels |  | 0.36 | 8 | 119 | 34 |  | Fixed | Roof
NJSTRE1546215070 |  | Transition Incentive Program | South Brunswick Twp | 8852 | 11 | 9.36 | Residential | No | Behind the Meter | Net-metered residential rooftop and canopy |  | None | SunnyMac LLC | PSE&G | Accepted | 2020-11-22 | 2020-11-25 | 2021-11-25 | REC | TwinPeak 2 Mono | Solar Panels |  | 0.36 | 11 | 209 | 34 |  | Fixed | Roof
NJSTRE1546215070 |  | Transition Incentive Program | South Brunswick Twp | 8852 | 11 | 9.36 | Residential | No | Behind the Meter | Net-metered residential rooftop and canopy |  | None | SunnyMac LLC | PSE&G | Accepted | 2020-11-22 | 2020-11-25 | 2021-11-25 | rec | TwinPeak 2 Mono | Solar Panels |  | 0.36 | 3 | 211 | 34 |  | Fixed | Roof
NJSTRE1546215070 |  | Transition Incentive Program | South Brunswick Twp | 8852 | 11 | 9.36 | Residential | No | Behind the Meter | Net-metered residential rooftop and canopy |  | None | SunnyMac LLC | PSE&G | Accepted | 2020-11-22 | 2020-11-25 | 2021-11-25 | REC | TwinPeak 2 Mono | Solar Panels |  | 0.36 | 4 | 209 | 34 |  | Fixed | Roof
NJSTRE1546215073 |  | Transition Incentive Program | Highland Park | 8904 | 11 | 93.6 | Commercial | Yes | Behind the Meter | Net-metered non-residential rooftop and canopy |  | None | Infiniti Energy Services | PSE&G | Accepted | 2020-11-22 | 2020-11-25 | 2021-11-25 | Enphase | IQ7Plus | Inverters | 295 |  | 240 |  |  | 0.97 |  | Outdoor | Roof
NJSTRE1546215073 |  | Transition Incentive Program | Highland Park | 8904 | 11 | 93.6 | Commercial | Yes | Behind the Meter | Net-metered non-residential rooftop and canopy |  | None | Infiniti Energy Services | PSE&G | Accepted | 2020-11-22 | 2020-11-25 | 2021-11-25 | Hanwha | Q.Peak | Solar Panels |  | 0.39 | 240 | 216 | 10 |  | Fixed | Roof
NJSTRE1546215074 |  | Transition Incentive Program | Highland Park | 8904 | 11 | 82.95 | Commercial | Yes | Behind the Meter | Net-metered non-residential rooftop and canopy |  | None | Infiniti Energy Services | PSE&G | Accepted | 2020-11-22 | 2020-11-25 | 2021-11-25 | SolarEdge | 43.3kUS | Inverters | 43300 |  | 1 |  |  | 0.965 |  | Outdoor | Wall
NJSTRE1546215074 |  | Transition Incentive Program | Highland Park | 8904 | 11 | 82.95 | Commercial | Yes | Behind the Meter | Net-metered non-residential rooftop and canopy |  | None | Infiniti Energy Services | PSE&G | Accepted | 2020-11-22 | 2020-11-25 | 2021-11-25 | SolarEdge | 14.4kUS | Inverters | 14400 |  | 2 |  |  | 0.965 |  | Outdoor | Wall
NJSTRE1546215074 |  | Transition Incentive Program | Highland Park | 8904 | 11 | 82.95 | Commercial | Yes | Behind the Meter | Net-metered non-residential rooftop and canopy |  | None | Infiniti Energy Services | PSE&G | Accepted | 2020-11-22 | 2020-11-25 | 2021-11-25 | Hanwha | Q.Peak | Solar Panels |  | 0.395 | 210 | 216 | 10 |  | Fixed | Roof
NJSTRE1546215080 |  | Transition Incentive Program | Highland Park | 8904 | 11 | 69.13 | Commercial | Yes | Behind the Meter | Net-metered non-residential rooftop and canopy |  | None | Infiniti Energy Services | PSE&G | Accepted | 2020-11-22 | 2020-11-25 | 2021-11-25 | SolarEdge | 43.3kUS | Inverters | 43300 |  | 1 |  |  | 0.965 |  | Outdoor | Wall
NJSTRE1546215080 |  | Transition Incentive Program | Highland Park | 8904 | 11 | 69.13 | Commercial | Yes | Behind the Meter | Net-metered non-residential rooftop and canopy |  | None | Infiniti Energy Services | PSE&G | Accepted | 2020-11-22 | 2020-11-25 | 2021-11-25 | SolarEdge | 14.4kUS | Inverters | 14400 |  | 1 |  |  | 0.965 |  | Outdoor | Wall
NJSTRE1546215080 |  | Transition Incentive Program | Highland Park | 8904 | 11 | 69.13 | Commercial | Yes | Behind the Meter | Net-metered non-residential rooftop and canopy |  | None | Infiniti Energy Services | PSE&G | Accepted | 2020-11-22 | 2020-11-25 | 2021-11-25 | Hanwha | Q.Peak | Solar Panels |  | 0.395 | 175 | 216 | 10 |  | Fixed | Roof
NJSTRE1546215081 |  | Transition Incentive Program | Highland Park | 8904 | 11 | 69.13 | Commercial | Yes | Behind the Meter | Net-metered non-residential rooftop and canopy |  | None | Infiniti Energy Services | PSE&G | Accepted | 2020-11-22 | 2020-11-25 | 2021-11-25 | SolarEdge | 43.3kUS | Inverters | 43300 |  | 1 |  |  | 0.965 |  | Outdoor | Wall
NJSTRE1546215081 |  | Transition Incentive Program | Highland Park | 8904 | 11 | 69.13 | Commercial | Yes | Behind the Meter | Net-metered non-residential rooftop and canopy |  | None | Infiniti Energy Services | PSE&G | Accepted | 2020-11-22 | 2020-11-25 | 2021-11-25 | SolarEdge | 14.4kUS | Inverters | 14400 |  | 1 |  |  | 0.965 |  | Outdoor | Wall
NJSTRE1546215081 |  | Transition Incentive Program | Highland Park | 8904 | 11 | 69.13 | Commercial | Yes | Behind the Meter | Net-metered non-residential rooftop and canopy |  | None | Infiniti Energy Services | PSE&G | Accepted | 2020-11-22 | 2020-11-25 | 2021-11-25 | Hanwha | Q.Peak | Solar Panels |  | 0.395 | 175 | 216 | 10 |  | Fixed | Roof
NJSTRE1546215373 |  | Transition Incentive Program | Stockton | 8559 | 4 | 495.5 | Commercial | Yes | Behind the Meter | Net-metered non-residential rooftop and canopy |  | None | Aston Solar | JCP&L | Accepted | 2020-11-28 | 2020-12-01 | 2021-12-01 | SMA America | SB6.0-US | Inverters | 6 |  | 33 |  |  | 0.97 |  | Outdoor | outside
NJSTRE1546215373 |  | Transition Incentive Program | Stockton | 8559 | 4 | 495.5 | Commercial | Yes | Behind the Meter | Net-metered non-residential rooftop and canopy |  | None | Aston Solar | JCP&L | Accepted | 2020-11-28 | 2020-12-01 | 2021-12-01 | Canadina Solar | CS3W-455MB-AG | Solar Panels |  | 0.455 | 1089 | 180 | 25 |  | Fixed | Roof
NJSTRE1546215959 |  | Transition Incentive Program | Lindenwold | 8021 | 14 | 6.3 | Residential | Yes | Behind the Meter | Net-metered residential rooftop and canopy |  | None | Suntuity Solar LLC | AC Electric | Accepted | 2020-11-23 | 2020-11-25 | 2021-11-25 | Enphase Energy | IQ7-60-2-US | Inverters | 240 |  | 18 |  |  | 0.97 |  | Outdoor | Behind the PV Modules
NJSTRE1546215959 |  | Transition Incentive Program | Lindenwold | 8021 | 14 | 6.3 | Residential | Yes | Behind the Meter | Net-metered residential rooftop and canopy |  | None | Suntuity Solar LLC | AC Electric | Accepted | 2020-11-23 | 2020-11-25 | 2021-11-25 | Longi | LR4-60HPB-350M | Solar Panels |  | 0.35 | 18 | 111 | 22 |  | Fixed | Roof
NJSTRE1546215960 |  | Transition Incentive Program | Voorhees Township | 8043 | 14 | 7.35 | Residential | Yes | Behind the Meter | Net-metered residential rooftop and canopy |  | None | Suntuity Solar LLC | PSE&G | Accepted | 2020-11-23 | 2020-11-25 | 2021-11-25 | Enphase Energy | IQ7-60-2-US | Inverters | 240 |  | 21 |  |  | 0.97 |  | Outdoor | Behind the PV Modules
NJSTRE1546215960 |  | Transition Incentive Program | Voorhees Township | 8043 | 14 | 7.35 | Residential | Yes | Behind the Meter | Net-metered residential rooftop and canopy |  | None | Suntuity Solar LLC | PSE&G | Accepted | 2020-11-23 | 2020-11-25 | 2021-11-25 | Longi | LR4-60HPB-350M | Solar Panels |  | 0.35 | 15 | 138 | 33 |  | Fixed | Roof
NJSTRE1546215960 |  | Transition Incentive Program | Voorhees Township | 8043 | 14 | 7.35 | Residential | Yes | Behind the Meter | Net-metered residential rooftop and canopy |  | None | Suntuity Solar LLC | PSE&G | Accepted | 2020-11-23 | 2020-11-25 | 2021-11-25 | Longi | LR4-60HPB-350M | Solar Panels |  | 0.35 | 6 | 138 | 30 |  | Fixed | Roof
NJSTRE1546215961 |  | Transition Incentive Program | Pittsgrove Twp. | 8318 | 16 | 8.51 | Residential | No | Behind the Meter | Net-metered residential rooftop and canopy |  | None | Advanced Renewable Solutions | AC Electric | Accepted | 2020-11-23 | 2020-11-25 | 2021-11-25 | ENPHASE | IQ7-60-2-US | Inverters | 6480 |  | 27 |  |  | 0.976 |  | Outdoor | Micro-inverters are mounted to underside of each solar
NJSTRE1546215961 |  | Transition Incentive Program | Pittsgrove Twp. | 8318 | 16 | 8.51 | Residential | No | Behind the Meter | Net-metered residential rooftop and canopy |  | None | Advanced Renewable Solutions | AC Electric | Accepted | 2020-11-23 | 2020-11-25 | 2021-11-25 | CertainTeed | CT315M11-02 | Solar Panels |  | 0.315 | 9 | 172 | 20 |  | Fixed | Roof
NJSTRE1546215961 |  | Transition Incentive Program | Pittsgrove Twp. | 8318 | 16 | 8.51 | Residential | No | Behind the Meter | Net-metered residential rooftop and canopy |  | None | Advanced Renewable Solutions | AC Electric | Accepted | 2020-11-23 | 2020-11-25 | 2021-11-25 | CertainTeed | CT315M11-02 | Solar Panels |  | 0.315 | 18 | 172 | 20 |  | Fixed | Roof
NJSTRE1546215966 |  | Transition Incentive Program | Atco | 8004 | 14 | 10.2 | Residential | No | Behind the Meter | Net-metered residential rooftop and canopy |  | None | Maier Solar Engineering dba Solar Me | AC Electric | Accepted | 2020-11-23 | 2020-11-25 | 2021-11-25 | Enphase | IQ7+ | Inverters | 290 |  | 30 |  |  | 0.96 |  | Outdoor | Next to meter
NJSTRE1546215966 |  | Transition Incentive Program | Atco | 8004 | 14 | 10.2 | Residential | No | Behind the Meter | Net-metered residential rooftop and canopy |  | None | Maier Solar Engineering dba Solar Me | AC Electric | Accepted | 2020-11-23 | 2020-11-25 | 2021-11-25 | Hanwha | Q.PEAK DUO BLK-G6 340 | Solar Panels |  | 0.34 | 14 | 226 | 23 |  | Fixed | Roof
NJSTRE1546215966 |  | Transition Incentive Program | Atco | 8004 | 14 | 10.2 | Residential | No | Behind the Meter | Net-metered residential rooftop and canopy |  | None | Maier Solar Engineering dba Solar Me | AC Electric | Accepted | 2020-11-23 | 2020-11-25 | 2021-11-25 | Hanwha | Q.PEAK DUO BLK-G6 340W | Solar Panels |  | 0.34 | 16 | 136 | 30 |  | Fixed | Roof
NJSTRE1546216153 |  | Transition Incentive Program | Manchester | 8759 | 18 | 11.9 | Residential | No | Behind the Meter | Net-metered residential rooftop and canopy |  | None | Green Power Energy | JCP&L | Accepted | 2020-11-23 | 2020-11-25 | 2021-11-25 | Enphase | IQ7PLUS-72-2-US (240V) | Inverters | 290 |  | 35 |  |  | 0.975 |  | Outside | next to meter
NJSTRE1546216153 |  | Transition Incentive Program | Manchester | 8759 | 18 | 11.9 | Residential | No | Behind the Meter | Net-metered residential rooftop and canopy |  | None | Green Power Energy | JCP&L | Accepted | 2020-11-23 | 2020-11-25 | 2021-11-25 | Hanwha | Q.PEAK DUO BLK-G6+ 340 | Solar Panels |  | 0.34 | 2 | 230 | 25 |  | Fixed | Roof
NJSTRE1546216153 |  | Transition Incentive Program | Manchester | 8759 | 18 | 11.9 | Residential | No | Behind the Meter | Net-metered residential rooftop and canopy |  | None | Green Power Energy | JCP&L | Accepted | 2020-11-23 | 2020-11-25 | 2021-11-25 | Hanwha | Q.PEAK DUO BLK-G6+ 340 | Solar Panels |  | 0.34 | 6 | 145 | 25 |  | Fixed | Roof
NJSTRE1546216153 |  | Transition Incentive Program | Manchester | 8759 | 18 | 11.9 | Residential | No | Behind the Meter | Net-metered residential rooftop and canopy |  | None | Green Power Energy | JCP&L | Accepted | 2020-11-23 | 2020-11-25 | 2021-11-25 | Hanwha | Q.PEAK DUO BLK-G6+ 340 | Solar Panels |  | 0.34 | 9 | 50 | 25 |  | Fixed | Roof
NJSTRE1546216153 |  | Transition Incentive Program | Manchester | 8759 | 18 | 11.9 | Residential | No | Behind the Meter | Net-metered residential rooftop and canopy |  | None | Green Power Energy | JCP&L | Accepted | 2020-11-23 | 2020-11-25 | 2021-11-25 | Hanwha | Q.PEAK DUO BLK-G6+ 340 | Solar Panels |  | 0.34 | 18 | 230 | 25 |  | Fixed | Roof
NJSTRE1546218094 |  | Transition Incentive Program | East Rutherford | 7073 | 7 | 5.1 | Residential | Yes | Behind the Meter | Net-metered residential rooftop and canopy |  | None | Trinity Solar | PSE&G | Accepted | 2020-11-23 | 2020-11-25 | 2021-11-25 | Solar Edge | SE3800 | Inverters | 3800 |  | 1 |  |  | 0.97 |  | Outside | side of home
NJSTRE1546218094 |  | Transition Incentive Program | East Rutherford | 7073 | 7 | 5.1 | Residential | Yes | Behind the Meter | Net-metered residential rooftop and canopy |  | None | Trinity Solar | PSE&G | Accepted | 2020-11-23 | 2020-11-25 | 2021-11-25 | Hanha | Q.PEAK DUO BLK-G6 340 | Solar Panels |  | 0.34 | 12 | 305 | 9 |  | Fixed | Roof
NJSTRE1546218094 |  | Transition Incentive Program | East Rutherford | 7073 | 7 | 5.1 | Residential | Yes | Behind the Meter | Net-metered residential rooftop and canopy |  | None | Trinity Solar | PSE&G | Accepted | 2020-11-23 | 2020-11-25 | 2021-11-25 | Hanwha | Q.PEAK DUO BLK-G6 340 | Solar Panels |  | 0.34 | 3 | 35 | 9 |  | Fixed | Roof
NJSTRE1546221281 |  | Transition Incentive Program | Carlstadt | 7072 | 7 | 6.12 | Residential | Yes | Behind the Meter | Net-metered residential rooftop and canopy |  | None | Trinity Solar | PSE&G | Accepted | 2020-11-23 | 2020-11-25 | 2021-11-25 | Solar Edge | SE5000H-US | Inverters | 5000 |  | 1 |  |  | 0.97 |  | Outside | side of home
NJSTRE1546221281 |  | Transition Incentive Program | Carlstadt | 7072 | 7 | 6.12 | Residential | Yes | Behind the Meter | Net-metered residential rooftop and canopy |  | None | Trinity Solar | PSE&G | Accepted | 2020-11-23 | 2020-11-25 | 2021-11-25 | Hanwha 340 | Q.PEAK DUO BLK-G6 340 | Solar Panels |  | 0.34 | 8 | 127 | 14 |  | Fixed | Roof
NJSTRE1546221281 |  | Transition Incentive Program | Carlstadt | 7072 | 7 | 6.12 | Residential | Yes | Behind the Meter | Net-metered residential rooftop and canopy |  | None | Trinity Solar | PSE&G | Accepted | 2020-11-23 | 2020-11-25 | 2021-11-25 | Hanwha 340 | Q.PEAK DUO BLK-G6 340 | Solar Panels |  | 0.34 | 10 | 307 | 14 |  | Fixed | Roof
NJSTRE1546221953 |  | Transition Incentive Program | Trenton | 8610 | 12 | 8.96 | Residential | No | Behind the Meter | Net-metered residential rooftop and canopy |  | None | Solar Mite Solutions | PSE&G | Accepted | 2020-11-23 | 2020-12-01 | 2021-12-01 | Enphase | IQ7-60-2 | Inverters | 0.24 |  | 28 |  |  | 0.98 |  | Outdoor | Under Solar Modules
NJSTRE1546221953 |  | Transition Incentive Program | Trenton | 8610 | 12 | 8.96 | Residential | No | Behind the Meter | Net-metered residential rooftop and canopy |  | None | Solar Mite Solutions | PSE&G | Accepted | 2020-11-23 | 2020-12-01 | 2021-12-01 | Hanwha | Q.PEAK DUO BLK-G5 | Solar Panels |  | 0.32 | 22 | 111 | 22 |  | Fixed | Roof | Array 2 & 3
NJSTRE1546221953 |  | Transition Incentive Program | Trenton | 8610 | 12 | 8.96 | Residential | No | Behind the Meter | Net-metered residential rooftop and canopy |  | None | Solar Mite Solutions | PSE&G | Accepted | 2020-11-23 | 2020-12-01 | 2021-12-01 | Hanwha | Q.PEAK DUO BLK-G5 | Solar Panels |  | 0.32 | 6 | 291 | 22 |  | Fixed | Roof | Array 1
NJSTRE1546222830 |  | Transition Incentive Program | Toms River | 8753 | 18 | 10.88 | Residential | Yes | Behind the Meter | Net-metered residential rooftop and canopy |  | None | Trinity Solar | JCP&L | Accepted | 2020-11-23 | 2020-11-25 | 2021-11-25 | Solar Edge | SE10000 | Inverters | 10000 |  | 1 |  |  | 0.97 |  | Outside | side of home
NJSTRE1546222830 |  | Transition Incentive Program | Toms River | 8753 | 18 | 10.88 | Residential | Yes | Behind the Meter | Net-metered residential rooftop and canopy |  | None | Trinity Solar | JCP&L | Accepted | 2020-11-23 | 2020-11-25 | 2021-11-25 | Hanwha | Q.PEAK DUO BLK-G6 340 | Solar Panels |  | 0.34 | 6 | 94 | 26 |  | Fixed | Roof
NJSTRE1546222830 |  | Transition Incentive Program | Toms River | 8753 | 18 | 10.88 | Residential | Yes | Behind the Meter | Net-metered residential rooftop and canopy |  | None | Trinity Solar | JCP&L | Accepted | 2020-11-23 | 2020-11-25 | 2021-11-25 | Hanwha | Q.PEAK DUO BLK-G6 340 | Solar Panels |  | 0.34 | 12 | 274 | 28 |  | Fixed | Roof
NJSTRE1546222830 |  | Transition Incentive Program | Toms River | 8753 | 18 | 10.88 | Residential | Yes | Behind the Meter | Net-metered residential rooftop and canopy |  | None | Trinity Solar | JCP&L | Accepted | 2020-11-23 | 2020-11-25 | 2021-11-25 | Hanwha | Q.PEAK DUO BLK-G6 340 | Solar Panels |  | 0.34 | 14 | 94 | 28 |  | Fixed | Roof
NJSTRE1546224451 |  | Transition Incentive Program | Tuckerton | 7731 | 17 | 20.8 | Residential | Yes | Behind the Meter | Net-metered residential rooftop and canopy |  | None | Reliable Power and Solar | AC Electric | Accepted | 2020-11-23 | 2020-11-25 | 2021-11-25 | Enphase | IQ7 | Inverters | 240 |  | 64 |  |  | 0.97 |  | Outdoor | roof
NJSTRE1546224451 |  | Transition Incentive Program | Tuckerton | 7731 | 17 | 20.8 | Residential | Yes | Behind the Meter | Net-metered residential rooftop and canopy |  | None | Reliable Power and Solar | AC Electric | Accepted | 2020-11-23 | 2020-11-25 | 2021-11-25 | trina | tsmdd05 | Solar Panels |  | 0.325 | 4 | 150 | 42 |  | Fixed | Roof | roof
NJSTRE1546224451 |  | Transition Incentive Program | Tuckerton | 7731 | 17 | 20.8 | Residential | Yes | Behind the Meter | Net-metered residential rooftop and canopy |  | None | Reliable Power and Solar | AC Electric | Accepted | 2020-11-23 | 2020-11-25 | 2021-11-25 | trina | tsmdd05 | Solar Panels |  | 0.325 | 7 | 150 | 42 |  | Fixed | Roof | roof
NJSTRE1546224451 |  | Transition Incentive Program | Tuckerton | 7731 | 17 | 20.8 | Residential | Yes | Behind the Meter | Net-metered residential rooftop and canopy |  | None | Reliable Power and Solar | AC Electric | Accepted | 2020-11-23 | 2020-11-25 | 2021-11-25 | trina | tsmdd05 | Solar Panels |  | 0.325 | 8 | 240 | 25 |  | Fixed | Roof | roof
NJSTRE1546224451 |  | Transition Incentive Program | Tuckerton | 7731 | 17 | 20.8 | Residential | Yes | Behind the Meter | Net-metered residential rooftop and canopy |  | None | Reliable Power and Solar | AC Electric | Accepted | 2020-11-23 | 2020-11-25 | 2021-11-25 | trina | tsmdd05 | Solar Panels |  | 0.325 | 28 | 60 | 25 |  | Fixed | Pole | roof
NJSTRE1546224451 |  | Transition Incentive Program | Tuckerton | 7731 | 17 | 20.8 | Residential | Yes | Behind the Meter | Net-metered residential rooftop and canopy |  | None | Reliable Power and Solar | AC Electric | Accepted | 2020-11-23 | 2020-11-25 | 2021-11-25 | trina | tsmdd05 | Solar Panels |  | 0.325 | 9 | 240 | 25 |  | Fixed | Roof | roof
NJSTRE1546224451 |  | Transition Incentive Program | Tuckerton | 7731 | 17 | 20.8 | Residential | Yes | Behind the Meter | Net-metered residential rooftop and canopy |  | None | Reliable Power and Solar | AC Electric | Accepted | 2020-11-23 | 2020-11-25 | 2021-11-25 | trina | tsmdd05 | Solar Panels |  | 0.325 | 8 | 150 | 42 |  | Fixed | Roof | roof
NJSTRE1546225335 |  | Transition Incentive Program | Evesham Township | 8053 | 13 | 8.84 | Residential | Yes | Behind the Meter | Net-metered residential rooftop and canopy |  | None | Trinity Solar | PSE&G | Accepted | 2020-11-23 | 2020-11-25 | 2021-11-25 | Solar Edge | SE7600 | Inverters | 7600 |  | 1 |  |  | 0.97 |  | Outside | side of home
NJSTRE1546225335 |  | Transition Incentive Program | Evesham Township | 8053 | 13 | 8.84 | Residential | Yes | Behind the Meter | Net-metered residential rooftop and canopy |  | None | Trinity Solar | PSE&G | Accepted | 2020-11-23 | 2020-11-25 | 2021-11-25 | Hanwha | Q.PEAK DUO BLK-G6 340 | Solar Panels |  | 0.34 | 26 | 37 | 20 |  | Fixed | Roof
NJSTRE1546225463 |  | Transition Incentive Program | SURF CITY | 8008 | 18 | 6.72 | Residential | Yes | Behind the Meter | Net-metered residential rooftop and canopy |  | None | Vivint Solar Developer, LLC | AC Electric | Accepted | 2020-11-25 | 2020-12-01 | 2021-12-01 | Solar Edge | SE7600H-US | Inverters | 7600 |  | 1 |  |  | 0.992 |  | Outdoor | Near the Utility Meter
NJSTRE1546225463 |  | Transition Incentive Program | SURF CITY | 8008 | 18 | 6.72 | Residential | Yes | Behind the Meter | Net-metered residential rooftop and canopy |  | None | Vivint Solar Developer, LLC | AC Electric | Accepted | 2020-11-25 | 2020-12-01 | 2021-12-01 | HANWHA SOLAR | Q.PEAK BLK-G5 320 | Solar Panels |  | 0.32 | 5 | 32 | 13 |  | Fixed | Roof
NJSTRE1546225463 |  | Transition Incentive Program | SURF CITY | 8008 | 18 | 6.72 | Residential | Yes | Behind the Meter | Net-metered residential rooftop and canopy |  | None | Vivint Solar Developer, LLC | AC Electric | Accepted | 2020-11-25 | 2020-12-01 | 2021-12-01 | HANWHA SOLAR | Q.PEAK BLK-G5 320 | Solar Panels |  | 0.32 | 16 | 212 | 13 |  | Fixed | Roof
NJSTRE1546225612 |  | Transition Incentive Program | Edison | 8820 | 11 | 34.85 | Residential | No | Behind the Meter | Net-metered residential rooftop and canopy |  | None | SunPower Corporation, Systems | PSE&G | Accepted | 2020-11-23 | 2020-11-25 | 2021-11-25 | SunPower | SPR-A410-G-AC | Inverters | 349 |  | 85 |  |  | 0.97 |  | Other | under each panel
NJSTRE1546225612 |  | Transition Incentive Program | Edison | 8820 | 11 | 34.85 | Residential | No | Behind the Meter | Net-metered residential rooftop and canopy |  | None | SunPower Corporation, Systems | PSE&G | Accepted | 2020-11-23 | 2020-11-25 | 2021-11-25 | SunPower | SPR-A410-G-AC | Solar Panels |  | 0.41 | 19 | 165 | 45 |  | Fixed | Roof
NJSTRE1546225612 |  | Transition Incentive Program | Edison | 8820 | 11 | 34.85 | Residential | No | Behind the Meter | Net-metered residential rooftop and canopy |  | None | SunPower Corporation, Systems | PSE&G | Accepted | 2020-11-23 | 2020-11-25 | 2021-11-25 | SunPower | SPR-A410-G-AC | Solar Panels |  | 0.41 | 16 | 75 | 45 |  | Fixed | Roof
NJSTRE1546225612 |  | Transition Incentive Program | Edison | 8820 | 11 | 34.85 | Residential | No | Behind the Meter | Net-metered residential rooftop and canopy |  | None | SunPower Corporation, Systems | PSE&G | Accepted | 2020-11-23 | 2020-11-25 | 2021-11-25 | SunPower | SPR-A410-G-AC | Solar Panels |  | 0.41 | 16 | 255 | 45 |  | Fixed | Roof
NJSTRE1546225612 |  | Transition Incentive Program | Edison | 8820 | 11 | 34.85 | Residential | No | Behind the Meter | Net-metered residential rooftop and canopy |  | None | SunPower Corporation, Systems | PSE&G | Accepted | 2020-11-23 | 2020-11-25 | 2021-11-25 | SunPower | SPR-A410-G-AC | Solar Panels |  | 0.41 | 14 | 255 | 35 |  | Fixed | Roof
NJSTRE1546225612 |  | Transition Incentive Program | Edison | 8820 | 11 | 34.85 | Residential | No | Behind the Meter | Net-metered residential rooftop and canopy |  | None | SunPower Corporation, Systems | PSE&G | Accepted | 2020-11-23 | 2020-11-25 | 2021-11-25 | SunPower | SPR-A410-G-AC | Solar Panels |  | 0.41 | 14 | 165 | 45 |  | Fixed | Roof
NJSTRE1546225612 |  | Transition Incentive Program | Edison | 8820 | 11 | 34.85 | Residential | No | Behind the Meter | Net-metered residential rooftop and canopy |  | None | SunPower Corporation, Systems | PSE&G | Accepted | 2020-11-23 | 2020-11-25 | 2021-11-25 | SunPower | SPR-A410-G-AC | Solar Panels |  | 0.41 | 6 | 165 | 45 |  | Fixed | Roof
NJSTRE1546225912 |  | Transition Incentive Program | Atlantic Highlands | 7716 | 17 | 10.8 | Residential | No | Behind the Meter | Net-metered residential rooftop and canopy |  | None | Green Power Energy | JCP&L | Accepted | 2020-11-23 | 2020-11-25 | 2021-11-25 | Enphase Energy | IQ7PLUS-72-2-US (240V) | Inverters | 290 |  | 30 |  |  | 0.975 |  | Outside | next to meter
NJSTRE1546225912 |  | Transition Incentive Program | Atlantic Highlands | 7716 | 17 | 10.8 | Residential | No | Behind the Meter | Net-metered residential rooftop and canopy |  | None | Green Power Energy | JCP&L | Accepted | 2020-11-23 | 2020-11-25 | 2021-11-25 | LG Electronics | LG360N1C-N5 | Solar Panels |  | 0.36 | 2 | 288 | 38 |  | Fixed | Roof
NJSTRE1546225912 |  | Transition Incentive Program | Atlantic Highlands | 7716 | 17 | 10.8 | Residential | No | Behind the Meter | Net-metered residential rooftop and canopy |  | None | Green Power Energy | JCP&L | Accepted | 2020-11-23 | 2020-11-25 | 2021-11-25 | LG Electronics | LG360N1C-N5 | Solar Panels |  | 0.36 | 26 | 198 | 40 |  | Fixed | Roof
NJSTRE1546225912 |  | Transition Incentive Program | Atlantic Highlands | 7716 | 17 | 10.8 | Residential | No | Behind the Meter | Net-metered residential rooftop and canopy |  | None | Green Power Energy | JCP&L | Accepted | 2020-11-23 | 2020-11-25 | 2021-11-25 | LG Electronics | LG360N1C-N5 | Solar Panels |  | 0.36 | 2 | 108 | 38 |  | Fixed | Roof
NJSTRE1546226110 |  | Transition Incentive Program | Plainfield City | 07060-3426 |  | 11.52 | Residential | No | Behind the Meter | Net-metered residential rooftop and canopy |  | None | Sundial Solar Innovations | PSE&G | Accepted | 2020-11-23 | 2020-11-25 | 2021-11-25 | Enphase | IQ7+ | Inverters | 290 |  | 32 |  |  | 0.97 |  | Outside | roof
NJSTRE1546226110 |  | Transition Incentive Program | Plainfield City | 07060-3426 |  | 11.52 | Residential | No | Behind the Meter | Net-metered residential rooftop and canopy |  | None | Sundial Solar Innovations | PSE&G | Accepted | 2020-11-23 | 2020-11-25 | 2021-11-25 | RECSolar | Rec360w | Solar Panels |  | 0.36 | 32 | 130 | 20 |  | Fixed | Roof | outside
NJSTRE1546226372 |  | Transition Incentive Program | Neptune City | 7753 | 17 | 7.82 | Residential | Yes | Behind the Meter | Net-metered residential rooftop and canopy |  | None | Trinity Solar | JCP&L | Accepted | 2020-11-23 | 2020-11-25 | 2021-11-25 | Solar Edge | SE6000 | Inverters | 6000 |  | 1 |  |  | 0.97 |  | Outside | side of home
NJSTRE1546226372 |  | Transition Incentive Program | Neptune City | 7753 | 17 | 7.82 | Residential | Yes | Behind the Meter | Net-metered residential rooftop and canopy |  | None | Trinity Solar | JCP&L | Accepted | 2020-11-23 | 2020-11-25 | 2021-11-25 | Hanwha | Q.PEAK DUO BLK-G6 340 | Solar Panels |  | 0.34 | 23 | 191 | 26 |  | Fixed | Roof
NJSTRE1546227140 |  | Transition Incentive Program | Jersey City | 7305 | 8 | 3.74 | Residential | No | Behind the Meter | Net-metered residential rooftop and canopy |  | None | Trinity Solar | PSE&G | Accepted | 2020-11-23 | 2020-11-25 | 2021-11-25 | Solar Edge | SE3000H-US000BNC4 | Inverters | 3000 |  | 1 |  |  | 0.97 |  | Outdoor | side of home
NJSTRE1546227140 |  | Transition Incentive Program | Jersey City | 7305 | 8 | 3.74 | Residential | No | Behind the Meter | Net-metered residential rooftop and canopy |  | None | Trinity Solar | PSE&G | Accepted | 2020-11-23 | 2020-11-25 | 2021-11-25 | HANWHA | Q.PEAK DUO BLK-G6 340 | Solar Panels |  | 0.34 | 11 | 221 | 3 |  | Fixed | Roof
NJSTRE1546227546 |  | Transition Incentive Program | Hackensack | 7601 | 7 | 3.36 | Residential | Yes | Behind the Meter | Net-metered residential rooftop and canopy |  | None | Sunrun Installation Services, Inc. | PSE&G | Accepted | 2020-11-23 | 2020-11-25 | 2021-11-25 | Enphase Energy | IQ7-60-x-US (240V) | Inverters | 240 |  | 11 |  |  | 0.96 |  | Outdoor | Rooftop
NJSTRE1546227546 |  | Transition Incentive Program | Hackensack | 7601 | 7 | 3.36 | Residential | Yes | Behind the Meter | Net-metered residential rooftop and canopy |  | None | Sunrun Installation Services, Inc. | PSE&G | Accepted | 2020-11-23 | 2020-11-25 | 2021-11-25 | LONGi Green Energy Technology Co Ltd | LR6-60HPB-305M | Solar Panels |  | 0.305 | 6 | 291 | 15 |  | Fixed | Roof
NJSTRE1546227546 |  | Transition Incentive Program | Hackensack | 7601 | 7 | 3.36 | Residential | Yes | Behind the Meter | Net-metered residential rooftop and canopy |  | None | Sunrun Installation Services, Inc. | PSE&G | Accepted | 2020-11-23 | 2020-11-25 | 2021-11-25 | LONGi Green Energy Technology Co Ltd | LR6-60HPB-305M | Solar Panels |  | 0.305 | 5 | 200 | 14 |  | Fixed | Roof
NJSTRE1546227691 |  | Transition Incentive Program | Pennsuken | 8109 | 14 | 10.24 | Residential | Yes | Behind the Meter | Net-metered residential rooftop and canopy |  | None | Vivint Solar Developer, LLC | PSE&G | Accepted | 2020-11-24 | 2020-11-25 | 2021-11-25 | Solar Edge | SE7600H-US | Inverters | 7600 |  | 1 |  |  | 0.992 |  | Outdoor | Near the Utility Meter
NJSTRE1546227691 |  | Transition Incentive Program | Pennsuken | 8109 | 14 | 10.24 | Residential | Yes | Behind the Meter | Net-metered residential rooftop and canopy |  | None | Vivint Solar Developer, LLC | PSE&G | Accepted | 2020-11-24 | 2020-11-25 | 2021-11-25 | JINKO SOLAR | JKM320M-60HBL | Solar Panels |  | 0.32 | 12 | 213 | 23 |  | Fixed | Roof
NJSTRE1546227691 |  | Transition Incentive Program | Pennsuken | 8109 | 14 | 10.24 | Residential | Yes | Behind the Meter | Net-metered residential rooftop and canopy |  | None | Vivint Solar Developer, LLC | PSE&G | Accepted | 2020-11-24 | 2020-11-25 | 2021-11-25 | JINKO SOLAR | JKM320M-60HBL | Solar Panels |  | 0.32 | 12 | 33 | 23 |  | Fixed | Roof
NJSTRE1546227691 |  | Transition Incentive Program | Pennsuken | 8109 | 14 | 10.24 | Residential | Yes | Behind the Meter | Net-metered residential rooftop and canopy |  | None | Vivint Solar Developer, LLC | PSE&G | Accepted | 2020-11-24 | 2020-11-25 | 2021-11-25 | JINKO SOLAR | JKM320M-60HBL | Solar Panels |  | 0.32 | 2 | 213 | 20 |  | Fixed | Roof
NJSTRE1546227691 |  | Transition Incentive Program | Pennsuken | 8109 | 14 | 10.24 | Residential | Yes | Behind the Meter | Net-metered residential rooftop and canopy |  | None | Vivint Solar Developer, LLC | PSE&G | Accepted | 2020-11-24 | 2020-11-25 | 2021-11-25 | JINKO SOLAR | JKM320M-60HBL | Solar Panels |  | 0.32 | 6 | 303 | 20 |  | Fixed | Roof
NJSTRE1546228051 |  | Transition Incentive Program | Lincoln Park | 7035 | 3 | 13.32 | Non Profit | No | Behind the Meter | Net-metered non-residential rooftop and canopy |  | None | Sundial Solar Innovations | JCP&L | Accepted | 2020-11-23 | 2020-11-25 | 2021-11-25 | Enphase | IQ7+ | Inverters | 290 |  | 37 |  |  | 0.97 |  | Outside | roof
NJSTRE1546228051 |  | Transition Incentive Program | Lincoln Park | 7035 | 3 | 13.32 | Non Profit | No | Behind the Meter | Net-metered non-residential rooftop and canopy |  | None | Sundial Solar Innovations | JCP&L | Accepted | 2020-11-23 | 2020-11-25 | 2021-11-25 | RECSOLAR | Rec365 | Solar Panels |  | 0.36 | 37 | 190 | 20 |  | Fixed | Roof | outside
NJSTRE1546228714 |  | Transition Incentive Program | Upper Greenwd LK | 7421 | 6 | 9.57 | Residential | Yes | Behind the Meter | Net-metered residential rooftop and canopy |  | None | Freedom Forever New Jersey LLC | Orange Rockland Electric | Accepted | 2020-11-24 | 2020-11-25 | 2021-11-25 | Solar Edge | SE7600H-US [SI1] RGM | Inverters | 7600 |  | 1 |  |  | 0.99 |  | Outdoor | n/a
NJSTRE1546228714 |  | Transition Incentive Program | Upper Greenwd LK | 7421 | 6 | 9.57 | Residential | Yes | Behind the Meter | Net-metered residential rooftop and canopy |  | None | Freedom Forever New Jersey LLC | Orange Rockland Electric | Accepted | 2020-11-24 | 2020-11-25 | 2021-11-25 | Hanwha | Q.PLUS BFR-G4.1- 290 | Solar Panels |  | 0.29 | 21 | 1 | 16 |  | Fixed | Roof | n/a
NJSTRE1546228714 |  | Transition Incentive Program | Upper Greenwd LK | 7421 | 6 | 9.57 | Residential | Yes | Behind the Meter | Net-metered residential rooftop and canopy |  | None | Freedom Forever New Jersey LLC | Orange Rockland Electric | Accepted | 2020-11-24 | 2020-11-25 | 2021-11-25 | Hanwha | Q.PLUS BFR-G4.1- 290 | Solar Panels |  | 0.29 | 5 | 2 | 16 |  | Fixed | Roof | n/a
NJSTRE1546228714 |  | Transition Incentive Program | Upper Greenwd LK | 7421 | 6 | 9.57 | Residential | Yes | Behind the Meter | Net-metered residential rooftop and canopy |  | None | Freedom Forever New Jersey LLC | Orange Rockland Electric | Accepted | 2020-11-24 | 2020-11-25 | 2021-11-25 | Hanwha | Q.PLUS BFR-G4.1- 290 | Solar Panels |  | 0.29 | 7 | 3 | 32 |  | Fixed | Pole | n/a
NJSTRE1546229283 |  | Transition Incentive Program | Plainsfield | 7062 | 10 | 17.33 | Residential | Yes | Behind the Meter | Net-metered residential rooftop and canopy |  | None | Solar Energy World | PSE&G | Accepted | 2020-11-23 | 2020-11-25 | 2021-11-25 | SolarEdge Technologies | SE7600H-USRGM | Inverters | 7600 |  | 2 |  |  | 0.99 |  | Outdoor | near meter
NJSTRE1546229283 |  | Transition Incentive Program | Plainsfield | 7062 | 10 | 17.33 | Residential | Yes | Behind the Meter | Net-metered residential rooftop and canopy |  | None | Solar Energy World | PSE&G | Accepted | 2020-11-23 | 2020-11-25 | 2021-11-25 | Hanwha Q-Cells | Q.PEAK DUO BLK-G5 315 | Solar Panels |  | 0.315 | 13 | 115 | 23 |  | Fixed | Roof
NJSTRE1546229283 |  | Transition Incentive Program | Plainsfield | 7062 | 10 | 17.33 | Residential | Yes | Behind the Meter | Net-metered residential rooftop and canopy |  | None | Solar Energy World | PSE&G | Accepted | 2020-11-23 | 2020-11-25 | 2021-11-25 | Hanwha Q-Cells | Q.PEAK DUO BLK-G5 315 | Solar Panels |  | 0.315 | 18 | 295 | 23 |  | Fixed | Roof
NJSTRE1546229283 |  | Transition Incentive Program | Plainsfield | 7062 | 10 | 17.33 | Residential | Yes | Behind the Meter | Net-metered residential rooftop and canopy |  | None | Solar Energy World | PSE&G | Accepted | 2020-11-23 | 2020-11-25 | 2021-11-25 | Hanwha Q-Cells | Q.PEAK DUO BLK-G5 315 | Solar Panels |  | 0.315 | 24 | 23 | 23 |  | Fixed | Roof
NJSTRE1546229315 |  | Transition Incentive Program | West Orange | 7052 | 9 | 6.21 | Residential | Yes | Behind the Meter | Net-metered residential rooftop and canopy |  | None | Sunrun Installation Services, Inc. | PSE&G | Accepted | 2020-11-23 | 2020-11-25 | 2021-11-25 | Tesla | Powerwall 2 AC | Electric Storage Battery |  |  | 1 |  |  |  | Lithium Ion |  | outside
NJSTRE1546229315 |  | Transition Incentive Program | West Orange | 7052 | 9 | 6.21 | Residential | Yes | Behind the Meter | Net-metered residential rooftop and canopy |  | None | Sunrun Installation Services, Inc. | PSE&G | Accepted | 2020-11-23 | 2020-11-25 | 2021-11-25 | Enphase Energy | IQ7PLUS-72-x-US (240V) | Inverters | 290 |  | 18 |  |  | 0.96 |  | Outdoor | Rooftop
NJSTRE1546229315 |  | Transition Incentive Program | West Orange | 7052 | 9 | 6.21 | Residential | Yes | Behind the Meter | Net-metered residential rooftop and canopy |  | None | Sunrun Installation Services, Inc. | PSE&G | Accepted | 2020-11-23 | 2020-11-25 | 2021-11-25 | LG Electronics | LG345N1C-V5 | Solar Panels |  | 0.345 | 2 | 76 | 27 |  | Fixed | Roof
NJSTRE1546229315 |  | Transition Incentive Program | West Orange | 7052 | 9 | 6.21 | Residential | Yes | Behind the Meter | Net-metered residential rooftop and canopy |  | None | Sunrun Installation Services, Inc. | PSE&G | Accepted | 2020-11-23 | 2020-11-25 | 2021-11-25 | LG Electronics | LG345N1C-V5 | Solar Panels |  | 0.345 | 6 | 165 | 27 |  | Fixed | Roof
NJSTRE1546229315 |  | Transition Incentive Program | West Orange | 7052 | 9 | 6.21 | Residential | Yes | Behind the Meter | Net-metered residential rooftop and canopy |  | None | Sunrun Installation Services, Inc. | PSE&G | Accepted | 2020-11-23 | 2020-11-25 | 2021-11-25 | LG Electronics | LG345N1C-V5 | Solar Panels |  | 0.345 | 10 | 255 | 27 |  | Fixed | Roof
NJSTRE1546229491 |  | Transition Incentive Program | Waterford | 8089 | 14 | 2.6 | Residential | Yes | Behind the Meter | Net-metered residential rooftop and canopy |  | None | SunnyMac LLC | AC Electric | Accepted | 2020-11-23 | 2020-11-25 | 2021-11-25 | Solaredge | SE3000H-US | Inverters | 3000 |  | 1 |  |  | 0.99 |  | Outdoor | Next to Meter
NJSTRE1546229491 |  | Transition Incentive Program | Waterford | 8089 | 14 | 2.6 | Residential | Yes | Behind the Meter | Net-metered residential rooftop and canopy |  | None | SunnyMac LLC | AC Electric | Accepted | 2020-11-23 | 2020-11-25 | 2021-11-25 | Trina | Honey Black TSM-325-DD-06M.05 II | Solar Panels |  | 0.325 | 8 | 181 | 18 |  | Fixed | Roof
NJSTRE1546229610 |  | Transition Incentive Program | Roselle | 7203 | 10 | 5.78 | Residential | Yes | Behind the Meter | Net-metered residential rooftop and canopy |  | None | Trinity Solar | PSE&G | Accepted | 2020-11-23 | 2020-11-25 | 2021-11-25 | Solar Edge | SE5000H-US000BNC4 | Inverters | 5000 |  | 1 |  |  | 0.97 |  | Outdoor | side of home
NJSTRE1546229610 |  | Transition Incentive Program | Roselle | 7203 | 10 | 5.78 | Residential | Yes | Behind the Meter | Net-metered residential rooftop and canopy |  | None | Trinity Solar | PSE&G | Accepted | 2020-11-23 | 2020-11-25 | 2021-11-25 | HANWHA | Q.PEAK DUO BLK-G6 340 | Solar Panels |  | 0.34 | 17 | 253 | 20 |  | Fixed | Roof
NJSTRE1546229780 |  | Transition Incentive Program | South Brundwick | 8824 | 11 | 9.72 | Residential | No | Behind the Meter | Net-metered residential rooftop and canopy |  | None | Vision Solar LLC | PSE&G | Accepted | 2020-11-23 | 2020-11-25 | 2021-11-25 | ENPHASE | IQ7-60-2-US | Inverters | 0.24 |  | 29 |  |  | 0.96 |  | Other | BEHIND EACH PANEL
NJSTRE1546229780 |  | Transition Incentive Program | South Brundwick | 8824 | 11 | 9.72 | Residential | No | Behind the Meter | Net-metered residential rooftop and canopy |  | None | Vision Solar LLC | PSE&G | Accepted | 2020-11-23 | 2020-11-25 | 2021-11-25 | HANWHA Q-CELLS | Q.PEAK DUO BLK-G6+ 335 | Solar Panels |  | 0.335 | 29 | 19 | 151 |  | Fixed | Roof
NJSTRE1546230276 |  | Transition Incentive Program | Chesterfield TWP | 8515 | 13 | 8.5 | Residential | No | Behind the Meter | Net-metered residential rooftop and canopy |  | None | Tesla Energy Operations Inc. | PSE&G | Accepted | 2020-11-23 | 2020-11-25 | 2021-11-25 | SolarEdge Technologies | SE7600H-US [240V] | Inverters | 7600 |  | 1 |  |  | 0.99 |  | Outside | Outside
NJSTRE1546230276 |  | Transition Incentive Program | Chesterfield TWP | 8515 | 13 | 8.5 | Residential | No | Behind the Meter | Net-metered residential rooftop and canopy |  | None | Tesla Energy Operations Inc. | PSE&G | Accepted | 2020-11-23 | 2020-11-25 | 2021-11-25 | Hanwha Q-CELLS | Q.Peak DUO BLK-G6+ 340 | Solar Panels |  | 0.34 | 2 | 90 | 33 |  | Fixed | Roof
NJSTRE1546230276 |  | Transition Incentive Program | Chesterfield TWP | 8515 | 13 | 8.5 | Residential | No | Behind the Meter | Net-metered residential rooftop and canopy |  | None | Tesla Energy Operations Inc. | PSE&G | Accepted | 2020-11-23 | 2020-11-25 | 2021-11-25 | Hanwha Q-CELLS | Q.Peak DUO BLK-G6+ 340 | Solar Panels |  | 0.34 | 4 | 270 | 30 |  | Fixed | Roof
NJSTRE1546230276 |  | Transition Incentive Program | Chesterfield TWP | 8515 | 13 | 8.5 | Residential | No | Behind the Meter | Net-metered residential rooftop and canopy |  | None | Tesla Energy Operations Inc. | PSE&G | Accepted | 2020-11-23 | 2020-11-25 | 2021-11-25 | Hanwha Q-CELLS | Q.Peak DUO BLK-G6+ 340 | Solar Panels |  | 0.34 | 4 | 270 | 33 |  | Fixed | Roof
NJSTRE1546230276 |  | Transition Incentive Program | Chesterfield TWP | 8515 | 13 | 8.5 | Residential | No | Behind the Meter | Net-metered residential rooftop and canopy |  | None | Tesla Energy Operations Inc. | PSE&G | Accepted | 2020-11-23 | 2020-11-25 | 2021-11-25 | Hanwha Q-CELLS | Q.Peak DUO BLK-G6+ 340 | Solar Panels |  | 0.34 | 15 | 180 | 30 |  | Fixed | Roof
NJSTRE1546230482 |  | Transition Incentive Program | Mystic Islands | 8087 | 18 | 10.08 | Residential | No | Behind the Meter | Net-metered residential rooftop and canopy |  | None | Green Power Energy | AC Electric | Accepted | 2020-11-23 | 2020-11-25 | 2021-11-25 | Enphase Energy | IQ7PLUS-72-2-US (240V) | Inverters | 290 |  | 28 |  |  | 0.975 |  | Outside | next to meter
NJSTRE1546230482 |  | Transition Incentive Program | Mystic Islands | 8087 | 18 | 10.08 | Residential | No | Behind the Meter | Net-metered residential rooftop and canopy |  | None | Green Power Energy | AC Electric | Accepted | 2020-11-23 | 2020-11-25 | 2021-11-25 | LG Electronics | LG360N1C-N5 | Solar Panels |  | 0.36 | 20 | 245 | 30 |  | Fixed | Roof
NJSTRE1546230482 |  | Transition Incentive Program | Mystic Islands | 8087 | 18 | 10.08 | Residential | No | Behind the Meter | Net-metered residential rooftop and canopy |  | None | Green Power Energy | AC Electric | Accepted | 2020-11-23 | 2020-11-25 | 2021-11-25 | LG Electronics | LG360N1C-N5 | Solar Panels |  | 0.36 | 8 | 245 | 40 |  | Fixed | Roof
NJSTRE1546230536 |  | Transition Incentive Program | Franklinville | 8322 | 15 | 19.8 | Residential | No | Behind the Meter | Net-metered residential rooftop and canopy |  | None | Posigen NJ LLC | AC Electric | Accepted | 2020-11-23 | 2020-11-25 | 2021-11-25 | SolarEdge | SE10000H-US | Inverters | 10000 |  | 2 |  |  | 0.99 |  | Outside | within ten feet of meter
NJSTRE1546230536 |  | Transition Incentive Program | Franklinville | 8322 | 15 | 19.8 | Residential | No | Behind the Meter | Net-metered residential rooftop and canopy |  | None | Posigen NJ LLC | AC Electric | Accepted | 2020-11-23 | 2020-11-25 | 2021-11-25 | Silfab | SIL330HL | Solar Panels |  | 0.33 | 60 | 57147237 | 35 |  | Fixed | Roof
NJSTRE1546230819 |  | Transition Incentive Program | Hamilton Township | 8690 | 12 | 14.49 | Residential | Yes | Behind the Meter | Net-metered residential rooftop and canopy |  | None | Sunrun Installation Services, Inc. | PSE&G | Accepted | 2020-11-23 | 2020-11-25 | 2021-11-25 | Enphase Energy | IQ7PLUS-72-x-US (240V) | Inverters | 290 |  | 42 |  |  | 0.96 |  | Outdoor | Rooftop
NJSTRE1546230819 |  | Transition Incentive Program | Hamilton Township | 8690 | 12 | 14.49 | Residential | Yes | Behind the Meter | Net-metered residential rooftop and canopy |  | None | Sunrun Installation Services, Inc. | PSE&G | Accepted | 2020-11-23 | 2020-11-25 | 2021-11-25 | LG Electronics | LG345N1C-V5 | Solar Panels |  | 0.345 | 23 | 262 | 21 |  | Fixed | Roof
NJSTRE1546230819 |  | Transition Incentive Program | Hamilton Township | 8690 | 12 | 14.49 | Residential | Yes | Behind the Meter | Net-metered residential rooftop and canopy |  | None | Sunrun Installation Services, Inc. | PSE&G | Accepted | 2020-11-23 | 2020-11-25 | 2021-11-25 | LG Electronics | LG345N1C-V5 | Solar Panels |  | 0.345 | 19 | 82 | 20 |  | Fixed | Roof
NJSTRE1546231209 |  | Transition Incentive Program | Toms River | 8755 | 18 | 12.03 | Residential | No | Behind the Meter | Net-metered residential rooftop and canopy |  | None | Powerlutions | JCP&L | Accepted | 2020-11-23 | 2020-11-25 | 2021-11-25 | SolarEdge | SE10000H-US | Inverters | 10 |  | 1 |  |  | 0.99 |  | Outdoor | near meter
NJSTRE1546231209 |  | Transition Incentive Program | Toms River | 8755 | 18 | 12.03 | Residential | No | Behind the Meter | Net-metered residential rooftop and canopy |  | None | Powerlutions | JCP&L | Accepted | 2020-11-23 | 2020-11-25 | 2021-11-25 | Trina | TSM-325 DD06M.05 | Solar Panels |  | 0.325 | 4 | 191 | 22 |  | Fixed | Roof
NJSTRE1546231209 |  | Transition Incentive Program | Toms River | 8755 | 18 | 12.03 | Residential | No | Behind the Meter | Net-metered residential rooftop and canopy |  | None | Powerlutions | JCP&L | Accepted | 2020-11-23 | 2020-11-25 | 2021-11-25 | Trina | TSM-325 DD06M.05 | Solar Panels |  | 0.325 | 3 | 191 | 22 |  | Fixed | Roof
NJSTRE1546231209 |  | Transition Incentive Program | Toms River | 8755 | 18 | 12.03 | Residential | No | Behind the Meter | Net-metered residential rooftop and canopy |  | None | Powerlutions | JCP&L | Accepted | 2020-11-23 | 2020-11-25 | 2021-11-25 | Trina | TSM-325 DD06M.05 | Solar Panels |  | 0.325 | 9 | 10 | 23 |  | Fixed | Roof
NJSTRE1546231209 |  | Transition Incentive Program | Toms River | 8755 | 18 | 12.03 | Residential | No | Behind the Meter | Net-metered residential rooftop and canopy |  | None | Powerlutions | JCP&L | Accepted | 2020-11-23 | 2020-11-25 | 2021-11-25 | Trina | TSM-325 DD06M.05 | Solar Panels |  | 0.325 | 2 | 190 | 22 |  | Fixed | Roof
NJSTRE1546231209 |  | Transition Incentive Program | Toms River | 8755 | 18 | 12.03 | Residential | No | Behind the Meter | Net-metered residential rooftop and canopy |  | None | Powerlutions | JCP&L | Accepted | 2020-11-23 | 2020-11-25 | 2021-11-25 | Trina | TSM-325 DD06M.05 | Solar Panels |  | 0.325 | 15 | 191 | 23 |  | Fixed | Roof
NJSTRE1546231209 |  | Transition Incentive Program | Toms River | 8755 | 18 | 12.03 | Residential | No | Behind the Meter | Net-metered residential rooftop and canopy |  | None | Powerlutions | JCP&L | Accepted | 2020-11-23 | 2020-11-25 | 2021-11-25 | trina | TSM-325 DD06M.05 | Solar Panels |  | 0.325 | 4 | 191 | 22 |  | Fixed | Roof
NJSTRE1546231237 |  | Transition Incentive Program | Mahwah | 7430 | 7 | 13.53 | Residential | No | Behind the Meter | Net-metered residential rooftop and canopy |  | None | SunPower Corporation, Systems | Orange Rockland Electric | Accepted | 2020-12-01 | 2020-12-01 | 2021-12-01 | SunPower | SPR-A410-G-AC | Inverters | 349 |  | 33 |  |  | 0.97 |  | Other | under each panel
NJSTRE1546231237 |  | Transition Incentive Program | Mahwah | 7430 | 7 | 13.53 | Residential | No | Behind the Meter | Net-metered residential rooftop and canopy |  | None | SunPower Corporation, Systems | Orange Rockland Electric | Accepted | 2020-12-01 | 2020-12-01 | 2021-12-01 | SunPower | SPR-A410-G-AC | Solar Panels |  | 0.41 | 18 | 187 | 23 |  | Fixed | Roof
NJSTRE1546231237 |  | Transition Incentive Program | Mahwah | 7430 | 7 | 13.53 | Residential | No | Behind the Meter | Net-metered residential rooftop and canopy |  | None | SunPower Corporation, Systems | Orange Rockland Electric | Accepted | 2020-12-01 | 2020-12-01 | 2021-12-01 | SunPower | SPR-A410-G-AC | Solar Panels |  | 0.41 | 13 | 187 | 23 |  | Fixed | Roof
NJSTRE1546231237 |  | Transition Incentive Program | Mahwah | 7430 | 7 | 13.53 | Residential | No | Behind the Meter | Net-metered residential rooftop and canopy |  | None | SunPower Corporation, Systems | Orange Rockland Electric | Accepted | 2020-12-01 | 2020-12-01 | 2021-12-01 | SunPower | SPR-A410-G-AC | Solar Panels |  | 0.41 | 2 | 7 | 23 |  | Fixed | Roof
NJSTRE1546231245 |  | Transition Incentive Program | Long Branch | 7740 | 17 | 7.93 | Residential | Yes | Behind the Meter | Net-metered residential rooftop and canopy |  | None | Sunrun Installation Services, Inc. | JCP&L | Accepted | 2020-11-23 | 2020-11-25 | 2021-11-25 | Enphase Energy | IQ7-60-x-US (240V) | Inverters | 240 |  | 26 |  |  | 0.96 |  | Outdoor | Rooftop
NJSTRE1546231245 |  | Transition Incentive Program | Long Branch | 7740 | 17 | 7.93 | Residential | Yes | Behind the Meter | Net-metered residential rooftop and canopy |  | None | Sunrun Installation Services, Inc. | JCP&L | Accepted | 2020-11-23 | 2020-11-25 | 2021-11-25 | LONGi Green Energy Technology Co Ltd | LR6-60HPB-305M | Solar Panels |  | 0.305 | 4 | 327 | 23 |  | Fixed | Roof
NJSTRE1546231245 |  | Transition Incentive Program | Long Branch | 7740 | 17 | 7.93 | Residential | Yes | Behind the Meter | Net-metered residential rooftop and canopy |  | None | Sunrun Installation Services, Inc. | JCP&L | Accepted | 2020-11-23 | 2020-11-25 | 2021-11-25 | LONGi Green Energy Technology Co Ltd | LR6-60HPB-305M | Solar Panels |  | 0.305 | 22 | 147 | 22 |  | Fixed | Roof
NJSTRE1546231249 |  | Transition Incentive Program | Edison TWP | 8820 | 11 | 8.16 | Residential | Yes | Behind the Meter | Net-metered residential rooftop and canopy |  | None | Tesla Energy Operations Inc. | PSE&G | Accepted | 2020-11-23 | 2020-11-25 | 2021-11-25 | SolarEdge Technologies | SE7600H-US [240V] | Inverters | 7600 |  | 1 |  |  | 0.99 |  | Outside | Outside
NJSTRE1546231249 |  | Transition Incentive Program | Edison TWP | 8820 | 11 | 8.16 | Residential | Yes | Behind the Meter | Net-metered residential rooftop and canopy |  | None | Tesla Energy Operations Inc. | PSE&G | Accepted | 2020-11-23 | 2020-11-25 | 2021-11-25 | Hanwha Q-CELLS | Q.Peak DUO BLK-G6+ 340 | Solar Panels |  | 0.34 | 9 | 178 | 18 |  | Fixed | Roof
NJSTRE1546231249 |  | Transition Incentive Program | Edison TWP | 8820 | 11 | 8.16 | Residential | Yes | Behind the Meter | Net-metered residential rooftop and canopy |  | None | Tesla Energy Operations Inc. | PSE&G | Accepted | 2020-11-23 | 2020-11-25 | 2021-11-25 | Hanwha Q-CELLS | Q.Peak DUO BLK-G6+ 340 | Solar Panels |  | 0.34 | 15 | 177 | 23 |  | Fixed | Roof
NJSTRE1546231252 |  | Transition Incentive Program | Manalapan Township | 7726 | 17 | 81.6 | Commercial | No | Behind the Meter | Net-metered non-residential rooftop and canopy |  | None | Solar Energy Systems, LLC. | JCP&L | Accepted | 2020-11-23 | 2020-11-25 | 2021-11-25 | Yaskawa Solectria | PVI 60TL | Inverters | 60000 |  | 1 |  |  | 0.988 |  | Outdoor | Roof
NJSTRE1546231252 |  | Transition Incentive Program | Manalapan Township | 7726 | 17 | 81.6 | Commercial | No | Behind the Meter | Net-metered non-residential rooftop and canopy |  | None | Solar Energy Systems, LLC. | JCP&L | Accepted | 2020-11-23 | 2020-11-25 | 2021-11-25 | Hanwha Q Cells | Q.Peak Duo L-G8.2 425 | Solar Panels |  | 0.425 | 192 | 164 | 5 |  | Fixed | Roof
NJSTRE1546231268 |  | Transition Incentive Program | Pleasantville | 8232 | 19 | 7.32 | Residential | Yes | Behind the Meter | Net-metered residential rooftop and canopy |  | None | Sunrun Installation Services, Inc. | AC Electric | Accepted | 2020-11-23 | 2020-11-25 | 2021-11-25 | Enphase Energy | IQ7-60-x-US (240V) | Inverters | 240 |  | 24 |  |  | 0.96 |  | Outdoor | Rooftop
NJSTRE1546231268 |  | Transition Incentive Program | Pleasantville | 8232 | 19 | 7.32 | Residential | Yes | Behind the Meter | Net-metered residential rooftop and canopy |  | None | Sunrun Installation Services, Inc. | AC Electric | Accepted | 2020-11-23 | 2020-11-25 | 2021-11-25 | LONGi Green Energy Technology Co Ltd | LR6-60HPB-305M | Solar Panels |  | 0.305 | 24 | 117 | 30 |  | Fixed | Roof
NJSTRE1546231275 |  | Transition Incentive Program | Jersey City | 7306 | 8 | 8.5 | Residential | No | Behind the Meter | Net-metered residential rooftop and canopy |  | None | Maier Solar Engineering dba Solar Me | PSE&G | Accepted | 2020-11-23 | 2020-11-25 | 2021-11-25 | Enhphase | IQ7+ | Inverters | 290 |  | 25 |  |  | 0.96 |  | Outdoor | Next to meter
NJSTRE1546231275 |  | Transition Incentive Program | Jersey City | 7306 | 8 | 8.5 | Residential | No | Behind the Meter | Net-metered residential rooftop and canopy |  | None | Maier Solar Engineering dba Solar Me | PSE&G | Accepted | 2020-11-23 | 2020-11-25 | 2021-11-25 | Hanwha | Q.CELL DUO BLK-G6 340W | Solar Panels |  | 0.34 | 13 | 10 | 30 |  | Fixed | Roof
NJSTRE1546231275 |  | Transition Incentive Program | Jersey City | 7306 | 8 | 8.5 | Residential | No | Behind the Meter | Net-metered residential rooftop and canopy |  | None | Maier Solar Engineering dba Solar Me | PSE&G | Accepted | 2020-11-23 | 2020-11-25 | 2021-11-25 | Hanwha | Q.CELL DUO BLK-G6 340W | Solar Panels |  | 0.34 | 4 | 280 | 30 |  | Fixed | Roof
NJSTRE1546231275 |  | Transition Incentive Program | Jersey City | 7306 | 8 | 8.5 | Residential | No | Behind the Meter | Net-metered residential rooftop and canopy |  | None | Maier Solar Engineering dba Solar Me | PSE&G | Accepted | 2020-11-23 | 2020-11-25 | 2021-11-25 | Hanwha | Q.CELL DUO BLK-G6 340W | Solar Panels |  | 0.34 | 8 | 190 | 30 |  | Fixed | Roof
NJSTRE1546231282 |  | Transition Incentive Program | Pennsauken | 8110 | 14 | 9.28 | Residential | Yes | Behind the Meter | Net-metered residential rooftop and canopy |  | None | Vivint Solar Developer, LLC | PSE&G | Accepted | 2020-11-24 | 2020-11-25 | 2021-11-25 | Solar Edge | SE7600H-US | Inverters | 7600 |  | 1 |  |  | 0.992 |  | Outdoor | Near the Utility Meter
NJSTRE1546231282 |  | Transition Incentive Program | Pennsauken | 8110 | 14 | 9.28 | Residential | Yes | Behind the Meter | Net-metered residential rooftop and canopy |  | None | Vivint Solar Developer, LLC | PSE&G | Accepted | 2020-11-24 | 2020-11-25 | 2021-11-25 | JINKO SOLAR | JKM320M-60HL | Solar Panels |  | 0.32 | 7 | 50 | 17 |  | Fixed | Roof
NJSTRE1546231282 |  | Transition Incentive Program | Pennsauken | 8110 | 14 | 9.28 | Residential | Yes | Behind the Meter | Net-metered residential rooftop and canopy |  | None | Vivint Solar Developer, LLC | PSE&G | Accepted | 2020-11-24 | 2020-11-25 | 2021-11-25 | JINKO SOLAR | JKM320M-60HL | Solar Panels |  | 0.32 | 9 | 50 | 6 |  | Fixed | Roof
NJSTRE1546231282 |  | Transition Incentive Program | Pennsauken | 8110 | 14 | 9.28 | Residential | Yes | Behind the Meter | Net-metered residential rooftop and canopy |  | None | Vivint Solar Developer, LLC | PSE&G | Accepted | 2020-11-24 | 2020-11-25 | 2021-11-25 | JINKO SOLAR | JKM320M-60HL | Solar Panels |  | 0.32 | 13 | 230 | 17 |  | Fixed | Roof
NJSTRE1546231300 |  | Transition Incentive Program | Westville | 8093 | 15 | 10.44 | Residential | Yes | Behind the Meter | Net-metered residential rooftop and canopy |  | None | Sunrun Installation Services, Inc. | PSE&G | Accepted | 2020-11-24 | 2020-11-25 | 2021-11-25 | Enphase Energy | IQ7PLUS-72-x-US (240V) | Inverters | 290 |  | 29 |  |  | 0.96 |  | Outdoor | Rooftop
NJSTRE1546231300 |  | Transition Incentive Program | Westville | 8093 | 15 | 10.44 | Residential | Yes | Behind the Meter | Net-metered residential rooftop and canopy |  | None | Sunrun Installation Services, Inc. | PSE&G | Accepted | 2020-11-24 | 2020-11-25 | 2021-11-25 | LG Electronics | LG360Q1C-A5 | Solar Panels |  | 0.36 | 5 | 42 | 9 |  | Fixed | Roof
NJSTRE1546231300 |  | Transition Incentive Program | Westville | 8093 | 15 | 10.44 | Residential | Yes | Behind the Meter | Net-metered residential rooftop and canopy |  | None | Sunrun Installation Services, Inc. | PSE&G | Accepted | 2020-11-24 | 2020-11-25 | 2021-11-25 | LG Electronics | LG360Q1C-A5 | Solar Panels |  | 0.36 | 9 | 42 | 23 |  | Fixed | Roof
NJSTRE1546231300 |  | Transition Incentive Program | Westville | 8093 | 15 | 10.44 | Residential | Yes | Behind the Meter | Net-metered residential rooftop and canopy |  | None | Sunrun Installation Services, Inc. | PSE&G | Accepted | 2020-11-24 | 2020-11-25 | 2021-11-25 | LG Electronics | LG360Q1C-A5 | Solar Panels |  | 0.36 | 15 | 222 | 23 |  | Fixed | Roof
NJSTRE1546231302 |  | Transition Incentive Program | Camden City | 8105 | 14 | 8.51 | Residential | No | Behind the Meter | Net-metered residential rooftop and canopy |  | None | Palmetto Solar LLC | PSE&G | Accepted | 2020-11-23 | 2020-11-25 | 2021-11-25 | SolarEdge Technologies | SE7600H-US | Meters | 7600 |  | 1 |  |  |  | Yes | Outdoor
NJSTRE1546231302 |  | Transition Incentive Program | Camden City | 8105 | 14 | 8.51 | Residential | No | Behind the Meter | Net-metered residential rooftop and canopy |  | None | Palmetto Solar LLC | PSE&G | Accepted | 2020-11-23 | 2020-11-25 | 2021-11-25 | SolarEdge Technologies | SE7600H-US | Inverters | 7600 |  | 1 |  |  | 0.98 |  | Outside | side of the house
NJSTRE1546231302 |  | Transition Incentive Program | Camden City | 8105 | 14 | 8.51 | Residential | No | Behind the Meter | Net-metered residential rooftop and canopy |  | None | Palmetto Solar LLC | PSE&G | Accepted | 2020-11-23 | 2020-11-25 | 2021-11-25 | Yingli | YL315D-30B | Solar Panels |  | 0.315 | 11 | 150 | 30 |  | Fixed | Roof
NJSTRE1546231302 |  | Transition Incentive Program | Camden City | 8105 | 14 | 8.51 | Residential | No | Behind the Meter | Net-metered residential rooftop and canopy |  | None | Palmetto Solar LLC | PSE&G | Accepted | 2020-11-23 | 2020-11-25 | 2021-11-25 | Yingli | YL315D-30B | Solar Panels |  | 0.315 | 8 | 240 | 12 |  | Fixed | Roof
NJSTRE1546231302 |  | Transition Incentive Program | Camden City | 8105 | 14 | 8.51 | Residential | No | Behind the Meter | Net-metered residential rooftop and canopy |  | None | Palmetto Solar LLC | PSE&G | Accepted | 2020-11-23 | 2020-11-25 | 2021-11-25 | Yingli | YL315D-30B | Solar Panels |  | 0.315 | 8 | 240 | 18 |  | Fixed | Roof
NJSTRE1546231303 |  | Transition Incentive Program | Franklin Township | 8873 | 5 | 17.76 | Residential | No | Behind the Meter | Net-metered residential rooftop and canopy |  | None | Ad Energy | PSE&G | Accepted | 2020-11-23 | 2020-11-25 | 2021-11-25 | Enphase Energy | IQ7XS-96-ACM-US | Inverters | 315 |  | 53 |  |  | 0.975 |  | Outdoor | At each panel
NJSTRE1546231303 |  | Transition Incentive Program | Franklin Township | 8873 | 5 | 17.76 | Residential | No | Behind the Meter | Net-metered residential rooftop and canopy |  | None | Ad Energy | PSE&G | Accepted | 2020-11-23 | 2020-11-25 | 2021-11-25 | SunPower | SPR-X21-335-E-AC | Solar Panels |  | 0.335 | 4 | 284 | 45 |  | Fixed | Roof
NJSTRE1546231303 |  | Transition Incentive Program | Franklin Township | 8873 | 5 | 17.76 | Residential | No | Behind the Meter | Net-metered residential rooftop and canopy |  | None | Ad Energy | PSE&G | Accepted | 2020-11-23 | 2020-11-25 | 2021-11-25 | SunPower | SPR-X21-335-E-AC | Solar Panels |  | 0.335 | 20 | 194 | 38 |  | Fixed | Roof
NJSTRE1546231303 |  | Transition Incentive Program | Franklin Township | 8873 | 5 | 17.76 | Residential | No | Behind the Meter | Net-metered residential rooftop and canopy |  | None | Ad Energy | PSE&G | Accepted | 2020-11-23 | 2020-11-25 | 2021-11-25 | SunPower | SPR-X21-335-E-AC | Solar Panels |  | 0.335 | 4 | 194 | 40 |  | Fixed | Roof
NJSTRE1546231303 |  | Transition Incentive Program | Franklin Township | 8873 | 5 | 17.76 | Residential | No | Behind the Meter | Net-metered residential rooftop and canopy |  | None | Ad Energy | PSE&G | Accepted | 2020-11-23 | 2020-11-25 | 2021-11-25 | SunPower | SPR-X21-335-E-AC | Solar Panels |  | 0.335 | 15 | 14 | 38 |  | Fixed | Roof
NJSTRE1546231303 |  | Transition Incentive Program | Franklin Township | 8873 | 5 | 17.76 | Residential | No | Behind the Meter | Net-metered residential rooftop and canopy |  | None | Ad Energy | PSE&G | Accepted | 2020-11-23 | 2020-11-25 | 2021-11-25 | SunPower | SPR-X21-335-E-AC | Solar Panels |  | 0.335 | 4 | 104 | 45 |  | Fixed | Roof
NJSTRE1546231303 |  | Transition Incentive Program | Franklin Township | 8873 | 5 | 17.76 | Residential | No | Behind the Meter | Net-metered residential rooftop and canopy |  | None | Ad Energy | PSE&G | Accepted | 2020-11-23 | 2020-11-25 | 2021-11-25 | SunPower | SPR-X21-335-E-AC | Solar Panels |  | 0.335 | 3 | 284 | 45 |  | Fixed | Roof
NJSTRE1546231303 |  | Transition Incentive Program | Franklin Township | 8873 | 5 | 17.76 | Residential | No | Behind the Meter | Net-metered residential rooftop and canopy |  | None | Ad Energy | PSE&G | Accepted | 2020-11-23 | 2020-11-25 | 2021-11-25 | SunPower | SPR-X21-335-E-AC | Solar Panels |  | 0.335 | 3 | 104 | 45 |  | Fixed | Roof
NJSTRE1546231319 |  | Transition Incentive Program | Strafford Township | 8092 | 18 | 21.32 | Residential | No | Behind the Meter | Net-metered residential rooftop and canopy |  | None | SunPower Corporation, Systems | AC Electric | Accepted | 2020-11-23 | 2020-11-25 | 2021-11-25 | SunPower | SPR-A410-G-AC | Inverters | 349 |  | 52 |  |  | 0.97 |  | Other | under each panel
NJSTRE1546231319 |  | Transition Incentive Program | Strafford Township | 8092 | 18 | 21.32 | Residential | No | Behind the Meter | Net-metered residential rooftop and canopy |  | None | SunPower Corporation, Systems | AC Electric | Accepted | 2020-11-23 | 2020-11-25 | 2021-11-25 | SunPower | SPR-A410-G-AC | Solar Panels |  | 0.41 | 4 | 136 | 45 |  | Fixed | Roof
NJSTRE1546231319 |  | Transition Incentive Program | Strafford Township | 8092 | 18 | 21.32 | Residential | No | Behind the Meter | Net-metered residential rooftop and canopy |  | None | SunPower Corporation, Systems | AC Electric | Accepted | 2020-11-23 | 2020-11-25 | 2021-11-25 | SunPower | SPR-A410-G-AC | Solar Panels |  | 0.41 | 6 | 136 | 45 |  | Fixed | Roof
NJSTRE1546231319 |  | Transition Incentive Program | Strafford Township | 8092 | 18 | 21.32 | Residential | No | Behind the Meter | Net-metered residential rooftop and canopy |  | None | SunPower Corporation, Systems | AC Electric | Accepted | 2020-11-23 | 2020-11-25 | 2021-11-25 | SunPower | SPR-A410-G-AC | Solar Panels |  | 0.41 | 2 | 136 | 45 |  | Fixed | Roof
NJSTRE1546231319 |  | Transition Incentive Program | Strafford Township | 8092 | 18 | 21.32 | Residential | No | Behind the Meter | Net-metered residential rooftop and canopy |  | None | SunPower Corporation, Systems | AC Electric | Accepted | 2020-11-23 | 2020-11-25 | 2021-11-25 | SunPower | SPR-A410-G-AC | Solar Panels |  | 0.41 | 30 | 226 | 35 |  | Fixed | Roof
NJSTRE1546231319 |  | Transition Incentive Program | Strafford Township | 8092 | 18 | 21.32 | Residential | No | Behind the Meter | Net-metered residential rooftop and canopy |  | None | SunPower Corporation, Systems | AC Electric | Accepted | 2020-11-23 | 2020-11-25 | 2021-11-25 | SunPower | SPR-A410-G-AC | Solar Panels |  | 0.41 | 5 | 226 | 35 |  | Fixed | Roof
NJSTRE1546231319 |  | Transition Incentive Program | Strafford Township | 8092 | 18 | 21.32 | Residential | No | Behind the Meter | Net-metered residential rooftop and canopy |  | None | SunPower Corporation, Systems | AC Electric | Accepted | 2020-11-23 | 2020-11-25 | 2021-11-25 | SunPower | SPR-A410-G-AC | Solar Panels |  | 0.41 | 5 | 136 | 45 |  | Fixed | Roof
NJSTRE1546231322 |  | Transition Incentive Program | Manalapan Township | 7726 | 17 | 81.6 | Commercial | No | Behind the Meter | Net-metered non-residential rooftop and canopy |  | None | Solar Energy Systems, LLC. | JCP&L | Accepted | 2020-11-23 | 2020-11-25 | 2021-11-25 | Yaskawa Solectria | PVI 60TL | Inverters | 60000 |  | 1 |  |  | 0.988 |  | Outdoor | Roof
NJSTRE1546231322 |  | Transition Incentive Program | Manalapan Township | 7726 | 17 | 81.6 | Commercial | No | Behind the Meter | Net-metered non-residential rooftop and canopy |  | None | Solar Energy Systems, LLC. | JCP&L | Accepted | 2020-11-23 | 2020-11-25 | 2021-11-25 | Hanwha Q.Cells | Q.Peak Duo L-G8.2 425 | Solar Panels |  | 0.425 | 192 | 164 | 5 |  | Fixed | Roof
NJSTRE1546231329 |  | Transition Incentive Program | Egg Harbor Township | 8234 | 19 | 6.72 | Residential | Yes | Behind the Meter | Net-metered residential rooftop and canopy |  | ACE | Acos Energy, LLC | AC Electric | Accepted | 2020-11-23 | 2020-11-25 | 2021-11-25 | Enphase | IQ7 | Inverters | 0.24 |  | 21 |  |  | 0.97 |  | Outdoor | Roof
NJSTRE1546231329 |  | Transition Incentive Program | Egg Harbor Township | 8234 | 19 | 6.72 | Residential | Yes | Behind the Meter | Net-metered residential rooftop and canopy |  | ACE | Acos Energy, LLC | AC Electric | Accepted | 2020-11-23 | 2020-11-25 | 2021-11-25 | Trina | TSM-DD06M05II 320 | Solar Panels |  | 0.32 | 21 | 158 | 30 |  | Fixed | Roof
NJSTRE1546231342 |  | Transition Incentive Program | Elizabeth | 7202 | 10 | 5.44 | Residential | Yes | Behind the Meter | Net-metered residential rooftop and canopy |  | None | Trinity Solar | PSE&G | Accepted | 2020-11-23 | 2020-12-04 | 2021-12-04 | Solar edge | SE5000 | Inverters | 5000 |  | 1 |  |  | 0.97 |  | Outside | side of home
NJSTRE1546231342 |  | Transition Incentive Program | Elizabeth | 7202 | 10 | 5.44 | Residential | Yes | Behind the Meter | Net-metered residential rooftop and canopy |  | None | Trinity Solar | PSE&G | Accepted | 2020-11-23 | 2020-12-04 | 2021-12-04 | Hanwha | Q.PEAK DUO BLK-G6 340 | Solar Panels |  | 0.34 | 16 | 195 | 42 |  | Fixed | Roof
NJSTRE1546231343 |  | Transition Incentive Program | Wayne Township | 7470 | 6 | 10.2 | Residential | No | Behind the Meter | Net-metered residential rooftop and canopy |  | None | Green Power Energy | PSE&G | Accepted | 2020-11-23 | 2020-11-25 | 2021-11-25 | SolarEdge | SE10000H-US (240V) | Inverters | 10000 |  | 1 |  |  | 0.97 |  | Outside | next to meter
NJSTRE1546231343 |  | Transition Incentive Program | Wayne Township | 7470 | 6 | 10.2 | Residential | No | Behind the Meter | Net-metered residential rooftop and canopy |  | None | Green Power Energy | PSE&G | Accepted | 2020-11-23 | 2020-11-25 | 2021-11-25 | LG Electronics | LG340N1K-L5 | Solar Panels |  | 0.34 | 19 | 161 | 20 |  | Fixed | Roof
NJSTRE1546231343 |  | Transition Incentive Program | Wayne Township | 7470 | 6 | 10.2 | Residential | No | Behind the Meter | Net-metered residential rooftop and canopy |  | None | Green Power Energy | PSE&G | Accepted | 2020-11-23 | 2020-11-25 | 2021-11-25 | LG Electronics | LG340N1K-L5 | Solar Panels |  | 0.34 | 11 | 337 | 20 |  | Fixed | Roof
NJSTRE1546231358 |  | Transition Incentive Program | Swainton | 8210 | 21 | 10.24 | Residential | No | Behind the Meter | Net-metered residential rooftop and canopy |  | None | New Jersey Clean Energy Solutions | AC Electric | Accepted | 2020-11-23 | 2020-11-25 | 2021-11-25 | Landis + Gyr | Hialeah | Meters |  |  | 1 |  |  |  | Yes | Outdoor
NJSTRE1546231358 |  | Transition Incentive Program | Swainton | 8210 | 21 | 10.24 | Residential | No | Behind the Meter | Net-metered residential rooftop and canopy |  | None | New Jersey Clean Energy Solutions | AC Electric | Accepted | 2020-11-23 | 2020-11-25 | 2021-11-25 | ENPAHSE | IQ7 | Inverters | 240 |  | 32 |  |  | 0.97 |  | Outdoor | Roof
NJSTRE1546231358 |  | Transition Incentive Program | Swainton | 8210 | 21 | 10.24 | Residential | No | Behind the Meter | Net-metered residential rooftop and canopy |  | None | New Jersey Clean Energy Solutions | AC Electric | Accepted | 2020-11-23 | 2020-11-25 | 2021-11-25 | Trina | TSM-320-DD06M.05 (II) | Solar Panels |  | 0.32 | 11 | 122 | 32 |  | Fixed | Roof
NJSTRE1546231358 |  | Transition Incentive Program | Swainton | 8210 | 21 | 10.24 | Residential | No | Behind the Meter | Net-metered residential rooftop and canopy |  | None | New Jersey Clean Energy Solutions | AC Electric | Accepted | 2020-11-23 | 2020-11-25 | 2021-11-25 | Trina | TSM-320-DD06M.05 (II) | Solar Panels |  | 0.32 | 10 | 212 | 45 |  | Fixed | Roof
NJSTRE1546231358 |  | Transition Incentive Program | Swainton | 8210 | 21 | 10.24 | Residential | No | Behind the Meter | Net-metered residential rooftop and canopy |  | None | New Jersey Clean Energy Solutions | AC Electric | Accepted | 2020-11-23 | 2020-11-25 | 2021-11-25 | Trina | TSM-320-DD06M.05 (II) | Solar Panels |  | 0.32 | 11 | 122 | 32 |  | Fixed | Roof
NJSTRE1546231382 |  | Transition Incentive Program | Somerset | 8873 | 5 | 6.7 | Residential | Yes | Behind the Meter | Net-metered residential rooftop and canopy |  | None | Vision Solar LLC | PSE&G | Accepted | 2020-11-23 | 2020-11-25 | 2021-11-25 | ENPHASE | IQ7-60-2-US | Inverters | 0.24 |  | 20 |  |  | 0.96 |  | Other | BEHIND EACH PANEL
NJSTRE1546231382 |  | Transition Incentive Program | Somerset | 8873 | 5 | 6.7 | Residential | Yes | Behind the Meter | Net-metered residential rooftop and canopy |  | None | Vision Solar LLC | PSE&G | Accepted | 2020-11-23 | 2020-11-25 | 2021-11-25 | HANWHA Q-CELLS | Q.PEAK DUO BLK-G6+ 335 | Solar Panels |  | 0.335 | 14 | 97 | 21 |  | Fixed | Roof
NJSTRE1546231382 |  | Transition Incentive Program | Somerset | 8873 | 5 | 6.7 | Residential | Yes | Behind the Meter | Net-metered residential rooftop and canopy |  | None | Vision Solar LLC | PSE&G | Accepted | 2020-11-23 | 2020-11-25 | 2021-11-25 | HANWHA Q-CELLS | Q.PEAK DUO BLK-G6+ 335 | Solar Panels |  | 0.335 | 6 | 98 | 22 |  | Fixed | Roof
NJSTRE1546231386 |  | Transition Incentive Program | Jersey City | 7305 | 8 | 7.48 | Residential | No | Behind the Meter | Net-metered residential rooftop and canopy |  | None | Trinity Solar | PSE&G | Accepted | 2020-11-23 | 2020-11-25 | 2021-11-25 | Solar Edge | SE6000H-US000BNC4 | Inverters | 6000 |  | 1 |  |  | 0.97 |  | Outdoor | side of home
NJSTRE1546231386 |  | Transition Incentive Program | Jersey City | 7305 | 8 | 7.48 | Residential | No | Behind the Meter | Net-metered residential rooftop and canopy |  | None | Trinity Solar | PSE&G | Accepted | 2020-11-23 | 2020-11-25 | 2021-11-25 | HANWHA | Q.PEAK DUO BLK-G6 340 | Solar Panels |  | 0.34 | 22 | 221 | 3 |  | Fixed | Roof
NJSTRE1546231396 |  | Transition Incentive Program | Hewitt | 7421 | 6 | 12.24 | Residential | Yes | Behind the Meter | Net-metered residential rooftop and canopy |  | None | Tesla Energy Operations Inc. | Orange Rockland Electric | Accepted | 2020-11-23 | 2020-11-25 | 2021-11-25 | Tesla | AC Powerwall 2.0 | Electric Storage Battery |  |  | 2 |  |  |  | Lithium Ion |  | Inside
NJSTRE1546231396 |  | Transition Incentive Program | Hewitt | 7421 | 6 | 12.24 | Residential | Yes | Behind the Meter | Net-metered residential rooftop and canopy |  | None | Tesla Energy Operations Inc. | Orange Rockland Electric | Accepted | 2020-11-23 | 2020-11-25 | 2021-11-25 | SolarEdge Technologies | SE10000H-US [240V] | Inverters | 10000 |  | 1 |  |  | 0.99 |  | Outside | Outside
NJSTRE1546231396 |  | Transition Incentive Program | Hewitt | 7421 | 6 | 12.24 | Residential | Yes | Behind the Meter | Net-metered residential rooftop and canopy |  | None | Tesla Energy Operations Inc. | Orange Rockland Electric | Accepted | 2020-11-23 | 2020-11-25 | 2021-11-25 | Hanwha Q-CELLS | Q.Peak DUO BLK-G6+ 340 | Solar Panels |  | 0.34 | 8 | 76 | 23 |  | Fixed | Roof
NJSTRE1546231396 |  | Transition Incentive Program | Hewitt | 7421 | 6 | 12.24 | Residential | Yes | Behind the Meter | Net-metered residential rooftop and canopy |  | None | Tesla Energy Operations Inc. | Orange Rockland Electric | Accepted | 2020-11-23 | 2020-11-25 | 2021-11-25 | Hanwha Q-CELLS | Q.Peak DUO BLK-G6+ 340 | Solar Panels |  | 0.34 | 14 | 256 | 23 |  | Fixed | Roof
NJSTRE1546231396 |  | Transition Incentive Program | Hewitt | 7421 | 6 | 12.24 | Residential | Yes | Behind the Meter | Net-metered residential rooftop and canopy |  | None | Tesla Energy Operations Inc. | Orange Rockland Electric | Accepted | 2020-11-23 | 2020-11-25 | 2021-11-25 | Hanwha Q-CELLS | Q.Peak DUO BLK-G6+ 340 | Solar Panels |  | 0.34 | 14 | 256 | 23 |  | Fixed | Roof
NJSTRE1546231407 |  | Transition Incentive Program | Morristown | 7960 | 3 | 3899.34 | Commercial | Yes | Behind the Meter | Net-metered non-residential rooftop and canopy |  | None | Brightcore Energy, LLC | JCP&L | Accepted | 2020-11-23 | 2020-12-01 | 2021-12-01 | Elkor | WattsOn Mark II | Meters |  |  | 2 |  |  |  | Yes | Outdoor
NJSTRE1546231407 |  | Transition Incentive Program | Morristown | 7960 | 3 | 3899.34 | Commercial | Yes | Behind the Meter | Net-metered non-residential rooftop and canopy |  | None | Brightcore Energy, LLC | JCP&L | Accepted | 2020-11-23 | 2020-12-01 | 2021-12-01 | Canadian Solar | CSI-100K-T480GL02-U/CSI-75K-T480GL02-U/CSI-60KTL:-GS-B/ | Inverters | 3085000 |  | 37 |  |  | 0.98 |  | Outdoor | Carport columns
NJSTRE1546231407 |  | Transition Incentive Program | Morristown | 7960 | 3 | 3899.34 | Commercial | Yes | Behind the Meter | Net-metered non-residential rooftop and canopy |  | None | Brightcore Energy, LLC | JCP&L | Accepted | 2020-11-23 | 2020-12-01 | 2021-12-01 | Canadian Solar | CS3W415W-HiKu | Solar Panels |  | 0.415 | 9396 | 157 | 5 |  | Fixed | Parking Lot
NJSTRE1546231409 |  | Transition Incentive Program | Manchester | 8759 | 18 | 164.22 | Commercial | No | Behind the Meter | Net-metered non-residential rooftop and canopy |  | None | Eznergy | JCP&L | Accepted | 2020-11-23 | 2020-12-01 | 2021-12-01 | Solaredge | SE50K | Inverters | 50000 |  | 5 |  |  | 0.98 |  | Outdoor | Side of building near meter
NJSTRE1546231409 |  | Transition Incentive Program | Manchester | 8759 | 18 | 164.22 | Commercial | No | Behind the Meter | Net-metered non-residential rooftop and canopy |  | None | Eznergy | JCP&L | Accepted | 2020-11-23 | 2020-12-01 | 2021-12-01 | Hanwha | Hanwha Q Cell 420 | Solar Panels |  | 0.42 | 140 | 137 | 22 |  | Fixed | Roof
NJSTRE1546231409 |  | Transition Incentive Program | Manchester | 8759 | 18 | 164.22 | Commercial | No | Behind the Meter | Net-metered non-residential rooftop and canopy |  | None | Eznergy | JCP&L | Accepted | 2020-11-23 | 2020-12-01 | 2021-12-01 | Hanwha | Hanwha Q Cell 420 | Solar Panels |  | 0.42 | 111 | 137 | 0 |  | Fixed | Roof
NJSTRE1546231409 |  | Transition Incentive Program | Manchester | 8759 | 18 | 164.22 | Commercial | No | Behind the Meter | Net-metered non-residential rooftop and canopy |  | None | Eznergy | JCP&L | Accepted | 2020-11-23 | 2020-12-01 | 2021-12-01 | Hanwha | Hanwha Q Cell | Solar Panels |  | 0.42 | 140 | 317 | 22 |  | Fixed | Roof
NJSTRE1546231416 |  | Transition Incentive Program | Lawrenceville | 8649 |  | 49.6 | Commercial | No | Behind the Meter | Net-metered non-residential rooftop and canopy |  | None | Alien Fuel, Inc. | PSE&G | Accepted | 2020-11-24 | 2020-11-30 | 2021-11-30 | BYRAM LABS | A3TL | Meters |  |  | 1 |  |  |  | Yes | Indoor
NJSTRE1546231416 |  | Transition Incentive Program | Lawrenceville | 8649 |  | 49.6 | Commercial | No | Behind the Meter | Net-metered non-residential rooftop and canopy |  | None | Alien Fuel, Inc. | PSE&G | Accepted | 2020-11-24 | 2020-11-30 | 2021-11-30 | SOLAREDGE | SE11400H | Inverters | 11400 |  | 4 |  |  | 0.99 |  | Indoor | IN MECHANICAL ROOM
NJSTRE1546231416 |  | Transition Incentive Program | Lawrenceville | 8649 |  | 49.6 | Commercial | No | Behind the Meter | Net-metered non-residential rooftop and canopy |  | None | Alien Fuel, Inc. | PSE&G | Accepted | 2020-11-24 | 2020-11-30 | 2021-11-30 | AXITEC | AC400MH/144S | Solar Panels |  | 0.4 | 124 | 140 | 14 |  | Fixed | Roof
NJSTRE1546231447 |  | Transition Incentive Program | Manchester | 8759 | 18 | 35.28 | Commercial | No | Behind the Meter | Net-metered non-residential rooftop and canopy |  | None | Eznergy | JCP&L | Accepted | 2020-11-23 | 2020-11-30 | 2021-11-30 | Solaredge | Solaredge 50k | Inverters | 50000 |  | 1 |  |  | 0.98 |  | Outdoor | Side of building near meter
NJSTRE1546231447 |  | Transition Incentive Program | Manchester | 8759 | 18 | 35.28 | Commercial | No | Behind the Meter | Net-metered non-residential rooftop and canopy |  | None | Eznergy | JCP&L | Accepted | 2020-11-23 | 2020-11-30 | 2021-11-30 | Hanwha | Hanwha Q Cells 420 | Solar Panels |  | 0.42 | 19 | 242 | 22 |  | Fixed | Roof
NJSTRE1546231447 |  | Transition Incentive Program | Manchester | 8759 | 18 | 35.28 | Commercial | No | Behind the Meter | Net-metered non-residential rooftop and canopy |  | None | Eznergy | JCP&L | Accepted | 2020-11-23 | 2020-11-30 | 2021-11-30 | Hanwha | Hanwha Q Cell 420 | Solar Panels |  | 0.42 | 47 | 242 | 0 |  | Fixed | Roof
NJSTRE1546231447 |  | Transition Incentive Program | Manchester | 8759 | 18 | 35.28 | Commercial | No | Behind the Meter | Net-metered non-residential rooftop and canopy |  | None | Eznergy | JCP&L | Accepted | 2020-11-23 | 2020-11-30 | 2021-11-30 | Hanwha | Hanwha Q Cell 420 | Solar Panels |  | 0.42 | 18 | 242 | 22 |  | Fixed | Roof
NJSTRE1546231466 |  | Transition Incentive Program | Clayton | 8312 | 15 | 4.36 | Residential | Yes | Behind the Meter | Net-metered residential rooftop and canopy |  | None | Vision Solar LLC | AC Electric | Accepted | 2020-11-23 | 2020-11-25 | 2021-11-25 | ENPHASE | IQ7-60-2-US | Inverters | 0.24 |  | 13 |  |  | 0.96 |  | Other | BEHIND EACH PANEL
NJSTRE1546231466 |  | Transition Incentive Program | Clayton | 8312 | 15 | 4.36 | Residential | Yes | Behind the Meter | Net-metered residential rooftop and canopy |  | None | Vision Solar LLC | AC Electric | Accepted | 2020-11-23 | 2020-11-25 | 2021-11-25 | HANWHA Q-CELLS | Q.PEAK DUO BLK-G6+ 335 | Solar Panels |  | 0.335 | 13 | 25 | 131 |  | Fixed | Roof
NJSTRE1546231579 |  | Transition Incentive Program | Lake Hiawatha | 7034 | 3 | 10.24 | Residential | Yes | Behind the Meter | Net-metered residential rooftop and canopy |  | None | Vivint Solar Developer, LLC | JCP&L | Accepted | 2020-11-24 | 2020-11-25 | 2021-11-25 | Solar Edge | SE7600H-US | Inverters | 7600 |  | 1 |  |  | 0.992 |  | Outdoor | Near the Utility Meter
NJSTRE1546231579 |  | Transition Incentive Program | Lake Hiawatha | 7034 | 3 | 10.24 | Residential | Yes | Behind the Meter | Net-metered residential rooftop and canopy |  | None | Vivint Solar Developer, LLC | JCP&L | Accepted | 2020-11-24 | 2020-11-25 | 2021-11-25 | JINKO SOLAR | JKM320M-60HBL | Solar Panels |  | 0.32 | 26 | 117 | 22 |  | Fixed | Roof
NJSTRE1546231579 |  | Transition Incentive Program | Lake Hiawatha | 7034 | 3 | 10.24 | Residential | Yes | Behind the Meter | Net-metered residential rooftop and canopy |  | None | Vivint Solar Developer, LLC | JCP&L | Accepted | 2020-11-24 | 2020-11-25 | 2021-11-25 | JINKO SOLAR | JKM320M-60HBL | Solar Panels |  | 0.32 | 6 | 117 | 15 |  | Fixed | Roof
NJSTRE1546231601 |  | Transition Incentive Program | Bordentown | 8505 | 13 | 3.58 | Residential | No | Behind the Meter | Net-metered residential rooftop and canopy |  | None | Kopp Electric Company | PSE&G | Accepted | 2020-11-23 | 2020-11-25 | 2021-11-25 | Solar Edge | SE3000H-US | Inverters | 3000 |  | 1 |  |  | 0.975 |  | Outdoor | 0.975
NJSTRE1546231601 |  | Transition Incentive Program | Bordentown | 8505 | 13 | 3.58 | Residential | No | Behind the Meter | Net-metered residential rooftop and canopy |  | None | Kopp Electric Company | PSE&G | Accepted | 2020-11-23 | 2020-11-25 | 2021-11-25 | CertainTeed | CT325HC11-04 | Solar Panels |  | 0.325 | 11 | 260 | 25 |  | Fixed | Roof
NJSTRE1546231607 |  | Transition Incentive Program | Deptford Township | 8096 | 15 | 6.37 | Residential | No | Behind the Meter | Net-metered residential rooftop and canopy |  | None | Vision Solar LLC | PSE&G | Accepted | 2020-11-23 | 2020-11-25 | 2021-11-25 | ENPHASE | IQ7-60-2-US | Inverters | 0.24 |  | 19 |  |  | 0.96 |  | Other | BEHIND EACH PANEL
NJSTRE1546231607 |  | Transition Incentive Program | Deptford Township | 8096 | 15 | 6.37 | Residential | No | Behind the Meter | Net-metered residential rooftop and canopy |  | None | Vision Solar LLC | PSE&G | Accepted | 2020-11-23 | 2020-11-25 | 2021-11-25 | HANWHA Q-CELLS | Q.PEAK DUO BLK-G6+ 335 | Solar Panels |  | 0.335 | 4 | 136 | 20 |  | Fixed | Roof
NJSTRE1546231607 |  | Transition Incentive Program | Deptford Township | 8096 | 15 | 6.37 | Residential | No | Behind the Meter | Net-metered residential rooftop and canopy |  | None | Vision Solar LLC | PSE&G | Accepted | 2020-11-23 | 2020-11-25 | 2021-11-25 | HANWHA Q-CELLS | Q.PEAK DUO BLK-G6+ 335 | Solar Panels |  | 0.335 | 15 | 316 | 20 |  | Fixed | Roof
NJSTRE1546231619 |  | Transition Incentive Program | Pleasantville | 8232 | 19 | 7.52 | Residential | Yes | Behind the Meter | Net-metered residential rooftop and canopy |  | None | Castle Energy, LLC | AC Electric | Accepted | 2020-11-23 | 2020-11-25 | 2021-11-25 | SunPower | SPR-E20-327-E-AC | Inverters | 320 |  | 23 |  |  | 0.967 |  | Outdoor | on the rooftop under each solar panel
NJSTRE1546231619 |  | Transition Incentive Program | Pleasantville | 8232 | 19 | 7.52 | Residential | Yes | Behind the Meter | Net-metered residential rooftop and canopy |  | None | Castle Energy, LLC | AC Electric | Accepted | 2020-11-23 | 2020-11-25 | 2021-11-25 | SunPower | SPR-E20-327-E-AC | Solar Panels |  | 0.327 | 21 | 205 | 20 |  | Fixed | Roof
NJSTRE1546231619 |  | Transition Incentive Program | Pleasantville | 8232 | 19 | 7.52 | Residential | Yes | Behind the Meter | Net-metered residential rooftop and canopy |  | None | Castle Energy, LLC | AC Electric | Accepted | 2020-11-23 | 2020-11-25 | 2021-11-25 | SunPower | SPR-E20-327-E-AC | Solar Panels |  | 0.327 | 2 | 115 | 22 |  | Fixed | Roof
NJSTRE1546231628 |  | Transition Incentive Program | Manalapan Township | 7726 | 17 | 77.35 | Commercial | No | Behind the Meter | Net-metered non-residential rooftop and canopy |  | None | Solar Energy Systems, LLC. | JCP&L | Accepted | 2020-11-23 | 2020-11-25 | 2021-11-25 | Yaskawa Solectria | PVI 60Tl | Inverters | 60000 |  | 1 |  |  | 0.988 |  | Outside | Roof
NJSTRE1546231628 |  | Transition Incentive Program | Manalapan Township | 7726 | 17 | 77.35 | Commercial | No | Behind the Meter | Net-metered non-residential rooftop and canopy |  | None | Solar Energy Systems, LLC. | JCP&L | Accepted | 2020-11-23 | 2020-11-25 | 2021-11-25 | Hanwha Q.Cells | Q.Peak Duo L-G8.2 | Solar Panels |  | 0.425 | 182 | 164 | 5 |  | Fixed | Roof
NJSTRE1546231632 |  | Transition Incentive Program | Medford | 8055 | 13 | 8.96 | Residential | Yes | Behind the Meter | Net-metered residential rooftop and canopy |  | None | Vivint Solar Developer, LLC | PSE&G | Accepted | 2020-11-24 | 2020-11-25 | 2021-11-25 | Solar Edge | SE7600H-US | Inverters | 7600 |  | 1 |  |  | 0.992 |  | Outdoor | Near the Utility Meter
NJSTRE1546231632 |  | Transition Incentive Program | Medford | 8055 | 13 | 8.96 | Residential | Yes | Behind the Meter | Net-metered residential rooftop and canopy |  | None | Vivint Solar Developer, LLC | PSE&G | Accepted | 2020-11-24 | 2020-11-25 | 2021-11-25 | JINKO SOLAR | JKM320M-60HBL | Solar Panels |  | 0.32 | 6 | 346 | 6 |  | Fixed | Roof
NJSTRE1546231632 |  | Transition Incentive Program | Medford | 8055 | 13 | 8.96 | Residential | Yes | Behind the Meter | Net-metered residential rooftop and canopy |  | None | Vivint Solar Developer, LLC | PSE&G | Accepted | 2020-11-24 | 2020-11-25 | 2021-11-25 | JINKO SOLAR | JKM320M-60HBL | Solar Panels |  | 0.32 | 10 | 346 | 28 |  | Fixed | Roof
NJSTRE1546231632 |  | Transition Incentive Program | Medford | 8055 | 13 | 8.96 | Residential | Yes | Behind the Meter | Net-metered residential rooftop and canopy |  | None | Vivint Solar Developer, LLC | PSE&G | Accepted | 2020-11-24 | 2020-11-25 | 2021-11-25 | JINKO SOLAR | JKM320M-60HBL | Solar Panels |  | 0.32 | 12 | 166 | 28 |  | Fixed | Roof
NJSTRE1546232027 |  | Transition Incentive Program | Pedricktown | 8067 | 16 | 13 | Residential | Yes | Behind the Meter | Net-metered residential rooftop and canopy |  | None | RCL Enterprises Inc. | AC Electric | Accepted | 2020-11-23 | 2020-11-25 | 2021-11-25 | enphase | iq7 | Inverters | 240 |  | 40 |  |  | 0.96 |  | Outdoor | under panels
NJSTRE1546232027 |  | Transition Incentive Program | Pedricktown | 8067 | 16 | 13 | Residential | Yes | Behind the Meter | Net-metered residential rooftop and canopy |  | None | RCL Enterprises Inc. | AC Electric | Accepted | 2020-11-23 | 2020-11-25 | 2021-11-25 | Trina Solar | TSM-325DD06M | Solar Panels |  | 0.325 | 40 | 218 | 18 |  | Double Axis | Roof
NJSTRE1546232151 |  | Transition Incentive Program | West Windsor TWP | 8550 | 12 | 12.24 | Residential | No | Behind the Meter | Net-metered residential rooftop and canopy |  | None | Tesla Energy Operations Inc. | PSE&G | Accepted | 2020-11-23 | 2020-11-25 | 2021-11-25 | SolarEdge Technologies | SE10000H-US [240V] | Inverters | 10000 |  | 1 |  |  | 0.99 |  | Outside | Outside
NJSTRE1546232151 |  | Transition Incentive Program | West Windsor TWP | 8550 | 12 | 12.24 | Residential | No | Behind the Meter | Net-metered residential rooftop and canopy |  | None | Tesla Energy Operations Inc. | PSE&G | Accepted | 2020-11-23 | 2020-11-25 | 2021-11-25 | Hanwha Q-CELLS | Q.Peak DUO BLK-G6+ 340 | Solar Panels |  | 0.34 | 4 | 124 | 35 |  | Fixed | Roof
NJSTRE1546232151 |  | Transition Incentive Program | West Windsor TWP | 8550 | 12 | 12.24 | Residential | No | Behind the Meter | Net-metered residential rooftop and canopy |  | None | Tesla Energy Operations Inc. | PSE&G | Accepted | 2020-11-23 | 2020-11-25 | 2021-11-25 | Hanwha Q-CELLS | Q.Peak DUO BLK-G6+ 340 | Solar Panels |  | 0.34 | 10 | 304 | 35 |  | Fixed | Roof
NJSTRE1546232151 |  | Transition Incentive Program | West Windsor TWP | 8550 | 12 | 12.24 | Residential | No | Behind the Meter | Net-metered residential rooftop and canopy |  | None | Tesla Energy Operations Inc. | PSE&G | Accepted | 2020-11-23 | 2020-11-25 | 2021-11-25 | Hanwha Q-CELLS | Q.Peak DUO BLK-G6+ 340 | Solar Panels |  | 0.34 | 6 | 214 | 45 |  | Fixed | Roof
NJSTRE1546232151 |  | Transition Incentive Program | West Windsor TWP | 8550 | 12 | 12.24 | Residential | No | Behind the Meter | Net-metered residential rooftop and canopy |  | None | Tesla Energy Operations Inc. | PSE&G | Accepted | 2020-11-23 | 2020-11-25 | 2021-11-25 | Hanwha Q-CELLS | Q.Peak DUO BLK-G6+ 340 | Solar Panels |  | 0.34 | 16 | 124 | 35 |  | Fixed | Roof
NJSTRE1546232344 |  | Transition Incentive Program | Bordentown | 8620 | 12 | 5.85 | Residential | No | Behind the Meter | Net-metered residential rooftop and canopy |  | None | Kopp Electric Company | PSE&G | Accepted | 2020-11-23 | 2020-11-25 | 2021-11-25 | Solar Edge | SE5000H-US | Inverters | 5000 |  | 1 |  |  | 0.975 |  | Outdoor | Next to meter
NJSTRE1546232344 |  | Transition Incentive Program | Bordentown | 8620 | 12 | 5.85 | Residential | No | Behind the Meter | Net-metered residential rooftop and canopy |  | None | Kopp Electric Company | PSE&G | Accepted | 2020-11-23 | 2020-11-25 | 2021-11-25 | CertainTeed | CT325HC11-04 | Solar Panels |  | 0.325 | 12 | 180 | 25 |  | Fixed | Roof
NJSTRE1546232344 |  | Transition Incentive Program | Bordentown | 8620 | 12 | 5.85 | Residential | No | Behind the Meter | Net-metered residential rooftop and canopy |  | None | Kopp Electric Company | PSE&G | Accepted | 2020-11-23 | 2020-11-25 | 2021-11-25 | CertainTeed | CT325HC11-04 | Solar Panels |  | 0.325 | 6 | 90 | 25 |  | Fixed | Roof
NJSTRE1546232600 |  | Transition Incentive Program | Bloomfield | 7003 | 9 | 3.25 | Residential | Yes | Behind the Meter | Net-metered residential rooftop and canopy |  | None | Vivint Solar Developer, LLC | PSE&G | Accepted | 2020-11-24 | 2020-11-25 | 2021-11-25 | Solar Edge | SE3800H-US | Inverters | 3800 |  | 1 |  |  | 0.992 |  | Outdoor | Near the Utility Meter
NJSTRE1546232600 |  | Transition Incentive Program | Bloomfield | 7003 | 9 | 3.25 | Residential | Yes | Behind the Meter | Net-metered residential rooftop and canopy |  | None | Vivint Solar Developer, LLC | PSE&G | Accepted | 2020-11-24 | 2020-11-25 | 2021-11-25 | JINKO SOLAR | JKM325M-60HBL | Solar Panels |  | 0.325 | 6 | 208 | 32 |  | Fixed | Roof
NJSTRE1546232600 |  | Transition Incentive Program | Bloomfield | 7003 | 9 | 3.25 | Residential | Yes | Behind the Meter | Net-metered residential rooftop and canopy |  | None | Vivint Solar Developer, LLC | PSE&G | Accepted | 2020-11-24 | 2020-11-25 | 2021-11-25 | JINKO SOLAR | JKM325M-60HBL | Solar Panels |  | 0.325 | 4 | 118 | 45 |  | Fixed | Roof
NJSTRE1546233056 |  | Transition Incentive Program | Willingboro | 8046 | 13 | 7.85 | Residential | Yes | Behind the Meter | Net-metered residential rooftop and canopy |  | None | Castle Energy, LLC | PSE&G | Accepted | 2020-11-23 | 2020-11-25 | 2021-11-25 | SunPower | SPR-E20-327-E-AC | Inverters | 320 |  | 24 |  |  | 0.975 |  | Outdoor | on the rooftop under each solar module
NJSTRE1546233056 |  | Transition Incentive Program | Willingboro | 8046 | 13 | 7.85 | Residential | Yes | Behind the Meter | Net-metered residential rooftop and canopy |  | None | Castle Energy, LLC | PSE&G | Accepted | 2020-11-23 | 2020-11-25 | 2021-11-25 | SunPower | SPR-E20-327-E-AC | Solar Panels |  | 0.327 | 6 | 35 | 18 |  | Fixed | Roof
NJSTRE1546233056 |  | Transition Incentive Program | Willingboro | 8046 | 13 | 7.85 | Residential | Yes | Behind the Meter | Net-metered residential rooftop and canopy |  | None | Castle Energy, LLC | PSE&G | Accepted | 2020-11-23 | 2020-11-25 | 2021-11-25 | SunPower | SPR-E20-327-E-AC | Solar Panels |  | 0.327 | 18 | 125 | 20 |  | Fixed | Roof
NJSTRE1546235931 |  | Transition Incentive Program | Little Ferry | 7643 | 7 | 3.84 | Residential | Yes | Behind the Meter | Net-metered residential rooftop and canopy |  | None | Vivint Solar Developer, LLC | PSE&G | Accepted | 2020-11-24 | 2020-11-30 | 2021-11-30 | Solar Edge | SE3800H-US | Inverters | 3800 |  | 1 |  |  | 0.992 |  | Outdoor | Near the Utility Meter
NJSTRE1546235931 |  | Transition Incentive Program | Little Ferry | 7643 | 7 | 3.84 | Residential | Yes | Behind the Meter | Net-metered residential rooftop and canopy |  | None | Vivint Solar Developer, LLC | PSE&G | Accepted | 2020-11-24 | 2020-11-30 | 2021-11-30 | JINKO SOLAR | JKM320M-60HBL | Solar Panels |  | 0.32 | 12 | 228 | 25 |  | Fixed | Roof
NJSTRE1546238466 |  | Transition Incentive Program | Roselle Park | 7204 | 10 | 8.37 | Residential | Yes | Behind the Meter | Net-metered residential rooftop and canopy |  | None | Bright Planet Solar | PSE&G | Accepted | 2020-11-23 | 2020-12-01 | 2021-12-01 | SOLAR EDGE | SE7600H-USRGM | Inverters | 7600 |  | 1 |  |  | 0.98 |  | Outside | OUTSIDE
NJSTRE1546238466 |  | Transition Incentive Program | Roselle Park | 7204 | 10 | 8.37 | Residential | Yes | Behind the Meter | Net-metered residential rooftop and canopy |  | None | Bright Planet Solar | PSE&G | Accepted | 2020-11-23 | 2020-12-01 | 2021-12-01 | HANWHA Q-CELLS | Q.PEAK DUO BLK-G5 310W | Solar Panels |  | 0.31 | 3 | 80 | 36 |  | Fixed | Roof
NJSTRE1546238466 |  | Transition Incentive Program | Roselle Park | 7204 | 10 | 8.37 | Residential | Yes | Behind the Meter | Net-metered residential rooftop and canopy |  | None | Bright Planet Solar | PSE&G | Accepted | 2020-11-23 | 2020-12-01 | 2021-12-01 | HANWHA Q-CELLS | Q.PEAK DUO BLK-G5 310W | Solar Panels |  | 0.31 | 4 | 350 | 30 |  | Fixed | Roof
NJSTRE1546238466 |  | Transition Incentive Program | Roselle Park | 7204 | 10 | 8.37 | Residential | Yes | Behind the Meter | Net-metered residential rooftop and canopy |  | None | Bright Planet Solar | PSE&G | Accepted | 2020-11-23 | 2020-12-01 | 2021-12-01 | HANWHA Q-CELLS | Q.PEAK DUO BLK-G5 310W | Solar Panels |  | 0.31 | 11 | 350 | 30 |  | Fixed | Roof
NJSTRE1546238466 |  | Transition Incentive Program | Roselle Park | 7204 | 10 | 8.37 | Residential | Yes | Behind the Meter | Net-metered residential rooftop and canopy |  | None | Bright Planet Solar | PSE&G | Accepted | 2020-11-23 | 2020-12-01 | 2021-12-01 | HANWHA Q-CELLS | Q.PEAK DUO BLK-G5 310W | Solar Panels |  | 0.31 | 9 | 170 | 30 |  | Fixed | Roof
NJSTRE1546239591 |  | Transition Incentive Program | Brick | 8724 | 18 | 9.92 | Residential | Yes | Behind the Meter | Net-metered residential rooftop and canopy |  | None | Bright Planet Solar | JCP&L | Accepted | 2020-11-23 | 2020-12-01 | 2021-12-01 | SOLAR EDGE | SE10000H-USRGM | Inverters | 10000 |  | 1 |  |  | 0.98 |  | Outdoor | OUTSIDE
NJSTRE1546239591 |  | Transition Incentive Program | Brick | 8724 | 18 | 9.92 | Residential | Yes | Behind the Meter | Net-metered residential rooftop and canopy |  | None | Bright Planet Solar | JCP&L | Accepted | 2020-11-23 | 2020-12-01 | 2021-12-01 | HANWHA Q-CELLS | Q.PEAK DUO BLK-G5 310W | Solar Panels |  | 0.31 | 7 | 54 | 14 |  | Fixed | Roof
NJSTRE1546239591 |  | Transition Incentive Program | Brick | 8724 | 18 | 9.92 | Residential | Yes | Behind the Meter | Net-metered residential rooftop and canopy |  | None | Bright Planet Solar | JCP&L | Accepted | 2020-11-23 | 2020-12-01 | 2021-12-01 | HANWHA Q-CELLS | Q.PEAK DUO BLK-G5 310W | Solar Panels |  | 0.31 | 12 | 324 | 14 |  | Double Axis | Roof
NJSTRE1546239591 |  | Transition Incentive Program | Brick | 8724 | 18 | 9.92 | Residential | Yes | Behind the Meter | Net-metered residential rooftop and canopy |  | None | Bright Planet Solar | JCP&L | Accepted | 2020-11-23 | 2020-12-01 | 2021-12-01 | HANWHA Q-CELLS | Q.PEAK DUO BLK-G5 310W | Solar Panels |  | 0.31 | 13 | 144 | 14 |  | Fixed | Roof
NJSTRE1546240224 |  | Transition Incentive Program | Egg Harbor Township | 8234 | 19 | 7 | Residential | Yes | Behind the Meter | Net-metered residential rooftop and canopy |  | None | Pro Custom Solar dba Momentum Solar | AC Electric | Accepted | 2020-11-23 | 2020-11-25 | 2021-11-25 | Enphase | IQ7Plus-72-2-US | Inverters | 290 |  | 20 |  |  | 0.97 |  | Outdoor | Roof
NJSTRE1546240224 |  | Transition Incentive Program | Egg Harbor Township | 8234 | 19 | 7 | Residential | Yes | Behind the Meter | Net-metered residential rooftop and canopy |  | None | Pro Custom Solar dba Momentum Solar | AC Electric | Accepted | 2020-11-23 | 2020-11-25 | 2021-11-25 | LG ELECTRONICS | LG 350N1C-V5 | Solar Panels |  | 0.35 | 20 | 152 | 25 |  | Fixed | Roof
NJSTRE1546240701 |  | Transition Incentive Program | Bergenfield | 7621 | 7 | 3.78 | Residential | Yes | Behind the Meter | Net-metered residential rooftop and canopy |  | None | Vivint Solar Developer, LLC | PSE&G | Accepted | 2020-12-04 | 2020-12-04 | 2021-12-04 | Solar Edge | SE3800H-US | Inverters | 3800 |  | 1 |  |  | 0.992 |  | Outdoor | Near the Utility Meter
NJSTRE1546240701 |  | Transition Incentive Program | Bergenfield | 7621 | 7 | 3.78 | Residential | Yes | Behind the Meter | Net-metered residential rooftop and canopy |  | None | Vivint Solar Developer, LLC | PSE&G | Accepted | 2020-12-04 | 2020-12-04 | 2021-12-04 | HANWHA SOLAR | Q.PEAK BLK-G5 315 | Solar Panels |  | 0.315 | 12 | 179 | 30 |  | Fixed | Roof
NJSTRE1546241545 |  | Transition Incentive Program | Piscataway Twp | 8854 | 11 | 7.13 | Residential | Yes | Behind the Meter | Net-metered residential rooftop and canopy |  | None | Bright Planet Solar | PSE&G | Accepted | 2020-11-23 | 2020-11-30 | 2021-11-30 | SOLAR EDGE | SE6000H-USRGM | Inverters | 6000 |  | 1 |  |  | 0.98 |  | Outdoor | OUTSIDE
NJSTRE1546241545 |  | Transition Incentive Program | Piscataway Twp | 8854 | 11 | 7.13 | Residential | Yes | Behind the Meter | Net-metered residential rooftop and canopy |  | None | Bright Planet Solar | PSE&G | Accepted | 2020-11-23 | 2020-11-30 | 2021-11-30 | HANWHA Q-CELLS | Q.PEAK DUO BLK-G5 310W | Solar Panels |  | 0.31 | 8 | 304 | 18 |  | Fixed | Roof
NJSTRE1546241545 |  | Transition Incentive Program | Piscataway Twp | 8854 | 11 | 7.13 | Residential | Yes | Behind the Meter | Net-metered residential rooftop and canopy |  | None | Bright Planet Solar | PSE&G | Accepted | 2020-11-23 | 2020-11-30 | 2021-11-30 | HANWHA Q-CELLS | Q.PEAK DUO BLK-G5 310W | Solar Panels |  | 0.31 | 15 | 124 | 18 |  | Fixed | Roof
NJSTRE1546241830 |  | Transition Incentive Program | Cedar Grove TWP | 7009 | 9 | 16.32 | Residential | Yes | Behind the Meter | Net-metered residential rooftop and canopy |  | None | Tesla Energy Operations Inc. | PSE&G | Accepted | 2020-11-23 | 2020-11-25 | 2021-11-25 | SolarEdge Technologies | SE7600H-US [240V] | Inverters | 7600 |  | 2 |  |  | 0.99 |  | Outside | Outside
NJSTRE1546241830 |  | Transition Incentive Program | Cedar Grove TWP | 7009 | 9 | 16.32 | Residential | Yes | Behind the Meter | Net-metered residential rooftop and canopy |  | None | Tesla Energy Operations Inc. | PSE&G | Accepted | 2020-11-23 | 2020-11-25 | 2021-11-25 | Hanwha Q-CELLS | Q.Peak DUO BLK-G6+ 340 | Solar Panels |  | 0.34 | 12 | 95 | 34 |  | Fixed | Roof
NJSTRE1546241830 |  | Transition Incentive Program | Cedar Grove TWP | 7009 | 9 | 16.32 | Residential | Yes | Behind the Meter | Net-metered residential rooftop and canopy |  | None | Tesla Energy Operations Inc. | PSE&G | Accepted | 2020-11-23 | 2020-11-25 | 2021-11-25 | Hanwha Q-CELLS | Q.Peak DUO BLK-G6+ 340 | Solar Panels |  | 0.34 | 15 | 185 | 37 |  | Fixed | Roof
NJSTRE1546241830 |  | Transition Incentive Program | Cedar Grove TWP | 7009 | 9 | 16.32 | Residential | Yes | Behind the Meter | Net-metered residential rooftop and canopy |  | None | Tesla Energy Operations Inc. | PSE&G | Accepted | 2020-11-23 | 2020-11-25 | 2021-11-25 | Hanwha Q-CELLS | Q.Peak DUO BLK-G6+ 340 | Solar Panels |  | 0.34 | 14 | 275 | 37 |  | Fixed | Roof
NJSTRE1546241830 |  | Transition Incentive Program | Cedar Grove TWP | 7009 | 9 | 16.32 | Residential | Yes | Behind the Meter | Net-metered residential rooftop and canopy |  | None | Tesla Energy Operations Inc. | PSE&G | Accepted | 2020-11-23 | 2020-11-25 | 2021-11-25 | Hanwha Q-CELLS | Q.Peak DUO BLK-G6+ 340 | Solar Panels |  | 0.34 | 7 | 5 | 37 |  | Fixed | Roof
NJSTRE1546241906 |  | Transition Incentive Program | Dumont | 7628 | 7 | 6.65 | Residential | Yes | Behind the Meter | Net-metered residential rooftop and canopy |  | None | Pro Custom Solar dba Momentum Solar | PSE&G | Accepted | 2020-11-23 | 2020-11-25 | 2021-11-25 | Enphase | IQ7Plus-72-2-US | Inverters | 290 |  | 19 |  |  | 0.97 |  | Outdoor | Roof
NJSTRE1546241906 |  | Transition Incentive Program | Dumont | 7628 | 7 | 6.65 | Residential | Yes | Behind the Meter | Net-metered residential rooftop and canopy |  | None | Pro Custom Solar dba Momentum Solar | PSE&G | Accepted | 2020-11-23 | 2020-11-25 | 2021-11-25 | LG ELECTRONICS | LG 350N1C-V5 | Solar Panels |  | 0.35 | 5 | 86 | 34 |  | Fixed | Roof
NJSTRE1546241906 |  | Transition Incentive Program | Dumont | 7628 | 7 | 6.65 | Residential | Yes | Behind the Meter | Net-metered residential rooftop and canopy |  | None | Pro Custom Solar dba Momentum Solar | PSE&G | Accepted | 2020-11-23 | 2020-11-25 | 2021-11-25 | LG ELECTRONICS | LG 350N1C-V5 | Solar Panels |  | 0.35 | 2 | 117 | 20 |  | Fixed | Roof
NJSTRE1546241906 |  | Transition Incentive Program | Dumont | 7628 | 7 | 6.65 | Residential | Yes | Behind the Meter | Net-metered residential rooftop and canopy |  | None | Pro Custom Solar dba Momentum Solar | PSE&G | Accepted | 2020-11-23 | 2020-11-25 | 2021-11-25 | LG ELECTRONICS | LG 350N1C-V5 | Solar Panels |  | 0.35 | 12 | 266 | 38 |  | Fixed | Roof
NJSTRE1546241914 |  | Transition Incentive Program | CHERRY HILL | 8003 | 14 | 6.65 | Residential | Yes | Behind the Meter | Net-metered residential rooftop and canopy |  | None | Pro Custom Solar dba Momentum Solar | PSE&G | Accepted | 2020-11-23 | 2020-11-25 | 2021-11-25 | Enphase | IQ7Plus-72-2-US | Inverters | 290 |  | 19 |  |  | 0.97 |  | Outdoor | Roof
NJSTRE1546241914 |  | Transition Incentive Program | CHERRY HILL | 8003 | 14 | 6.65 | Residential | Yes | Behind the Meter | Net-metered residential rooftop and canopy |  | None | Pro Custom Solar dba Momentum Solar | PSE&G | Accepted | 2020-11-23 | 2020-11-25 | 2021-11-25 | LG ELECTRONICS | LG 350N1C-V5 | Solar Panels |  | 0.35 | 19 | 231 | 20 |  | Fixed | Roof
NJSTRE1546241918 |  | Transition Incentive Program | Egg Harbor City | 8215 | 19 | 7 | Residential | Yes | Behind the Meter | Net-metered residential rooftop and canopy |  | None | Pro Custom Solar dba Momentum Solar | AC Electric | Accepted | 2020-11-23 | 2020-11-25 | 2021-11-25 | Enphase | IQ7Plus-72-2-US | Inverters | 290 |  | 20 |  |  | 0.97 |  | Outdoor | Roof
NJSTRE1546241918 |  | Transition Incentive Program | Egg Harbor City | 8215 | 19 | 7 | Residential | Yes | Behind the Meter | Net-metered residential rooftop and canopy |  | None | Pro Custom Solar dba Momentum Solar | AC Electric | Accepted | 2020-11-23 | 2020-11-25 | 2021-11-25 | LG ELECTRONICS | LG 350N1C-V5 | Solar Panels |  | 0.35 | 16 | 223 | 21 |  | Fixed | Roof
NJSTRE1546241918 |  | Transition Incentive Program | Egg Harbor City | 8215 | 19 | 7 | Residential | Yes | Behind the Meter | Net-metered residential rooftop and canopy |  | None | Pro Custom Solar dba Momentum Solar | AC Electric | Accepted | 2020-11-23 | 2020-11-25 | 2021-11-25 | LG ELECTRONICS | LG 350N1C-V5 | Solar Panels |  | 0.35 | 4 | 133 | 21 |  | Fixed | Roof
NJSTRE1546241919 |  | Transition Incentive Program | Willingboro | 8046 | 13 | 9.28 | Residential | No | Behind the Meter | Net-metered residential rooftop and canopy |  | None | Kaitanna Solar, LLC | PSE&G | Accepted | 2020-11-23 | 2020-11-25 | 2021-11-25 | Enphase | Envoy | Meters |  |  | 1 |  |  |  | Yes
NJSTRE1546241919 |  | Transition Incentive Program | Willingboro | 8046 | 13 | 9.28 | Residential | No | Behind the Meter | Net-metered residential rooftop and canopy |  | None | Kaitanna Solar, LLC | PSE&G | Accepted | 2020-11-23 | 2020-11-25 | 2021-11-25 | Enphase | IQ7 | Inverters | 240 |  | 29 |  |  | 0.97 |  | Outside | Under Modules
NJSTRE1546241919 |  | Transition Incentive Program | Willingboro | 8046 | 13 | 9.28 | Residential | No | Behind the Meter | Net-metered residential rooftop and canopy |  | None | Kaitanna Solar, LLC | PSE&G | Accepted | 2020-11-23 | 2020-11-25 | 2021-11-25 | Canadian Solar | CS1H-320W HiDM-Black | Solar Panels |  | 0.32 | 9 | 300 | 27 |  | Fixed | Roof
NJSTRE1546241919 |  | Transition Incentive Program | Willingboro | 8046 | 13 | 9.28 | Residential | No | Behind the Meter | Net-metered residential rooftop and canopy |  | None | Kaitanna Solar, LLC | PSE&G | Accepted | 2020-11-23 | 2020-11-25 | 2021-11-25 | Canadian Solar | CS1H-320W HiDM-Black | Solar Panels |  | 0.32 | 5 | 120 | 27 |  | Fixed | Roof
NJSTRE1546241919 |  | Transition Incentive Program | Willingboro | 8046 | 13 | 9.28 | Residential | No | Behind the Meter | Net-metered residential rooftop and canopy |  | None | Kaitanna Solar, LLC | PSE&G | Accepted | 2020-11-23 | 2020-11-25 | 2021-11-25 | Canadian Solar | CS1H-320W HiDM-Black | Solar Panels |  | 0.32 | 15 | 120 | 27 |  | Fixed | Roof
NJSTRE1546241924 |  | Transition Incentive Program | Neptune | 7753 | 17 | 5.95 | Residential | Yes | Behind the Meter | Net-metered residential rooftop and canopy |  | None | Pro Custom Solar dba Momentum Solar | JCP&L | Accepted | 2020-11-24 | 2020-11-25 | 2021-11-25 | Enphase | IQ7Plus-72-2-US | Inverters | 290 |  | 17 |  |  | 0.97 |  | Outdoor | Roof
NJSTRE1546241924 |  | Transition Incentive Program | Neptune | 7753 | 17 | 5.95 | Residential | Yes | Behind the Meter | Net-metered residential rooftop and canopy |  | None | Pro Custom Solar dba Momentum Solar | JCP&L | Accepted | 2020-11-24 | 2020-11-25 | 2021-11-25 | LG ELECTRONICS | LG 350N1C-V5 | Solar Panels |  | 0.35 | 15 | 218 | 30 |  | Fixed | Roof
NJSTRE1546241924 |  | Transition Incentive Program | Neptune | 7753 | 17 | 5.95 | Residential | Yes | Behind the Meter | Net-metered residential rooftop and canopy |  | None | Pro Custom Solar dba Momentum Solar | JCP&L | Accepted | 2020-11-24 | 2020-11-25 | 2021-11-25 | LG ELECTRONICS | LG 350N1C-V5 | Solar Panels |  | 0.35 | 2 | 218 | 29 |  | Fixed | Roof
NJSTRE1546241939 |  | Transition Incentive Program | Manahawkin | 8050 | 18 | 9.61 | Residential | Yes | Behind the Meter | Net-metered residential rooftop and canopy |  | None | Bright Planet Solar | AC Electric | Accepted | 2020-11-23 | 2020-11-30 | 2021-11-30 | SOLAR EDGE | SE7600H-USRGM | Inverters | 7600 |  | 1 |  |  | 0.98 |  | Outdoor | OUTSIDE
NJSTRE1546241939 |  | Transition Incentive Program | Manahawkin | 8050 | 18 | 9.61 | Residential | Yes | Behind the Meter | Net-metered residential rooftop and canopy |  | None | Bright Planet Solar | AC Electric | Accepted | 2020-11-23 | 2020-11-30 | 2021-11-30 | LONGI | LR6-60HPB-310M | Solar Panels |  | 0.31 | 31 | 192 | 26 |  | Fixed | Roof
NJSTRE1546241940 |  | Transition Incentive Program | Cecil | 8094 | 15 | 5.7 | Residential | Yes | Behind the Meter | Net-metered residential rooftop and canopy |  | None | Bright Planet Solar | AC Electric | Accepted | 2020-11-23 | 2020-11-30 | 2021-11-30 | SOLAR EDGE | SE5000H-USRGM | Inverters | 5000 |  | 1 |  |  | 0.98 |  | Outdoor | OUTSIDE
NJSTRE1546241940 |  | Transition Incentive Program | Cecil | 8094 | 15 | 5.7 | Residential | Yes | Behind the Meter | Net-metered residential rooftop and canopy |  | None | Bright Planet Solar | AC Electric | Accepted | 2020-11-23 | 2020-11-30 | 2021-11-30 | LG | LG335N 1C-A5 | Solar Panels |  | 0.335 | 17 | 245 | 18 |  | Fixed | Roof
NJSTRE1546241953 |  | Transition Incentive Program | East Orange City | 7017 | 9 | 6.51 | Residential | Yes | Behind the Meter | Net-metered residential rooftop and canopy |  | None | Bright Planet Solar | PSE&G | Accepted | 2020-11-23 | 2020-11-30 | 2021-11-30 | SOLAR EDGE | SE6000H-USRGM | Inverters | 6000 |  | 1 |  |  | 0.98 |  | Outdoor | OUTSIDE
NJSTRE1546241953 |  | Transition Incentive Program | East Orange City | 7017 | 9 | 6.51 | Residential | Yes | Behind the Meter | Net-metered residential rooftop and canopy |  | None | Bright Planet Solar | PSE&G | Accepted | 2020-11-23 | 2020-11-30 | 2021-11-30 | HANWHA Q-CELLS | Q.PEAK DUO BLK -G5 310W | Solar Panels |  | 0.31 | 21 | 204 | 22 |  | Fixed | Roof
NJSTRE1546241959 |  | Transition Incentive Program | Lawrence TWP | 8648 | 12 | 7.32 | Residential | Yes | Behind the Meter | Net-metered residential rooftop and canopy |  | None | Bright Planet Solar | PSE&G | Accepted | 2020-11-23 | 2020-11-30 | 2021-11-30 | SOLAR EDGE | SE6000H-USRGM | Inverters | 6000 |  | 1 |  |  | 0.98 |  | Outdoor | OUTSIDE
NJSTRE1546241959 |  | Transition Incentive Program | Lawrence TWP | 8648 | 12 | 7.32 | Residential | Yes | Behind the Meter | Net-metered residential rooftop and canopy |  | None | Bright Planet Solar | PSE&G | Accepted | 2020-11-23 | 2020-11-30 | 2021-11-30 | LONGI | LR6-60HPB-305M | Solar Panels |  | 0.305 | 16 | 246 | 26 |  | Fixed | Roof
NJSTRE1546241959 |  | Transition Incentive Program | Lawrence TWP | 8648 | 12 | 7.32 | Residential | Yes | Behind the Meter | Net-metered residential rooftop and canopy |  | None | Bright Planet Solar | PSE&G | Accepted | 2020-11-23 | 2020-11-30 | 2021-11-30 | LONGI | LR6-60HPB-305M | Solar Panels |  | 0.305 | 3 | 66 | 26 |  | Fixed | Roof
NJSTRE1546241959 |  | Transition Incentive Program | Lawrence TWP | 8648 | 12 | 7.32 | Residential | Yes | Behind the Meter | Net-metered residential rooftop and canopy |  | None | Bright Planet Solar | PSE&G | Accepted | 2020-11-23 | 2020-11-30 | 2021-11-30 | LONGI | LR6-60HPB-305M | Solar Panels |  | 0.305 | 5 | 246 | 26 |  | Fixed | Roof
NJSTRE1546241962 |  | Transition Incentive Program | Bellville TWP | 7109 | 9 | 6.8 | Residential | Yes | Behind the Meter | Net-metered residential rooftop and canopy |  | None | Bright Planet Solar | PSE&G | Accepted | 2020-11-23 | 2020-11-30 | 2021-11-30 | SOLAR EDGE | SE6000H-USRGM | Inverters | 6000 |  | 1 |  |  | 0.98 |  | Outdoor | OUTSIDE
NJSTRE1546241962 |  | Transition Incentive Program | Bellville TWP | 7109 | 9 | 6.8 | Residential | Yes | Behind the Meter | Net-metered residential rooftop and canopy |  | None | Bright Planet Solar | PSE&G | Accepted | 2020-11-23 | 2020-11-30 | 2021-11-30 | SUNPOWER | SPR-A400 | Solar Panels |  | 0.4 | 8 | 200 | 9 |  | Fixed | Roof
NJSTRE1546241962 |  | Transition Incentive Program | Bellville TWP | 7109 | 9 | 6.8 | Residential | Yes | Behind the Meter | Net-metered residential rooftop and canopy |  | None | Bright Planet Solar | PSE&G | Accepted | 2020-11-23 | 2020-11-30 | 2021-11-30 | SUNPOWER | SPR-A400 | Solar Panels |  | 0.4 | 4 | 291 | 26 |  | Fixed | Roof
NJSTRE1546241962 |  | Transition Incentive Program | Bellville TWP | 7109 | 9 | 6.8 | Residential | Yes | Behind the Meter | Net-metered residential rooftop and canopy |  | None | Bright Planet Solar | PSE&G | Accepted | 2020-11-23 | 2020-11-30 | 2021-11-30 | SUNPOWER | SPR-A400 | Solar Panels |  | 0.4 | 5 | 110 | 26 |  | Fixed | Roof
NJSTRE1546243538 |  | Transition Incentive Program | Woodbridge Township | 8830 | 11 | 5.6 | Residential | No | Behind the Meter | Net-metered residential rooftop and canopy |  | None | Suntuity Solar LLC | PSE&G | Accepted | 2020-11-24 | 2020-11-25 | 2021-11-25 | Enphase Energy | IQ7-60-2-US | Inverters | 240 |  | 16 |  |  | 0.97 |  | Outdoor | Behind the PV Modules
NJSTRE1546243538 |  | Transition Incentive Program | Woodbridge Township | 8830 | 11 | 5.6 | Residential | No | Behind the Meter | Net-metered residential rooftop and canopy |  | None | Suntuity Solar LLC | PSE&G | Accepted | 2020-11-24 | 2020-11-25 | 2021-11-25 | Longi | LR4-60HPB-350M | Solar Panels |  | 0.35 | 4 | 266 | 9 |  | Fixed | Roof
NJSTRE1546243538 |  | Transition Incentive Program | Woodbridge Township | 8830 | 11 | 5.6 | Residential | No | Behind the Meter | Net-metered residential rooftop and canopy |  | None | Suntuity Solar LLC | PSE&G | Accepted | 2020-11-24 | 2020-11-25 | 2021-11-25 | Longi | LR4-60HPB-350M | Solar Panels |  | 0.35 | 4 | 266 | 39 |  | Fixed | Roof
NJSTRE1546243538 |  | Transition Incentive Program | Woodbridge Township | 8830 | 11 | 5.6 | Residential | No | Behind the Meter | Net-metered residential rooftop and canopy |  | None | Suntuity Solar LLC | PSE&G | Accepted | 2020-11-24 | 2020-11-25 | 2021-11-25 | Longi | LR4-60HPB-350M | Solar Panels |  | 0.35 | 4 | 86 | 39 |  | Fixed | Roof
NJSTRE1546243538 |  | Transition Incentive Program | Woodbridge Township | 8830 | 11 | 5.6 | Residential | No | Behind the Meter | Net-metered residential rooftop and canopy |  | None | Suntuity Solar LLC | PSE&G | Accepted | 2020-11-24 | 2020-11-25 | 2021-11-25 | Longi | LR4-60HPB-350M | Solar Panels |  | 0.35 | 4 | 86 | 9 |  | Fixed | Roof
NJSTRE1546243539 |  | Transition Incentive Program | Manahawkin | 8050 | 18 | 13.33 | Residential | No | Behind the Meter | Net-metered residential rooftop and canopy |  | None | Suntuity Solar LLC | AC Electric | Accepted | 2020-11-24 | 2020-11-30 | 2021-11-30 | Enphase Energy | IQ7-60-2-US | Inverters | 240 |  | 38 |  |  | 0.97 |  | Outdoor | Behind the PV Modules
NJSTRE1546243539 |  | Transition Incentive Program | Manahawkin | 8050 | 18 | 13.33 | Residential | No | Behind the Meter | Net-metered residential rooftop and canopy |  | None | Suntuity Solar LLC | AC Electric | Accepted | 2020-11-24 | 2020-11-30 | 2021-11-30 | Longi | LR4-60HPB-350M | Solar Panels |  | 0.352 | 14 | 65 | 22 |  | Fixed | Roof
NJSTRE1546243539 |  | Transition Incentive Program | Manahawkin | 8050 | 18 | 13.33 | Residential | No | Behind the Meter | Net-metered residential rooftop and canopy |  | None | Suntuity Solar LLC | AC Electric | Accepted | 2020-11-24 | 2020-11-30 | 2021-11-30 | Longi | LR4-60HPB-350M | Solar Panels |  | 0.35 | 24 | 245 | 22 |  | Fixed | Roof
NJSTRE1546243540 |  | Transition Incentive Program | Millville | 8332 | 20 | 8.4 | Residential | No | Behind the Meter | Net-metered residential rooftop and canopy |  | None | Suntuity Solar LLC | AC Electric | Accepted | 2020-11-24 | 2020-11-30 | 2021-11-30 | Enphase Energy | IQ7-60-2-US | Inverters | 240 |  | 24 |  |  | 0.97 |  | Outdoor | Behind the PV Modules
NJSTRE1546243540 |  | Transition Incentive Program | Millville | 8332 | 20 | 8.4 | Residential | No | Behind the Meter | Net-metered residential rooftop and canopy |  | None | Suntuity Solar LLC | AC Electric | Accepted | 2020-11-24 | 2020-11-30 | 2021-11-30 | Longi | LR4-60HPB-350M | Solar Panels |  | 0.35 | 10 | 100 | 24 |  | Fixed | Roof
NJSTRE1546243540 |  | Transition Incentive Program | Millville | 8332 | 20 | 8.4 | Residential | No | Behind the Meter | Net-metered residential rooftop and canopy |  | None | Suntuity Solar LLC | AC Electric | Accepted | 2020-11-24 | 2020-11-30 | 2021-11-30 | Longi | LR4-60HPB-350M | Solar Panels |  | 0.35 | 14 | 100 | 24 |  | Fixed | Roof
NJSTRE1546243541 |  | Transition Incentive Program | Berlin | 8009 | 14 | 6.62 | Residential | Yes | Behind the Meter | Net-metered residential rooftop and canopy |  | None | Suntuity Solar LLC | AC Electric | Accepted | 2020-11-25 | 2020-11-30 | 2021-11-30 | Enphase Energy | IQ7-60-2-US | Inverters | 240 |  | 21 |  |  | 0.97 |  | Outdoor | Behind the PV Modules
NJSTRE1546243541 |  | Transition Incentive Program | Berlin | 8009 | 14 | 6.62 | Residential | Yes | Behind the Meter | Net-metered residential rooftop and canopy |  | None | Suntuity Solar LLC | AC Electric | Accepted | 2020-11-25 | 2020-11-30 | 2021-11-30 | Longi | LR6-60HPB-315M | Solar Panels |  | 0.315 | 15 | 192 | 19 |  | Fixed | Roof
NJSTRE1546243541 |  | Transition Incentive Program | Berlin | 8009 | 14 | 6.62 | Residential | Yes | Behind the Meter | Net-metered residential rooftop and canopy |  | None | Suntuity Solar LLC | AC Electric | Accepted | 2020-11-25 | 2020-11-30 | 2021-11-30 | Longi | LR6-60HPB-315M | Solar Panels |  | 0.315 | 6 | 102 | 21 |  | Fixed | Roof
NJSTRE1546243542 |  | Transition Incentive Program | Garfield | 7026 | 7 | 3.85 | Residential | Yes | Behind the Meter | Net-metered residential rooftop and canopy |  | None | Suntuity Solar LLC | PSE&G | Accepted | 2020-11-24 | 2020-11-30 | 2021-11-30 | Enphase Energy | IQ7-60-2-US | Inverters | 240 |  | 11 |  |  | 0.97 |  | Outdoor | Behind the PV Modules
NJSTRE1546243542 |  | Transition Incentive Program | Garfield | 7026 | 7 | 3.85 | Residential | Yes | Behind the Meter | Net-metered residential rooftop and canopy |  | None | Suntuity Solar LLC | PSE&G | Accepted | 2020-11-24 | 2020-11-30 | 2021-11-30 | Longi | LR4-60HPB-350M | Solar Panels |  | 0.35 | 9 | 252 | 42 |  | Fixed | Roof
NJSTRE1546243542 |  | Transition Incentive Program | Garfield | 7026 | 7 | 3.85 | Residential | Yes | Behind the Meter | Net-metered residential rooftop and canopy |  | None | Suntuity Solar LLC | PSE&G | Accepted | 2020-11-24 | 2020-11-30 | 2021-11-30 | Longi | LR4-60HPB-350M | Solar Panels |  | 0.35 | 2 | 72 | 42 |  | Fixed | Roof
NJSTRE1546243543 |  | Transition Incentive Program | Pitman | 8071 | 15 | 5.25 | Residential | Yes | Behind the Meter | Net-metered residential rooftop and canopy |  | None | Suntuity Solar LLC | AC Electric | Accepted | 2020-11-24 | 2020-11-30 | 2021-11-30 | Enphase Energy | IQ7-60-2-US | Inverters | 240 |  | 15 |  |  | 0.97 |  | Outdoor | Behind the PV Modules
NJSTRE1546243543 |  | Transition Incentive Program | Pitman | 8071 | 15 | 5.25 | Residential | Yes | Behind the Meter | Net-metered residential rooftop and canopy |  | None | Suntuity Solar LLC | AC Electric | Accepted | 2020-11-24 | 2020-11-30 | 2021-11-30 | Longi | LR4-60HPB-350M | Solar Panels |  | 0.35 | 15 | 233 | 18 |  | Fixed | Roof
NJSTRE1546243544 |  | Transition Incentive Program | Woodbury | 8096 | 15 | 8.4 | Residential | Yes | Behind the Meter | Net-metered residential rooftop and canopy |  | None | Suntuity Solar LLC | PSE&G | Accepted | 2020-11-24 | 2020-11-30 | 2021-11-30 | Enphase Energy | IQ7-60-2-US | Inverters | 240 |  | 24 |  |  | 0.97 |  | Outdoor | Behind the PV Modules
NJSTRE1546243544 |  | Transition Incentive Program | Woodbury | 8096 | 15 | 8.4 | Residential | Yes | Behind the Meter | Net-metered residential rooftop and canopy |  | None | Suntuity Solar LLC | PSE&G | Accepted | 2020-11-24 | 2020-11-30 | 2021-11-30 | Longi | LR4-60HPB-350M | Solar Panels |  | 0.35 | 6 | 196 | 24 |  | Fixed | Roof
NJSTRE1546243544 |  | Transition Incentive Program | Woodbury | 8096 | 15 | 8.4 | Residential | Yes | Behind the Meter | Net-metered residential rooftop and canopy |  | None | Suntuity Solar LLC | PSE&G | Accepted | 2020-11-24 | 2020-11-30 | 2021-11-30 | Longi | LR4-60HPB-350M | Solar Panels |  | 0.35 | 4 | 16 | 24 |  | Fixed | Roof
NJSTRE1546243544 |  | Transition Incentive Program | Woodbury | 8096 | 15 | 8.4 | Residential | Yes | Behind the Meter | Net-metered residential rooftop and canopy |  | None | Suntuity Solar LLC | PSE&G | Accepted | 2020-11-24 | 2020-11-30 | 2021-11-30 | Longi | LR4-60HPB-350M | Solar Panels |  | 0.35 | 8 | 106 | 24 |  | Fixed | Roof
NJSTRE1546243544 |  | Transition Incentive Program | Woodbury | 8096 | 15 | 8.4 | Residential | Yes | Behind the Meter | Net-metered residential rooftop and canopy |  | None | Suntuity Solar LLC | PSE&G | Accepted | 2020-11-24 | 2020-11-30 | 2021-11-30 | Longi | LR4-60HPB-350M | Solar Panels |  | 0.35 | 6 | 286 | 24 |  | Fixed | Roof
NJSTRE1546243852 |  | Transition Incentive Program | Egg Harbor Township | 8234 | 19 | 28.8 | Residential | Yes | Behind the Meter | Net-metered residential rooftop and canopy |  | None | Acos Energy, LLC | AC Electric | Accepted | 2020-11-24 | 2020-11-30 | 2021-11-30 | Enphase | IQ7 | Inverters | 0.24 |  | 90 |  |  | 0.97 |  | Outside | roof
NJSTRE1546243852 |  | Transition Incentive Program | Egg Harbor Township | 8234 | 19 | 28.8 | Residential | Yes | Behind the Meter | Net-metered residential rooftop and canopy |  | None | Acos Energy, LLC | AC Electric | Accepted | 2020-11-24 | 2020-11-30 | 2021-11-30 | Trina | TSM-DD06M05II 320W | Solar Panels |  | 0.32 | 25 | 111 | 21 |  | Fixed | Roof
NJSTRE1546243852 |  | Transition Incentive Program | Egg Harbor Township | 8234 | 19 | 28.8 | Residential | Yes | Behind the Meter | Net-metered residential rooftop and canopy |  | None | Acos Energy, LLC | AC Electric | Accepted | 2020-11-24 | 2020-11-30 | 2021-11-30 | Trina | TSM-DD06M05II 320W | Solar Panels |  | 0.32 | 17 | 201 | 21 |  | Fixed | Roof
NJSTRE1546243852 |  | Transition Incentive Program | Egg Harbor Township | 8234 | 19 | 28.8 | Residential | Yes | Behind the Meter | Net-metered residential rooftop and canopy |  | None | Acos Energy, LLC | AC Electric | Accepted | 2020-11-24 | 2020-11-30 | 2021-11-30 | Trina | TSM-DD06M05II 320W | Solar Panels |  | 0.32 | 14 | 291 | 21 |  | Fixed | Roof
NJSTRE1546243852 |  | Transition Incentive Program | Egg Harbor Township | 8234 | 19 | 28.8 | Residential | Yes | Behind the Meter | Net-metered residential rooftop and canopy |  | None | Acos Energy, LLC | AC Electric | Accepted | 2020-11-24 | 2020-11-30 | 2021-11-30 | Trina | TSM-DD06M05II 320W | Solar Panels |  | 0.32 | 25 | 291 | 21 |  | Fixed | Roof
NJSTRE1546243852 |  | Transition Incentive Program | Egg Harbor Township | 8234 | 19 | 28.8 | Residential | Yes | Behind the Meter | Net-metered residential rooftop and canopy |  | None | Acos Energy, LLC | AC Electric | Accepted | 2020-11-24 | 2020-11-30 | 2021-11-30 | Trina | TSM-DD06M05II 320W | Solar Panels |  | 0.32 | 9 | 291 | 21 |  | Fixed | Roof
NJSTRE1546247317 |  | Transition Incentive Program | Westville | 8093 | 15 | 7.77 | Residential | No | Behind the Meter | Net-metered residential rooftop and canopy |  | None | Whitman Construction, LLC | PSE&G | Accepted | 2020-11-24 | 2020-11-30 | 2021-11-30 | enphase energy | iq7plus-72-2-us | Inverters | 295 |  | 21 |  |  | 0.975 |  | Outdoor | microinverters located under modules
NJSTRE1546247317 |  | Transition Incentive Program | Westville | 8093 | 15 | 7.77 | Residential | No | Behind the Meter | Net-metered residential rooftop and canopy |  | None | Whitman Construction, LLC | PSE&G | Accepted | 2020-11-24 | 2020-11-30 | 2021-11-30 | solaria power | xt 370r pd | Solar Panels |  | 0.37 | 21 | 20 | 112 |  | Fixed | Roof
NJSTRE1546248983 |  | Transition Incentive Program | Audubon | 8106 | 14 | 6.12 | Residential | Yes | Behind the Meter | Net-metered residential rooftop and canopy |  | None | Trinity Solar | PSE&G | Accepted | 2020-11-24 | 2020-11-30 | 2021-11-30 | Solar Edge | SE5000H-US | Inverters | 5000 |  | 1 |  |  | 0.97 |  | Outdoor | side of home
NJSTRE1546248983 |  | Transition Incentive Program | Audubon | 8106 | 14 | 6.12 | Residential | Yes | Behind the Meter | Net-metered residential rooftop and canopy |  | None | Trinity Solar | PSE&G | Accepted | 2020-11-24 | 2020-11-30 | 2021-11-30 | Hanwha 340 | Q.PEAK DUO BLK-G6 340 | Solar Panels |  | 0.34 | 4 | 140 | 27 |  | Fixed | Roof
NJSTRE1546248983 |  | Transition Incentive Program | Audubon | 8106 | 14 | 6.12 | Residential | Yes | Behind the Meter | Net-metered residential rooftop and canopy |  | None | Trinity Solar | PSE&G | Accepted | 2020-11-24 | 2020-11-30 | 2021-11-30 | Hanwha 340 | Q.PEAK DUO BLK-G6 340 | Solar Panels |  | 0.34 | 14 | 230 | 25 |  | Fixed | Roof
NJSTRE1546249416 |  | Transition Incentive Program | Beachwood | 8722 | 18 | 9.45 | Residential | Yes | Behind the Meter | Net-metered residential rooftop and canopy |  | None | Pro Custom Solar dba Momentum Solar | JCP&L | Accepted | 2020-11-24 | 2020-11-30 | 2021-11-30 | Enphase | IQ7Plus-72-2-US | Inverters | 290 |  | 27 |  |  | 0.97 |  | Outdoor | Roof
NJSTRE1546249416 |  | Transition Incentive Program | Beachwood | 8722 | 18 | 9.45 | Residential | Yes | Behind the Meter | Net-metered residential rooftop and canopy |  | None | Pro Custom Solar dba Momentum Solar | JCP&L | Accepted | 2020-11-24 | 2020-11-30 | 2021-11-30 | LG ELECTRONICS | LG 350N1C-V5 | Solar Panels |  | 0.35 | 27 | 126 | 25 |  | Fixed | Roof
NJSTRE1546249999 |  | Transition Incentive Program | North Bergen | 7047 | 8 | 8.51 | Residential | No | Behind the Meter | Net-metered residential rooftop and canopy |  | None | Whitman Construction, LLC | PSE&G | Accepted | 2020-11-24 | 2020-11-30 | 2021-11-30 | enphase energy | iq7plus-72-2-us | Inverters | 295 |  | 23 |  |  | 0.975 |  | Outdoor | microinverters located under modules
NJSTRE1546249999 |  | Transition Incentive Program | North Bergen | 7047 | 8 | 8.51 | Residential | No | Behind the Meter | Net-metered residential rooftop and canopy |  | None | Whitman Construction, LLC | PSE&G | Accepted | 2020-11-24 | 2020-11-30 | 2021-11-30 | solaria power | xt 370r pd | Solar Panels |  | 0.37 | 10 | 114 | 28 |  | Fixed | Roof
NJSTRE1546249999 |  | Transition Incentive Program | North Bergen | 7047 | 8 | 8.51 | Residential | No | Behind the Meter | Net-metered residential rooftop and canopy |  | None | Whitman Construction, LLC | PSE&G | Accepted | 2020-11-24 | 2020-11-30 | 2021-11-30 | solaria power | xt 370r pd | Solar Panels |  | 0.37 | 10 | 294 | 28 |  | Fixed | Roof
NJSTRE1546249999 |  | Transition Incentive Program | North Bergen | 7047 | 8 | 8.51 | Residential | No | Behind the Meter | Net-metered residential rooftop and canopy |  | None | Whitman Construction, LLC | PSE&G | Accepted | 2020-11-24 | 2020-11-30 | 2021-11-30 | solaria power | xt 370r pd | Solar Panels |  | 0.37 | 1 | 294 | 5 |  | Fixed | Roof
NJSTRE1546249999 |  | Transition Incentive Program | North Bergen | 7047 | 8 | 8.51 | Residential | No | Behind the Meter | Net-metered residential rooftop and canopy |  | None | Whitman Construction, LLC | PSE&G | Accepted | 2020-11-24 | 2020-11-30 | 2021-11-30 | solaria power | xt 370r pd | Solar Panels |  | 0.37 | 2 | 114 | 5 |  | Fixed | Roof
NJSTRE1546250422 |  | Transition Incentive Program | Toms River | 8755 | 18 | 17.15 | Residential | Yes | Behind the Meter | Net-metered residential rooftop and canopy |  | None | Pro Custom Solar dba Momentum Solar | JCP&L | Accepted | 2020-11-24 | 2020-11-30 | 2021-11-30 | Enphase | IQ7Plus-72-2-US | Inverters | 290 |  | 49 |  |  | 0.97 |  | Outdoor | Roof
NJSTRE1546250422 |  | Transition Incentive Program | Toms River | 8755 | 18 | 17.15 | Residential | Yes | Behind the Meter | Net-metered residential rooftop and canopy |  | None | Pro Custom Solar dba Momentum Solar | JCP&L | Accepted | 2020-11-24 | 2020-11-30 | 2021-11-30 | LG ELECTRONICS | LG 350N1C-V5 | Solar Panels |  | 0.35 | 30 | 195 | 21 |  | Fixed | Roof
NJSTRE1546250422 |  | Transition Incentive Program | Toms River | 8755 | 18 | 17.15 | Residential | Yes | Behind the Meter | Net-metered residential rooftop and canopy |  | None | Pro Custom Solar dba Momentum Solar | JCP&L | Accepted | 2020-11-24 | 2020-11-30 | 2021-11-30 | LG ELECTRONICS | LG 350N1C-V5 | Solar Panels |  | 0.35 | 19 | 105 | 21 |  | Fixed | Roof
NJSTRE1546251220 |  | Transition Incentive Program | Paterson | 7504 | 6 | 12.6 | Residential | No | Behind the Meter | Net-metered residential rooftop and canopy |  | None | Pro Custom Solar dba Momentum Solar | PSE&G | Accepted | 2020-11-24 | 2020-11-30 | 2021-11-30 | Enphase | IQ7Plus-72-2-US | Inverters | 290 |  | 36 |  |  | 0.97 |  | Outdoor | Roof
NJSTRE1546251220 |  | Transition Incentive Program | Paterson | 7504 | 6 | 12.6 | Residential | No | Behind the Meter | Net-metered residential rooftop and canopy |  | None | Pro Custom Solar dba Momentum Solar | PSE&G | Accepted | 2020-11-24 | 2020-11-30 | 2021-11-30 | LG ELECTRONICS | LG 350N1C-V5 | Solar Panels |  | 0.35 | 24 | 279 | 7 |  | Fixed | Roof
NJSTRE1546251220 |  | Transition Incentive Program | Paterson | 7504 | 6 | 12.6 | Residential | No | Behind the Meter | Net-metered residential rooftop and canopy |  | None | Pro Custom Solar dba Momentum Solar | PSE&G | Accepted | 2020-11-24 | 2020-11-30 | 2021-11-30 | LG ELECTRONICS | LG 350N1C-V5 | Solar Panels |  | 0.35 | 6 | 99 | 10 |  | Fixed | Roof
NJSTRE1546251220 |  | Transition Incentive Program | Paterson | 7504 | 6 | 12.6 | Residential | No | Behind the Meter | Net-metered residential rooftop and canopy |  | None | Pro Custom Solar dba Momentum Solar | PSE&G | Accepted | 2020-11-24 | 2020-11-30 | 2021-11-30 | LG ELECTRONICS | LG 350N1C-V5 | Solar Panels |  | 0.35 | 6 | 100 | 43 |  | Fixed | Roof
NJSTRE1546251816 |  | Transition Incentive Program | Camden | 8105 | 14 | 4.25 | Residential | Yes | Behind the Meter | Net-metered residential rooftop and canopy |  | None | Castle Energy, LLC | PSE&G | Accepted | 2020-11-24 | 2020-12-01 | 2021-12-01 | SunPower | SPR-E20-327-E-AC | Inverters | 320 |  | 13 |  |  | 0.975 |  | Outdoor | on the rooftop under each solar panel
NJSTRE1546251816 |  | Transition Incentive Program | Camden | 8105 | 14 | 4.25 | Residential | Yes | Behind the Meter | Net-metered residential rooftop and canopy |  | None | Castle Energy, LLC | PSE&G | Accepted | 2020-11-24 | 2020-12-01 | 2021-12-01 | SunPower | SPR-E20-327-E-AC | Solar Panels |  | 0.327 | 11 | 0 | 0 |  | Fixed | Roof
NJSTRE1546251816 |  | Transition Incentive Program | Camden | 8105 | 14 | 4.25 | Residential | Yes | Behind the Meter | Net-metered residential rooftop and canopy |  | None | Castle Energy, LLC | PSE&G | Accepted | 2020-11-24 | 2020-12-01 | 2021-12-01 | SunPower | SPR-E20-327-E-AC | Solar Panels |  | 0.327 | 2 | 121 | 23 |  | Fixed | Roof
NJSTRE1546252298 |  | Transition Incentive Program | Lakewood | 8701 | 18 | 12.8 | Residential | No | Behind the Meter | Net-metered residential rooftop and canopy |  | None | Powerlutions | JCP&L | Accepted | 2020-11-24 | 2020-11-30 | 2021-11-30 | SolarEdge | SE10000H-US | Inverters | 10 |  | 1 |  |  | 0.99 |  | Outdoor | near meter
NJSTRE1546252298 |  | Transition Incentive Program | Lakewood | 8701 | 18 | 12.8 | Residential | No | Behind the Meter | Net-metered residential rooftop and canopy |  | None | Powerlutions | JCP&L | Accepted | 2020-11-24 | 2020-11-30 | 2021-11-30 | Axitec | AC-400MH/144S | Solar Panels |  | 0.4 | 32 | 223 | 5 |  | Fixed | Roof
NJSTRE1546252803 |  | Transition Incentive Program | Warren | 7059 | 5 | 10.72 | Residential | Yes | Behind the Meter | Net-metered residential rooftop and canopy |  | None | Vision Solar LLC | JCP&L | Accepted | 2020-11-24 | 2020-11-30 | 2021-11-30 | ENPHASE | IQ7-60-2-US | Inverters | 0.24 |  | 32 |  |  | 0.96 |  | Other | BEHIND EACH PANEL
NJSTRE1546252803 |  | Transition Incentive Program | Warren | 7059 | 5 | 10.72 | Residential | Yes | Behind the Meter | Net-metered residential rooftop and canopy |  | None | Vision Solar LLC | JCP&L | Accepted | 2020-11-24 | 2020-11-30 | 2021-11-30 | HANWHA Q-CELLS | Q.PEAK DUO BLK-G6+ 335 | Solar Panels |  | 0.335 | 8 | 248 | 20 |  | Fixed | Roof
NJSTRE1546252803 |  | Transition Incentive Program | Warren | 7059 | 5 | 10.72 | Residential | Yes | Behind the Meter | Net-metered residential rooftop and canopy |  | None | Vision Solar LLC | JCP&L | Accepted | 2020-11-24 | 2020-11-30 | 2021-11-30 | HANWHA Q-CELLS | Q.PEAK DUO BLK-G6+ 335 | Solar Panels |  | 0.335 | 11 | 158 | 22 |  | Fixed | Roof
NJSTRE1546252803 |  | Transition Incentive Program | Warren | 7059 | 5 | 10.72 | Residential | Yes | Behind the Meter | Net-metered residential rooftop and canopy |  | None | Vision Solar LLC | JCP&L | Accepted | 2020-11-24 | 2020-11-30 | 2021-11-30 | HANWHA Q-CELLS | Q.PEAK DUO BLK-G6+ 335 | Solar Panels |  | 0.335 | 13 | 158 | 20 |  | Fixed | Roof
NJSTRE1546252946 |  | Transition Incentive Program | Sicklerville | 8081 | 14 | 8.4 | Residential | Yes | Behind the Meter | Net-metered residential rooftop and canopy |  | None | Pro Custom Solar dba Momentum Solar | AC Electric | Accepted | 2020-11-30 | 2020-11-30 | 2021-11-30 | Enphase | IQ7Plus-72-2-US | Inverters | 290 |  | 24 |  |  | 0.97 |  | Outdoor | Roof
NJSTRE1546252946 |  | Transition Incentive Program | Sicklerville | 8081 | 14 | 8.4 | Residential | Yes | Behind the Meter | Net-metered residential rooftop and canopy |  | None | Pro Custom Solar dba Momentum Solar | AC Electric | Accepted | 2020-11-30 | 2020-11-30 | 2021-11-30 | LG ELECTRONICS | LG 350N1C-V5 | Solar Panels |  | 0.35 | 24 | 172 | 30 |  | Fixed | Roof
NJSTRE1546253663 |  | Transition Incentive Program | Trenton | 8629 | 12 | 4.2 | Residential | Yes | Behind the Meter | Net-metered residential rooftop and canopy |  | None | Pro Custom Solar dba Momentum Solar | PSE&G | Accepted | 2020-11-24 | 2020-11-30 | 2021-11-30 | Enphase | IQ7Plus-72-2-US | Inverters | 290 |  | 12 |  |  | 0.97 |  | Outdoor | Roof
NJSTRE1546253663 |  | Transition Incentive Program | Trenton | 8629 | 12 | 4.2 | Residential | Yes | Behind the Meter | Net-metered residential rooftop and canopy |  | None | Pro Custom Solar dba Momentum Solar | PSE&G | Accepted | 2020-11-24 | 2020-11-30 | 2021-11-30 | LG ELECTRONICS | LG 350N1C-V5 | Solar Panels |  | 0.35 | 5 | 239 | 8 |  | Fixed | Roof
NJSTRE1546253663 |  | Transition Incentive Program | Trenton | 8629 | 12 | 4.2 | Residential | Yes | Behind the Meter | Net-metered residential rooftop and canopy |  | None | Pro Custom Solar dba Momentum Solar | PSE&G | Accepted | 2020-11-24 | 2020-11-30 | 2021-11-30 | LG ELECTRONICS | LG 350N1C-V5 | Solar Panels |  | 0.35 | 7 | 239 | 38 |  | Fixed | Roof
NJSTRE1546254144 |  | Transition Incentive Program | Pennsauken | 8110 | 14 | 10.24 | Residential | Yes | Behind the Meter | Net-metered residential rooftop and canopy |  | None | Vivint Solar Developer, LLC | PSE&G | Accepted | 2020-11-24 | 2020-11-30 | 2021-11-30 | Solar Edge | SE7600H-US | Inverters | 7600 |  | 1 |  |  | 0.992 |  | Outdoor | Near the Utility Meter
NJSTRE1546254144 |  | Transition Incentive Program | Pennsauken | 8110 | 14 | 10.24 | Residential | Yes | Behind the Meter | Net-metered residential rooftop and canopy |  | None | Vivint Solar Developer, LLC | PSE&G | Accepted | 2020-11-24 | 2020-11-30 | 2021-11-30 | JINKO SOLAR | JKM320M-60HBL | Solar Panels |  | 0.32 | 10 | 147 | 35 |  | Fixed | Roof
NJSTRE1546254144 |  | Transition Incentive Program | Pennsauken | 8110 | 14 | 10.24 | Residential | Yes | Behind the Meter | Net-metered residential rooftop and canopy |  | None | Vivint Solar Developer, LLC | PSE&G | Accepted | 2020-11-24 | 2020-11-30 | 2021-11-30 | JINKO SOLAR | JKM320M-60HBL | Solar Panels |  | 0.32 | 8 | 147 | 19 |  | Fixed | Roof
NJSTRE1546254144 |  | Transition Incentive Program | Pennsauken | 8110 | 14 | 10.24 | Residential | Yes | Behind the Meter | Net-metered residential rooftop and canopy |  | None | Vivint Solar Developer, LLC | PSE&G | Accepted | 2020-11-24 | 2020-11-30 | 2021-11-30 | JINKO SOLAR | JKM320M-60HBL | Solar Panels |  | 0.32 | 4 | 237 | 35 |  | Fixed | Roof
NJSTRE1546254144 |  | Transition Incentive Program | Pennsauken | 8110 | 14 | 10.24 | Residential | Yes | Behind the Meter | Net-metered residential rooftop and canopy |  | None | Vivint Solar Developer, LLC | PSE&G | Accepted | 2020-11-24 | 2020-11-30 | 2021-11-30 | JINKO SOLAR | JKM320M-60HBL | Solar Panels |  | 0.32 | 10 | 147 | 30 |  | Fixed | Roof
NJSTRE1546255017 |  | Transition Incentive Program | Swedesboro | 8085 | 15 | 8.05 | Residential | Yes | Behind the Meter | Net-metered residential rooftop and canopy |  | None | Pro Custom Solar dba Momentum Solar | AC Electric | Accepted | 2020-11-24 | 2020-11-30 | 2021-11-30 | Enphase | IQ7Plus-72-2-US | Inverters | 290 |  | 23 |  |  | 0.97 |  | Outdoor | Roof
NJSTRE1546255017 |  | Transition Incentive Program | Swedesboro | 8085 | 15 | 8.05 | Residential | Yes | Behind the Meter | Net-metered residential rooftop and canopy |  | None | Pro Custom Solar dba Momentum Solar | AC Electric | Accepted | 2020-11-24 | 2020-11-30 | 2021-11-30 | LG ELECTRONICS | LG 350N1C-V5 | Solar Panels |  | 0.35 | 8 | 230 | 25 |  | Fixed | Roof
NJSTRE1546255017 |  | Transition Incentive Program | Swedesboro | 8085 | 15 | 8.05 | Residential | Yes | Behind the Meter | Net-metered residential rooftop and canopy |  | None | Pro Custom Solar dba Momentum Solar | AC Electric | Accepted | 2020-11-24 | 2020-11-30 | 2021-11-30 | LG ELECTRONICS | LG 350N1C-V5 | Solar Panels |  | 0.35 | 11 | 230 | 26 |  | Fixed | Roof
NJSTRE1546255017 |  | Transition Incentive Program | Swedesboro | 8085 | 15 | 8.05 | Residential | Yes | Behind the Meter | Net-metered residential rooftop and canopy |  | None | Pro Custom Solar dba Momentum Solar | AC Electric | Accepted | 2020-11-24 | 2020-11-30 | 2021-11-30 | LG ELECTRONICS | LG 350N1C-V5 | Solar Panels |  | 0.35 | 2 | 50 | 25 |  | Fixed | Roof
NJSTRE1546255017 |  | Transition Incentive Program | Swedesboro | 8085 | 15 | 8.05 | Residential | Yes | Behind the Meter | Net-metered residential rooftop and canopy |  | None | Pro Custom Solar dba Momentum Solar | AC Electric | Accepted | 2020-11-24 | 2020-11-30 | 2021-11-30 | LG ELECTRONICS | LG 350N1C-V5 | Solar Panels |  | 0.35 | 2 | 50 | 26 |  | Fixed | Roof
NJSTRE1546255071 |  | Transition Incentive Program | Maple Shade | 8052 | 13 | 13.76 | Residential | Yes | Behind the Meter | Net-metered residential rooftop and canopy |  | None | Vivint Solar Developer, LLC | PSE&G | Accepted | 2020-11-24 | 2020-11-30 | 2021-11-30 | Solar Edge | SE11400H-US | Inverters | 11400 |  | 1 |  |  | 0.992 |  | Outdoor | Near the Utility Meter
NJSTRE1546255071 |  | Transition Incentive Program | Maple Shade | 8052 | 13 | 13.76 | Residential | Yes | Behind the Meter | Net-metered residential rooftop and canopy |  | None | Vivint Solar Developer, LLC | PSE&G | Accepted | 2020-11-24 | 2020-11-30 | 2021-11-30 | JINKO SOLAR | JKM320M-60HBL | Solar Panels |  | 0.32 | 11 | 240 | 25 |  | Fixed | Roof
NJSTRE1546255071 |  | Transition Incentive Program | Maple Shade | 8052 | 13 | 13.76 | Residential | Yes | Behind the Meter | Net-metered residential rooftop and canopy |  | None | Vivint Solar Developer, LLC | PSE&G | Accepted | 2020-11-24 | 2020-11-30 | 2021-11-30 | JINKO SOLAR | JKM320M-60HBL | Solar Panels |  | 0.32 | 3 | 240 | 22 |  | Fixed | Roof
NJSTRE1546255071 |  | Transition Incentive Program | Maple Shade | 8052 | 13 | 13.76 | Residential | Yes | Behind the Meter | Net-metered residential rooftop and canopy |  | None | Vivint Solar Developer, LLC | PSE&G | Accepted | 2020-11-24 | 2020-11-30 | 2021-11-30 | JINKO SOLAR | JKM320M-60HBL | Solar Panels |  | 0.32 | 12 | 330 | 14 |  | Fixed | Roof
NJSTRE1546255071 |  | Transition Incentive Program | Maple Shade | 8052 | 13 | 13.76 | Residential | Yes | Behind the Meter | Net-metered residential rooftop and canopy |  | None | Vivint Solar Developer, LLC | PSE&G | Accepted | 2020-11-24 | 2020-11-30 | 2021-11-30 | JINKO SOLAR | JKM320M-60HBL | Solar Panels |  | 0.32 | 11 | 60 | 25 |  | Fixed | Roof
NJSTRE1546255071 |  | Transition Incentive Program | Maple Shade | 8052 | 13 | 13.76 | Residential | Yes | Behind the Meter | Net-metered residential rooftop and canopy |  | None | Vivint Solar Developer, LLC | PSE&G | Accepted | 2020-11-24 | 2020-11-30 | 2021-11-30 | JINKO SOLAR | JKM320M-60HBL | Solar Panels |  | 0.32 | 2 | 60 | 22 |  | Fixed | Roof
NJSTRE1546255071 |  | Transition Incentive Program | Maple Shade | 8052 | 13 | 13.76 | Residential | Yes | Behind the Meter | Net-metered residential rooftop and canopy |  | None | Vivint Solar Developer, LLC | PSE&G | Accepted | 2020-11-24 | 2020-11-30 | 2021-11-30 | JINKO SOLAR | JKM320M-60HBL | Solar Panels |  | 0.32 | 4 | 60 | 14 |  | Fixed | Roof
NJSTRE1546255075 |  | Transition Incentive Program | Egg Harbor Township | 8234 | 19 | 9.6 | Residential | Yes | Behind the Meter | Net-metered residential rooftop and canopy |  | None | Acos Energy, LLC | AC Electric | Accepted | 2020-11-24 | 2020-12-03 | 2021-12-03 | Enphase | IQ7 | Inverters | 0.24 |  | 30 |  |  | 0.97 |  | Outside | Roof
NJSTRE1546255075 |  | Transition Incentive Program | Egg Harbor Township | 8234 | 19 | 9.6 | Residential | Yes | Behind the Meter | Net-metered residential rooftop and canopy |  | None | Acos Energy, LLC | AC Electric | Accepted | 2020-11-24 | 2020-12-03 | 2021-12-03 | Trina | TSM-DD06M05II 320W | Solar Panels |  | 0.32 | 16 | 114 | 26 |  | Fixed | Roof
NJSTRE1546255075 |  | Transition Incentive Program | Egg Harbor Township | 8234 | 19 | 9.6 | Residential | Yes | Behind the Meter | Net-metered residential rooftop and canopy |  | None | Acos Energy, LLC | AC Electric | Accepted | 2020-11-24 | 2020-12-03 | 2021-12-03 | Trina | TSM-DD06M05II 320W | Solar Panels |  | 0.32 | 14 | 114 | 26 |  | Fixed | Roof
NJSTRE1546255079 |  | Transition Incentive Program | Denville | 7834 | 3 | 10.54 | Residential | Yes | Behind the Meter | Net-metered residential rooftop and canopy |  | None | Tesla Energy Operations Inc. | JCP&L | Accepted | 2020-11-24 | 2020-11-30 | 2021-11-30 | Tesla | AC Powerwall 2.0 | Electric Storage Battery |  |  | 2 |  |  |  | Lithium Ion |  | Inside
NJSTRE1546255079 |  | Transition Incentive Program | Denville | 7834 | 3 | 10.54 | Residential | Yes | Behind the Meter | Net-metered residential rooftop and canopy |  | None | Tesla Energy Operations Inc. | JCP&L | Accepted | 2020-11-24 | 2020-11-30 | 2021-11-30 | SolarEdge Technologies | SE10000H-US [240V] | Inverters | 10000 |  | 1 |  |  | 0.99 |  | Outside | Outside
NJSTRE1546255079 |  | Transition Incentive Program | Denville | 7834 | 3 | 10.54 | Residential | Yes | Behind the Meter | Net-metered residential rooftop and canopy |  | None | Tesla Energy Operations Inc. | JCP&L | Accepted | 2020-11-24 | 2020-11-30 | 2021-11-30 | Hanwha Q-CELLS | Q.Peak DUO BLK-G6+ 340 | Solar Panels |  | 0.34 | 13 | 293 | 32 |  | Fixed | Roof
NJSTRE1546255079 |  | Transition Incentive Program | Denville | 7834 | 3 | 10.54 | Residential | Yes | Behind the Meter | Net-metered residential rooftop and canopy |  | None | Tesla Energy Operations Inc. | JCP&L | Accepted | 2020-11-24 | 2020-11-30 | 2021-11-30 | Hanwha Q-CELLS | Q.Peak DUO BLK-G6+ 340 | Solar Panels |  | 0.34 | 9 | 113 | 32 |  | Fixed | Roof
NJSTRE1546255079 |  | Transition Incentive Program | Denville | 7834 | 3 | 10.54 | Residential | Yes | Behind the Meter | Net-metered residential rooftop and canopy |  | None | Tesla Energy Operations Inc. | JCP&L | Accepted | 2020-11-24 | 2020-11-30 | 2021-11-30 | Hanwha Q-CELLS | Q.Peak DUO BLK-G6+ 340 | Solar Panels |  | 0.34 | 9 | 203 | 32 |  | Fixed | Roof
NJSTRE1546255083 |  | Transition Incentive Program | East Brunswick | 8816 | 11 | 940.56 | School Public K-12 | Yes | Behind the Meter | Net-metered non-residential rooftop and canopy |  | None | Advanced Solar Products, Inc. | PSE&G | Accepted | 2020-11-25 | 2020-11-30 | 2021-11-30 | Solar Edge | SE100KUS | Inverters | 100000 |  | 8 |  |  | 0.98 |  | Outdoor | roof
NJSTRE1546255083 |  | Transition Incentive Program | East Brunswick | 8816 | 11 | 940.56 | School Public K-12 | Yes | Behind the Meter | Net-metered non-residential rooftop and canopy |  | None | Advanced Solar Products, Inc. | PSE&G | Accepted | 2020-11-25 | 2020-11-30 | 2021-11-30 | Trina | tsmde14A | Solar Panels |  | 0.38 | 1038 | 165 | 5 |  | Fixed | Roof
NJSTRE1546255083 |  | Transition Incentive Program | East Brunswick | 8816 | 11 | 940.56 | School Public K-12 | Yes | Behind the Meter | Net-metered non-residential rooftop and canopy |  | None | Advanced Solar Products, Inc. | PSE&G | Accepted | 2020-11-25 | 2020-11-30 | 2021-11-30 | Astronergy | CHSM72M-HC | Solar Panels |  | 0.41 | 18 | 210 | 5 |  | Fixed | Roof
NJSTRE1546255083 |  | Transition Incentive Program | East Brunswick | 8816 | 11 | 940.56 | School Public K-12 | Yes | Behind the Meter | Net-metered non-residential rooftop and canopy |  | None | Advanced Solar Products, Inc. | PSE&G | Accepted | 2020-11-25 | 2020-11-30 | 2021-11-30 | Astronergy | CHSM72M-HC | Solar Panels |  | 0.41 | 565 | 165 | 5 |  | Fixed | Roof
NJSTRE1546255083 |  | Transition Incentive Program | East Brunswick | 8816 | 11 | 940.56 | School Public K-12 | Yes | Behind the Meter | Net-metered non-residential rooftop and canopy |  | None | Advanced Solar Products, Inc. | PSE&G | Accepted | 2020-11-25 | 2020-11-30 | 2021-11-30 | Astronergy | CHSM72M-HC | Solar Panels |  | 0.41 | 749 | 171 | 5 |  | Fixed | Roof
NJSTRE1546255089 |  | Transition Incentive Program | Oak Ridge | 7438 | 6 | 13.26 | Residential | No | Behind the Meter | Net-metered residential rooftop and canopy |  | None | Skyline Solar LLC | JCP&L | Accepted | 2020-11-24 | 2020-11-30 | 2021-11-30 | ENPHASE | IQ7-60-2-US | Inverters | 240 |  | 39 |  |  | 0.97 |  | Outdoor | ROOF
NJSTRE1546255089 |  | Transition Incentive Program | Oak Ridge | 7438 | 6 | 13.26 | Residential | No | Behind the Meter | Net-metered residential rooftop and canopy |  | None | Skyline Solar LLC | JCP&L | Accepted | 2020-11-24 | 2020-11-30 | 2021-11-30 | HANWHA | QPEAK DUO BLK | Solar Panels |  | 0.34 | 39 | 105 | 35 |  | Fixed | Roof
NJSTRE1546255094 |  | Transition Incentive Program | Wayne | 7470 | 6 | 4.8 | Residential | Yes | Behind the Meter | Net-metered residential rooftop and canopy |  | None | Vivint Solar Developer, LLC | PSE&G | Accepted | 2020-11-24 | 2020-11-30 | 2021-11-30 | Solar Edge | SE3800H-US | Inverters | 3800 |  | 1 |  |  | 0.992 |  | Outdoor | Near the Utility Meter
NJSTRE1546255094 |  | Transition Incentive Program | Wayne | 7470 | 6 | 4.8 | Residential | Yes | Behind the Meter | Net-metered residential rooftop and canopy |  | None | Vivint Solar Developer, LLC | PSE&G | Accepted | 2020-11-24 | 2020-11-30 | 2021-11-30 | JINKO SOLAR | JKM320M-60HBL | Solar Panels |  | 0.32 | 15 | 244 | 30 |  | Fixed | Roof
NJSTRE1546255107 |  | Transition Incentive Program | Roselle Park Boro | 7204 | 10 | 10 | Residential | No | Behind the Meter | Net-metered residential rooftop and canopy |  | None | SunPower Corporation, Systems | PSE&G | Accepted | 2020-11-24 | 2020-11-30 | 2021-11-30 | SunPower | SPR-A400-G-AC | Inverters | 349 |  | 25 |  |  | 0.97 |  | Other | under each panel
NJSTRE1546255107 |  | Transition Incentive Program | Roselle Park Boro | 7204 | 10 | 10 | Residential | No | Behind the Meter | Net-metered residential rooftop and canopy |  | None | SunPower Corporation, Systems | PSE&G | Accepted | 2020-11-24 | 2020-11-30 | 2021-11-30 | SunPower | SPR-A400-G-AC | Solar Panels |  | 0.4 | 16 | 127 | 35 |  | Fixed | Roof
NJSTRE1546255107 |  | Transition Incentive Program | Roselle Park Boro | 7204 | 10 | 10 | Residential | No | Behind the Meter | Net-metered residential rooftop and canopy |  | None | SunPower Corporation, Systems | PSE&G | Accepted | 2020-11-24 | 2020-11-30 | 2021-11-30 | SunPower | SPR-A400-G-AC | Solar Panels |  | 0.4 | 6 | 307 | 35 |  | Fixed | Roof
NJSTRE1546255107 |  | Transition Incentive Program | Roselle Park Boro | 7204 | 10 | 10 | Residential | No | Behind the Meter | Net-metered residential rooftop and canopy |  | None | SunPower Corporation, Systems | PSE&G | Accepted | 2020-11-24 | 2020-11-30 | 2021-11-30 | SunPower | SPR-A400-G-AC | Solar Panels |  | 0.4 | 3 | 37 | 22 |  | Fixed | Roof
NJSTRE1546255242 |  | Transition Incentive Program | Pleasantville | 8232 | 19 | 4.16 | Residential | Yes | Behind the Meter | Net-metered residential rooftop and canopy |  | None | Vivint Solar Developer, LLC | AC Electric | Accepted | 2020-11-24 | 2020-11-30 | 2021-11-30 | Solar Edge | SE3800H-US | Inverters | 3800 |  | 1 |  |  | 0.992 |  | Outdoor | Near the Utility Meter
NJSTRE1546255242 |  | Transition Incentive Program | Pleasantville | 8232 | 19 | 4.16 | Residential | Yes | Behind the Meter | Net-metered residential rooftop and canopy |  | None | Vivint Solar Developer, LLC | AC Electric | Accepted | 2020-11-24 | 2020-11-30 | 2021-11-30 | JINKO SOLAR | JKM320M-60HBL | Solar Panels |  | 0.32 | 13 | 224 | 39 |  | Fixed | Roof
NJSTRE1546255266 |  | Transition Incentive Program | Riverside | 8075 | 13 | 3.78 | Residential | No | Behind the Meter | Net-metered residential rooftop and canopy |  | None | Skyline Solar LLC | PSE&G | Accepted | 2020-11-24 | 2020-11-30 | 2021-11-30 | ENPHASE | IQ7-60-2-US | Inverters | 240 |  | 12 |  |  | 0.97 |  | Outdoor | ROOF
NJSTRE1546255266 |  | Transition Incentive Program | Riverside | 8075 | 13 | 3.78 | Residential | No | Behind the Meter | Net-metered residential rooftop and canopy |  | None | Skyline Solar LLC | PSE&G | Accepted | 2020-11-24 | 2020-11-30 | 2021-11-30 | HANWHA | QPEAK DUO BLK | Solar Panels |  | 0.315 | 4 | 30 | 37 |  | Fixed | Roof
NJSTRE1546255266 |  | Transition Incentive Program | Riverside | 8075 | 13 | 3.78 | Residential | No | Behind the Meter | Net-metered residential rooftop and canopy |  | None | Skyline Solar LLC | PSE&G | Accepted | 2020-11-24 | 2020-11-30 | 2021-11-30 | HANWHA | QPEAK DUO BLK | Solar Panels |  | 0.315 | 2 | 120 | 37 |  | Fixed | Roof
NJSTRE1546255266 |  | Transition Incentive Program | Riverside | 8075 | 13 | 3.78 | Residential | No | Behind the Meter | Net-metered residential rooftop and canopy |  | None | Skyline Solar LLC | PSE&G | Accepted | 2020-11-24 | 2020-11-30 | 2021-11-30 | HANWHA | QPEAK DUO BLK | Solar Panels |  | 0.315 | 2 | 120 | 37 |  | Fixed | Roof
NJSTRE1546255266 |  | Transition Incentive Program | Riverside | 8075 | 13 | 3.78 | Residential | No | Behind the Meter | Net-metered residential rooftop and canopy |  | None | Skyline Solar LLC | PSE&G | Accepted | 2020-11-24 | 2020-11-30 | 2021-11-30 | HANWHA | QPEAK DUO BLK | Solar Panels |  | 0.315 | 4 | 120 | 30 |  | Fixed | Roof
NJSTRE1546255268 |  | Transition Incentive Program | Plainsboro Twp | 8536 | 11 | 7.04 | Residential | No | Behind the Meter | Net-metered residential rooftop and canopy |  | None | Solar Energy World | PSE&G | Accepted | 2020-11-24 | 2020-11-30 | 2021-11-30 | Enphase Energy | IQ7-60-2-US | Inverters | 240 |  | 22 |  |  | 0.976 |  | Outdoor | near panels
NJSTRE1546255268 |  | Transition Incentive Program | Plainsboro Twp | 8536 | 11 | 7.04 | Residential | No | Behind the Meter | Net-metered residential rooftop and canopy |  | None | Solar Energy World | PSE&G | Accepted | 2020-11-24 | 2020-11-30 | 2021-11-30 | Silfab | SIL320NL | Solar Panels |  | 0.32 | 6 | 185 | 35 |  | Fixed | Roof
NJSTRE1546255268 |  | Transition Incentive Program | Plainsboro Twp | 8536 | 11 | 7.04 | Residential | No | Behind the Meter | Net-metered residential rooftop and canopy |  | None | Solar Energy World | PSE&G | Accepted | 2020-11-24 | 2020-11-30 | 2021-11-30 | Silfab | SIL320NL | Solar Panels |  | 0.32 | 16 | 275 | 35 |  | Fixed | Roof
NJSTRE1546255274 |  | Transition Incentive Program | Bayonne | 7002 | 8 | 4.02 | Residential | Yes | Behind the Meter | Net-metered residential rooftop and canopy |  | None | Vision Solar LLC | PSE&G | Accepted | 2020-11-24 | 2020-11-30 | 2021-11-30 | ENPHASE | IQ7-60-2-US | Inverters | 0.24 |  | 12 |  |  | 0.96 |  | Other | BEHIND EACH PANEL
NJSTRE1546255274 |  | Transition Incentive Program | Bayonne | 7002 | 8 | 4.02 | Residential | Yes | Behind the Meter | Net-metered residential rooftop and canopy |  | None | Vision Solar LLC | PSE&G | Accepted | 2020-11-24 | 2020-11-30 | 2021-11-30 | HANWHA Q-CELLS | Q.PEAK DUO BLK-G6+ 335 | Solar Panels |  | 0.335 | 12 | 41 | 122 |  | Fixed | Roof
NJSTRE1546255276 |  | Transition Incentive Program | Plainfield | 7060 | 10 | 12.8 | Residential | No | Behind the Meter | Net-metered residential rooftop and canopy |  | None | Orbit Energy & Power, LLC | AC Electric | Accepted | 2020-11-24 | 2020-11-30 | 2021-11-30 | enphase | iq7-60-2-us | Inverters | 0.24 |  | 40 |  |  | 0.99 |  | Other | behind panels
NJSTRE1546255276 |  | Transition Incentive Program | Plainfield | 7060 | 10 | 12.8 | Residential | No | Behind the Meter | Net-metered residential rooftop and canopy |  | None | Orbit Energy & Power, LLC | AC Electric | Accepted | 2020-11-24 | 2020-11-30 | 2021-11-30 | hanwha qcells | qpeak 320w | Solar Panels |  | 0.32 | 20 | 135 | 36 |  | Fixed | Roof
NJSTRE1546255276 |  | Transition Incentive Program | Plainfield | 7060 | 10 | 12.8 | Residential | No | Behind the Meter | Net-metered residential rooftop and canopy |  | None | Orbit Energy & Power, LLC | AC Electric | Accepted | 2020-11-24 | 2020-11-30 | 2021-11-30 | hanwha qcells | qpeak 320w | Solar Panels |  | 0.32 | 20 | 315 | 36 |  | Fixed | Roof
NJSTRE1546255286 |  | Transition Incentive Program | South Brunswick TWP | 8824 | 11 | 8.16 | Residential | No | Behind the Meter | Net-metered residential rooftop and canopy |  | None | Tesla Energy Operations Inc. | PSE&G | Accepted | 2020-11-24 | 2020-11-30 | 2021-11-30 | SolarEdge Technologies | SE7600H-US [240V] | Inverters | 7600 |  | 1 |  |  | 0.99 |  | Outside | Outside
NJSTRE1546255286 |  | Transition Incentive Program | South Brunswick TWP | 8824 | 11 | 8.16 | Residential | No | Behind the Meter | Net-metered residential rooftop and canopy |  | None | Tesla Energy Operations Inc. | PSE&G | Accepted | 2020-11-24 | 2020-11-30 | 2021-11-30 | Hanwha Q-CELLS | Q.Peak DUO BLK-G6+ 340 | Solar Panels |  | 0.34 | 8 | 263 | 28 |  | Fixed | Roof
NJSTRE1546255286 |  | Transition Incentive Program | South Brunswick TWP | 8824 | 11 | 8.16 | Residential | No | Behind the Meter | Net-metered residential rooftop and canopy |  | None | Tesla Energy Operations Inc. | PSE&G | Accepted | 2020-11-24 | 2020-11-30 | 2021-11-30 | Hanwha Q-CELLS | Q.Peak DUO BLK-G6+ 340 | Solar Panels |  | 0.34 | 10 | 173 | 28 |  | Fixed | Roof
NJSTRE1546255286 |  | Transition Incentive Program | South Brunswick TWP | 8824 | 11 | 8.16 | Residential | No | Behind the Meter | Net-metered residential rooftop and canopy |  | None | Tesla Energy Operations Inc. | PSE&G | Accepted | 2020-11-24 | 2020-11-30 | 2021-11-30 | Hanwha Q-CELLS | Q.Peak DUO BLK-G6+ 340 | Solar Panels |  | 0.34 | 6 | 173 | 28 |  | Fixed | Roof
NJSTRE1546255298 |  | Transition Incentive Program | Teaneck | 7666 | 7 | 4.88 | Residential | Yes | Behind the Meter | Net-metered residential rooftop and canopy |  | None | Vivint Solar Developer, LLC | PSE&G | Accepted | 2020-11-24 | 2020-11-30 | 2021-11-30 | Solar Edge | SE3800H-US | Inverters | 3800 |  | 1 |  |  | 0.992 |  | Outdoor | Near the Utility Meter
NJSTRE1546255298 |  | Transition Incentive Program | Teaneck | 7666 | 7 | 4.88 | Residential | Yes | Behind the Meter | Net-metered residential rooftop and canopy |  | None | Vivint Solar Developer, LLC | PSE&G | Accepted | 2020-11-24 | 2020-11-30 | 2021-11-30 | JINKO SOLAR | JKM325M-60HBL | Solar Panels |  | 0.325 | 15 | 204 | 32 |  | Fixed | Roof
NJSTRE1546255306 |  | Transition Incentive Program | Pleasantville | 8232 | 19 | 7.7 | Residential | Yes | Behind the Meter | Net-metered residential rooftop and canopy |  | None | Pro Custom Solar dba Momentum Solar | AC Electric | Accepted | 2020-11-30 | 2020-11-30 | 2021-11-30 | Enphase | IQ7Plus-72-2-US | Inverters | 290 |  | 22 |  |  | 0.97 |  | Outdoor | Roof
NJSTRE1546255306 |  | Transition Incentive Program | Pleasantville | 8232 | 19 | 7.7 | Residential | Yes | Behind the Meter | Net-metered residential rooftop and canopy |  | None | Pro Custom Solar dba Momentum Solar | AC Electric | Accepted | 2020-11-30 | 2020-11-30 | 2021-11-30 | LG ELECTRONICS | LG 350N1C-V5 | Solar Panels |  | 0.35 | 12 | 206 | 22 |  | Fixed | Roof
NJSTRE1546255306 |  | Transition Incentive Program | Pleasantville | 8232 | 19 | 7.7 | Residential | Yes | Behind the Meter | Net-metered residential rooftop and canopy |  | None | Pro Custom Solar dba Momentum Solar | AC Electric | Accepted | 2020-11-30 | 2020-11-30 | 2021-11-30 | LG ELECTRONICS | LG 350N1C-V5 | Solar Panels |  | 0.35 | 10 | 26 | 21 |  | Fixed | Roof
NJSTRE1546255318 |  | Transition Incentive Program | Woodbridge TWP | 8830 | 11 | 9.52 | Residential | No | Behind the Meter | Net-metered residential rooftop and canopy |  | None | Tesla Energy Operations Inc. | PSE&G | Accepted | 2020-11-24 | 2020-11-30 | 2021-11-30 | SolarEdge Technologies | SE7600H-US [240V] | Inverters | 7600 |  | 1 |  |  | 0.99 |  | Outside | Outside
NJSTRE1546255318 |  | Transition Incentive Program | Woodbridge TWP | 8830 | 11 | 9.52 | Residential | No | Behind the Meter | Net-metered residential rooftop and canopy |  | None | Tesla Energy Operations Inc. | PSE&G | Accepted | 2020-11-24 | 2020-11-30 | 2021-11-30 | Hanwha Q-CELLS | Q.Peak DUO BLK-G6+ 340 | Solar Panels |  | 0.34 | 8 | 62 | 23 |  | Fixed | Roof
NJSTRE1546255318 |  | Transition Incentive Program | Woodbridge TWP | 8830 | 11 | 9.52 | Residential | No | Behind the Meter | Net-metered residential rooftop and canopy |  | None | Tesla Energy Operations Inc. | PSE&G | Accepted | 2020-11-24 | 2020-11-30 | 2021-11-30 | Hanwha Q-CELLS | Q.Peak DUO BLK-G6+ 340 | Solar Panels |  | 0.34 | 6 | 62 | 34 |  | Fixed | Roof
NJSTRE1546255318 |  | Transition Incentive Program | Woodbridge TWP | 8830 | 11 | 9.52 | Residential | No | Behind the Meter | Net-metered residential rooftop and canopy |  | None | Tesla Energy Operations Inc. | PSE&G | Accepted | 2020-11-24 | 2020-11-30 | 2021-11-30 | Hanwha Q-CELLS | Q.Peak DUO BLK-G6+ 340 | Solar Panels |  | 0.34 | 8 | 242 | 23 |  | Fixed | Roof
NJSTRE1546255318 |  | Transition Incentive Program | Woodbridge TWP | 8830 | 11 | 9.52 | Residential | No | Behind the Meter | Net-metered residential rooftop and canopy |  | None | Tesla Energy Operations Inc. | PSE&G | Accepted | 2020-11-24 | 2020-11-30 | 2021-11-30 | Hanwha Q-CELLS | Q.Peak DUO BLK-G6+ 340 | Solar Panels |  | 0.34 | 6 | 242 | 34 |  | Fixed | Roof
NJSTRE1546255320 |  | Transition Incentive Program | Howell | 7731 | 17 | 11.88 | Residential | No | Behind the Meter | Net-metered residential rooftop and canopy |  | None | Reliable Power and Solar | JCP&L | Accepted | 2020-11-24 | 2020-11-30 | 2021-11-30 | enphase | IQ7 | Inverters | 240 |  | 36 |  |  | 0.97 |  | Outdoor | roof
NJSTRE1546255320 |  | Transition Incentive Program | Howell | 7731 | 17 | 11.88 | Residential | No | Behind the Meter | Net-metered residential rooftop and canopy |  | None | Reliable Power and Solar | JCP&L | Accepted | 2020-11-24 | 2020-11-30 | 2021-11-30 | trina | tsmdd05 | Solar Panels |  | 0.33 | 25 | 157 | 29 |  | Fixed | Roof | roof
NJSTRE1546255320 |  | Transition Incentive Program | Howell | 7731 | 17 | 11.88 | Residential | No | Behind the Meter | Net-metered residential rooftop and canopy |  | None | Reliable Power and Solar | JCP&L | Accepted | 2020-11-24 | 2020-11-30 | 2021-11-30 | trina | tsmdd05 | Solar Panels |  | 0.33 | 11 | 157 | 29 |  | Fixed | Roof | roof
NJSTRE1546255348 |  | Transition Incentive Program | South Brunswick TWP | 8810 | 11 | 7.48 | Residential | No | Behind the Meter | Net-metered residential rooftop and canopy |  | None | Tesla Energy Operations Inc. | PSE&G | Accepted | 2020-11-24 | 2020-11-30 | 2021-11-30 | SolarEdge Technologies | SE7600H-US [240V] | Inverters | 7600 |  | 1 |  |  | 0.99 |  | Outside | Outside
NJSTRE1546255348 |  | Transition Incentive Program | South Brunswick TWP | 8810 | 11 | 7.48 | Residential | No | Behind the Meter | Net-metered residential rooftop and canopy |  | None | Tesla Energy Operations Inc. | PSE&G | Accepted | 2020-11-24 | 2020-11-30 | 2021-11-30 | Hanwha Q-CELLS | Q.Peak DUO BLK-G6+ 340 | Solar Panels |  | 0.34 | 4 | 168 | 34 |  | Fixed | Roof
NJSTRE1546255348 |  | Transition Incentive Program | South Brunswick TWP | 8810 | 11 | 7.48 | Residential | No | Behind the Meter | Net-metered residential rooftop and canopy |  | None | Tesla Energy Operations Inc. | PSE&G | Accepted | 2020-11-24 | 2020-11-30 | 2021-11-30 | Hanwha Q-CELLS | Q.Peak DUO BLK-G6+ 340 | Solar Panels |  | 0.34 | 8 | 168 | 34 |  | Fixed | Roof
NJSTRE1546255348 |  | Transition Incentive Program | South Brunswick TWP | 8810 | 11 | 7.48 | Residential | No | Behind the Meter | Net-metered residential rooftop and canopy |  | None | Tesla Energy Operations Inc. | PSE&G | Accepted | 2020-11-24 | 2020-11-30 | 2021-11-30 | Hanwha Q-CELLS | Q.Peak DUO BLK-G6+ 340 | Solar Panels |  | 0.34 | 10 | 258 | 34 |  | Fixed | Roof
NJSTRE1546255440 |  | Transition Incentive Program | Pleasantville | 8232 | 19 | 4.58 | Residential | Yes | Behind the Meter | Net-metered residential rooftop and canopy |  | None | Castle Energy, LLC | AC Electric | Accepted | 2020-11-24 | 2020-12-01 | 2021-12-01 | SunPower | SPR-E20-327-E-AC | Inverters | 320 |  | 14 |  |  | 0.975 |  | Outdoor | on the rooftop under each solar panel
NJSTRE1546255440 |  | Transition Incentive Program | Pleasantville | 8232 | 19 | 4.58 | Residential | Yes | Behind the Meter | Net-metered residential rooftop and canopy |  | None | Castle Energy, LLC | AC Electric | Accepted | 2020-11-24 | 2020-12-01 | 2021-12-01 | SunPower | SPR-E20-327-E-AC | Solar Panels |  | 0.327 | 14 | 206 | 16 |  | Fixed | Roof
NJSTRE1546255445 |  | Transition Incentive Program | South Orange Village TWP | 7079 | 9 | 7.82 | Residential | Yes | Behind the Meter | Net-metered residential rooftop and canopy |  | None | Tesla Energy Operations Inc. | PSE&G | Accepted | 2020-11-24 | 2020-11-30 | 2021-11-30 | SolarEdge Technologies | SE7600H-US [240V] | Inverters | 7600 |  | 1 |  |  | 0.99 |  | Outside | Outside
NJSTRE1546255445 |  | Transition Incentive Program | South Orange Village TWP | 7079 | 9 | 7.82 | Residential | Yes | Behind the Meter | Net-metered residential rooftop and canopy |  | None | Tesla Energy Operations Inc. | PSE&G | Accepted | 2020-11-24 | 2020-11-30 | 2021-11-30 | Hanwha Q-CELLS | Q.Peak DUO BLK-G6+ 340 | Solar Panels |  | 0.34 | 15 | 31 | 23 |  | Fixed | Roof
NJSTRE1546255445 |  | Transition Incentive Program | South Orange Village TWP | 7079 | 9 | 7.82 | Residential | Yes | Behind the Meter | Net-metered residential rooftop and canopy |  | None | Tesla Energy Operations Inc. | PSE&G | Accepted | 2020-11-24 | 2020-11-30 | 2021-11-30 | Hanwha Q-CELLS | Q.Peak DUO BLK-G6+ 340 | Solar Panels |  | 0.34 | 5 | 211 | 23 |  | Fixed | Roof
NJSTRE1546255445 |  | Transition Incentive Program | South Orange Village TWP | 7079 | 9 | 7.82 | Residential | Yes | Behind the Meter | Net-metered residential rooftop and canopy |  | None | Tesla Energy Operations Inc. | PSE&G | Accepted | 2020-11-24 | 2020-11-30 | 2021-11-30 | Hanwha Q-CELLS | Q.Peak DUO BLK-G6+ 340 | Solar Panels |  | 0.34 | 3 | 211 | 23 |  | Fixed | Roof
NJSTRE1546255463 |  | Transition Incentive Program | North Plainfield | 7063 | 10 | 2.04 | Residential | Yes | Behind the Meter | Net-metered residential rooftop and canopy |  | None | Trinity Solar | PSE&G | Accepted | 2020-11-24 | 2020-11-30 | 2021-11-30 | Enphase | IQ7PLUS-72-2-US | Inverters | 290 |  | 6 |  |  | 0.96 |  | Outside | under panels
NJSTRE1546255463 |  | Transition Incentive Program | North Plainfield | 7063 | 10 | 2.04 | Residential | Yes | Behind the Meter | Net-metered residential rooftop and canopy |  | None | Trinity Solar | PSE&G | Accepted | 2020-11-24 | 2020-11-30 | 2021-11-30 | Hanwha 340 | Q.PEAK DUO BLK-G6 340 | Solar Panels |  | 0.34 | 6 | 155 | 40 |  | Fixed | Roof
NJSTRE1546255473 |  | Transition Incentive Program | Landing | 7850 | 3 | 11.52 | Residential | No | Behind the Meter | Net-metered residential rooftop and canopy |  | None | Green Power Solar | JCP&L | Accepted | 2020-11-24 | 2020-11-30 | 2021-11-30 | SolarEdge | SE11400H-US (240V) | Inverters | 11400 |  | 1 |  |  | 0.97 |  | Outside | next to meter
NJSTRE1546255473 |  | Transition Incentive Program | Landing | 7850 | 3 | 11.52 | Residential | No | Behind the Meter | Net-metered residential rooftop and canopy |  | None | Green Power Solar | JCP&L | Accepted | 2020-11-24 | 2020-11-30 | 2021-11-30 | LG Electronics | LG360N1C-N5 | Solar Panels |  | 0.36 | 10 | 119 | 17 |  | Fixed | Roof
NJSTRE1546255473 |  | Transition Incentive Program | Landing | 7850 | 3 | 11.52 | Residential | No | Behind the Meter | Net-metered residential rooftop and canopy |  | None | Green Power Solar | JCP&L | Accepted | 2020-11-24 | 2020-11-30 | 2021-11-30 | LG Electronics | LG360N1C-N5 | Solar Panels |  | 0.36 | 8 | 300 | 30 |  | Fixed | Roof
NJSTRE1546255473 |  | Transition Incentive Program | Landing | 7850 | 3 | 11.52 | Residential | No | Behind the Meter | Net-metered residential rooftop and canopy |  | None | Green Power Solar | JCP&L | Accepted | 2020-11-24 | 2020-11-30 | 2021-11-30 | LG Electronics | LG360N1C-N5 | Solar Panels |  | 0.36 | 14 | 205 | 30 |  | Fixed | Roof
NJSTRE1546255482 |  | Transition Incentive Program | Bayville | 8721 | 18 | 15.75 | Residential | Yes | Behind the Meter | Net-metered residential rooftop and canopy |  | None | Freedom Forever New Jersey LLC | JCP&L | Accepted | 2020-11-24 | 2020-11-30 | 2021-11-30 | Solar Edge | SE10000H-US [SI1] RGM | Inverters | 10000 |  | 1 |  |  | 0.99 |  | Outdoor | n/a
NJSTRE1546255482 |  | Transition Incentive Program | Bayville | 8721 | 18 | 15.75 | Residential | Yes | Behind the Meter | Net-metered residential rooftop and canopy |  | None | Freedom Forever New Jersey LLC | JCP&L | Accepted | 2020-11-24 | 2020-11-30 | 2021-11-30 | Longi | LR6-60HPB-315M | Solar Panels |  | 0.315 | 2 | 4 | 20 |  | Fixed | Roof | n/a
NJSTRE1546255482 |  | Transition Incentive Program | Bayville | 8721 | 18 | 15.75 | Residential | Yes | Behind the Meter | Net-metered residential rooftop and canopy |  | None | Freedom Forever New Jersey LLC | JCP&L | Accepted | 2020-11-24 | 2020-11-30 | 2021-11-30 | Longi | LR6-60HPB-315M | Solar Panels |  | 0.315 | 2 | 3 | 20 |  | Fixed | Roof | n/a
NJSTRE1546255482 |  | Transition Incentive Program | Bayville | 8721 | 18 | 15.75 | Residential | Yes | Behind the Meter | Net-metered residential rooftop and canopy |  | None | Freedom Forever New Jersey LLC | JCP&L | Accepted | 2020-11-24 | 2020-11-30 | 2021-11-30 | Longi | LR6-60HPB-315M | Solar Panels |  | 0.315 | 24 | 1 | 20 |  | Fixed | Roof | n/a
NJSTRE1546255482 |  | Transition Incentive Program | Bayville | 8721 | 18 | 15.75 | Residential | Yes | Behind the Meter | Net-metered residential rooftop and canopy |  | None | Freedom Forever New Jersey LLC | JCP&L | Accepted | 2020-11-24 | 2020-11-30 | 2021-11-30 | Longi | LR6-60HPB-315M | Solar Panels |  | 0.315 | 22 | 2 | 20 |  | Fixed | Roof | n/a
NJSTRE1546255489 |  | Transition Incentive Program | Runnemede | 8078 | 14 | 6.46 | Residential | Yes | Behind the Meter | Net-metered residential rooftop and canopy |  | None | Trinity Solar | PSE&G | Accepted | 2020-11-24 | 2020-11-30 | 2021-11-30 | Solar Edge | SE5000 | Inverters | 5000 |  | 1 |  |  | 0.97 |  | Outside | side of home
NJSTRE1546255489 |  | Transition Incentive Program | Runnemede | 8078 | 14 | 6.46 | Residential | Yes | Behind the Meter | Net-metered residential rooftop and canopy |  | None | Trinity Solar | PSE&G | Accepted | 2020-11-24 | 2020-11-30 | 2021-11-30 | Hanwha | Q.PEAK DUO BLK-G6 340 | Solar Panels |  | 0.34 | 19 | 135 | 21 |  | Fixed | Roof
NJSTRE1546255517 |  | Transition Incentive Program | Irvington | 7111 | 9 | 7.35 | Residential | Yes | Behind the Meter | Net-metered residential rooftop and canopy |  | None | Pro Custom Solar dba Momentum Solar | PSE&G | Accepted | 2020-11-24 | 2020-11-30 | 2021-11-30 | Enphase | IQ7Plus-72-2-US | Inverters | 290 |  | 21 |  |  | 0.97 |  | Outdoor | Roof
NJSTRE1546255517 |  | Transition Incentive Program | Irvington | 7111 | 9 | 7.35 | Residential | Yes | Behind the Meter | Net-metered residential rooftop and canopy |  | None | Pro Custom Solar dba Momentum Solar | PSE&G | Accepted | 2020-11-24 | 2020-11-30 | 2021-11-30 | LG ELECTRONICS | LG 350N1C-V5 | Solar Panels |  | 0.35 | 21 | 106 | 6 |  | Fixed | Roof
NJSTRE1546255546 |  | Transition Incentive Program | East Orange | 7017 | 9 | 3.06 | Residential | Yes | Behind the Meter | Net-metered residential rooftop and canopy |  | None | Trinity Solar | PSE&G | Accepted | 2020-11-24 | 2020-11-30 | 2021-11-30 | SOLAR EDGE | SE3000H-US | Inverters | 3000 |  | 1 |  |  | 0.97 |  | Outside | SIDE OF HOME
NJSTRE1546255546 |  | Transition Incentive Program | East Orange | 7017 | 9 | 3.06 | Residential | Yes | Behind the Meter | Net-metered residential rooftop and canopy |  | None | Trinity Solar | PSE&G | Accepted | 2020-11-24 | 2020-11-30 | 2021-11-30 | HANWHA | Q.PEAK DUO BLK-G6 340 | Solar Panels |  | 0.34 | 5 | 204 | 45 |  | Fixed | Roof
NJSTRE1546255546 |  | Transition Incentive Program | East Orange | 7017 | 9 | 3.06 | Residential | Yes | Behind the Meter | Net-metered residential rooftop and canopy |  | None | Trinity Solar | PSE&G | Accepted | 2020-11-24 | 2020-11-30 | 2021-11-30 | HANWHA | Q.PEAK DUO BLK-G6 340 | Solar Panels |  | 0.34 | 4 | 204 | 23 |  | Fixed | Roof
NJSTRE1546255551 |  | Transition Incentive Program | Burlington | 8016 | 13 | 17.6 | Residential | Yes | Behind the Meter | Net-metered residential rooftop and canopy |  | None | Vivint Solar Developer, LLC | PSE&G | Accepted | 2020-11-24 | 2020-11-30 | 2021-11-30 | Solar Edge | SE7600H-US | Inverters | 7600 |  | 2 |  |  | 0.992 |  | Outdoor | Near the Utility Meter
NJSTRE1546255551 |  | Transition Incentive Program | Burlington | 8016 | 13 | 17.6 | Residential | Yes | Behind the Meter | Net-metered residential rooftop and canopy |  | None | Vivint Solar Developer, LLC | PSE&G | Accepted | 2020-11-24 | 2020-11-30 | 2021-11-30 | JINKO SOLAR | JKM320M-60HBL | Solar Panels |  | 0.32 | 24 | 263 | 31 |  | Fixed | Roof
NJSTRE1546255551 |  | Transition Incentive Program | Burlington | 8016 | 13 | 17.6 | Residential | Yes | Behind the Meter | Net-metered residential rooftop and canopy |  | None | Vivint Solar Developer, LLC | PSE&G | Accepted | 2020-11-24 | 2020-11-30 | 2021-11-30 | JINKO SOLAR | JKM320M-60HBL | Solar Panels |  | 0.32 | 4 | 83 | 41 |  | Fixed | Roof
NJSTRE1546255551 |  | Transition Incentive Program | Burlington | 8016 | 13 | 17.6 | Residential | Yes | Behind the Meter | Net-metered residential rooftop and canopy |  | None | Vivint Solar Developer, LLC | PSE&G | Accepted | 2020-11-24 | 2020-11-30 | 2021-11-30 | JINKO SOLAR | JKM320M-60HBL | Solar Panels |  | 0.32 | 27 | 83 | 31 |  | Fixed | Roof
NJSTRE1546255559 |  | Transition Incentive Program | Berlin | 8009 | 14 | 10.44 | Residential | No | Behind the Meter | Net-metered residential rooftop and canopy |  | None | SunnyMac LLC | AC Electric | Accepted | 2020-11-24 | 2020-11-30 | 2021-11-30 | Solaredge | SE10000H-US | Inverters | 10000 |  | 1 |  |  | 0.99 |  | Outdoor | Next to Meter
NJSTRE1546255559 |  | Transition Incentive Program | Berlin | 8009 | 14 | 10.44 | Residential | No | Behind the Meter | Net-metered residential rooftop and canopy |  | None | SunnyMac LLC | AC Electric | Accepted | 2020-11-24 | 2020-11-30 | 2021-11-30 | REC | 360A-Blk | Solar Panels |  | 0.36 | 6 | 170 | 34 |  | Fixed | Roof
NJSTRE1546255559 |  | Transition Incentive Program | Berlin | 8009 | 14 | 10.44 | Residential | No | Behind the Meter | Net-metered residential rooftop and canopy |  | None | SunnyMac LLC | AC Electric | Accepted | 2020-11-24 | 2020-11-30 | 2021-11-30 | REC | 360AA-Blk | Solar Panels |  | 0.36 | 23 | 171 | 34 |  | Fixed | Roof
NJSTRE1546255579 |  | Transition Incentive Program | Pleasantville | 8232 | 19 | 7.48 | Residential | Yes | Behind the Meter | Net-metered residential rooftop and canopy |  | None | Castle Energy, LLC | AC Electric | Accepted | 2020-11-24 | 2020-12-03 | 2021-12-03 | Enphase Energy | IQ7-60-2-US | Inverters | 240 |  | 22 |  |  | 0.967 |  | Outdoor | on the rooftop under each solar panel
NJSTRE1546255579 |  | Transition Incentive Program | Pleasantville | 8232 | 19 | 7.48 | Residential | Yes | Behind the Meter | Net-metered residential rooftop and canopy |  | None | Castle Energy, LLC | AC Electric | Accepted | 2020-11-24 | 2020-12-03 | 2021-12-03 | Hanwha Q-Cells | Q.Peak DUO BLK-G6 340 | Solar Panels |  | 0.34 | 12 | 294 | 44 |  | Fixed | Roof
NJSTRE1546255579 |  | Transition Incentive Program | Pleasantville | 8232 | 19 | 7.48 | Residential | Yes | Behind the Meter | Net-metered residential rooftop and canopy |  | None | Castle Energy, LLC | AC Electric | Accepted | 2020-11-24 | 2020-12-03 | 2021-12-03 | Hanwha Q-Cells | Q.Peak DUO BLK-G6 340 | Solar Panels |  | 0.34 | 2 | 294 | 13 |  | Fixed | Roof
NJSTRE1546255579 |  | Transition Incentive Program | Pleasantville | 8232 | 19 | 7.48 | Residential | Yes | Behind the Meter | Net-metered residential rooftop and canopy |  | None | Castle Energy, LLC | AC Electric | Accepted | 2020-11-24 | 2020-12-03 | 2021-12-03 | Hanwha Q-Cells | Q.Peak DUO BLK-G6 340 | Solar Panels |  | 0.34 | 8 | 114 | 44 |  | Fixed | Roof
NJSTRE1546255604 |  | Transition Incentive Program | Brick | 8724 | 18 | 7.35 | Residential | Yes | Behind the Meter | Net-metered residential rooftop and canopy |  | None | Pro Custom Solar dba Momentum Solar | JCP&L | Accepted | 2020-11-24 | 2020-11-30 | 2021-11-30 | Enphase | IQ7Plus-72-2-US | Inverters | 290 |  | 21 |  |  | 0.97 |  | Outdoor | Roof
NJSTRE1546255604 |  | Transition Incentive Program | Brick | 8724 | 18 | 7.35 | Residential | Yes | Behind the Meter | Net-metered residential rooftop and canopy |  | None | Pro Custom Solar dba Momentum Solar | JCP&L | Accepted | 2020-11-24 | 2020-11-30 | 2021-11-30 | LG ELECTRONICS | LG 350N1C-V5 | Solar Panels |  | 0.35 | 4 | 64 | 17 |  | Fixed | Roof
NJSTRE1546255604 |  | Transition Incentive Program | Brick | 8724 | 18 | 7.35 | Residential | Yes | Behind the Meter | Net-metered residential rooftop and canopy |  | None | Pro Custom Solar dba Momentum Solar | JCP&L | Accepted | 2020-11-24 | 2020-11-30 | 2021-11-30 | LG ELECTRONICS | LG 350N1C-V5 | Solar Panels |  | 0.35 | 17 | 244 | 18 |  | Fixed | Roof
NJSTRE1546255617 |  | Transition Incentive Program | New Brunswickj | 8901 | 11 | 8.5 | Residential | Yes | Behind the Meter | Net-metered residential rooftop and canopy |  | None | Trinity Solar | PSE&G | Accepted | 2020-11-24 | 2020-11-30 | 2021-11-30 | Solar Edge | SE7600H-US000BNC4 | Inverters | 7600 |  | 1 |  |  | 0.97 |  | Outdoor | side of home
NJSTRE1546255617 |  | Transition Incentive Program | New Brunswickj | 8901 | 11 | 8.5 | Residential | Yes | Behind the Meter | Net-metered residential rooftop and canopy |  | None | Trinity Solar | PSE&G | Accepted | 2020-11-24 | 2020-11-30 | 2021-11-30 | HANWHA | Q.PEAK DUO BLK-G6 340 | Solar Panels |  | 0.34 | 10 | 39 | 31 |  | Fixed | Roof
NJSTRE1546255617 |  | Transition Incentive Program | New Brunswickj | 8901 | 11 | 8.5 | Residential | Yes | Behind the Meter | Net-metered residential rooftop and canopy |  | None | Trinity Solar | PSE&G | Accepted | 2020-11-24 | 2020-11-30 | 2021-11-30 | HANWHA | Q.PEAK DUO BLK-G6 340 | Solar Panels |  | 0.34 | 15 | 219 | 31 |  | Fixed | Roof
NJSTRE1546255622 |  | Transition Incentive Program | East Brunswick | 8816 | 11 | 461.69 | School Public K-12 | Yes | Behind the Meter | Net-metered non-residential rooftop and canopy |  | None | Advanced Solar Products, Inc. | PSE&G | Accepted | 2020-11-25 | 2020-12-01 | 2021-12-01 | Solar Edge | SE100KUS | Inverters | 100000 |  | 3 |  |  | 0.98 |  | Outdoor | roof
NJSTRE1546255622 |  | Transition Incentive Program | East Brunswick | 8816 | 11 | 461.69 | School Public K-12 | Yes | Behind the Meter | Net-metered non-residential rooftop and canopy |  | None | Advanced Solar Products, Inc. | PSE&G | Accepted | 2020-11-25 | 2020-12-01 | 2021-12-01 | Solar Edge | SE66.6KUS | Inverters | 66600 |  | 1 |  |  | 0.98 |  | Outdoor | roof
NJSTRE1546255622 |  | Transition Incentive Program | East Brunswick | 8816 | 11 | 461.69 | School Public K-12 | Yes | Behind the Meter | Net-metered non-residential rooftop and canopy |  | None | Advanced Solar Products, Inc. | PSE&G | Accepted | 2020-11-25 | 2020-12-01 | 2021-12-01 | Astronergy | CHSM72M-HC 410W | Solar Panels |  | 0.41 | 570 | 190 | 5 |  | Fixed | Roof
NJSTRE1546255622 |  | Transition Incentive Program | East Brunswick | 8816 | 11 | 461.69 | School Public K-12 | Yes | Behind the Meter | Net-metered non-residential rooftop and canopy |  | None | Advanced Solar Products, Inc. | PSE&G | Accepted | 2020-11-25 | 2020-12-01 | 2021-12-01 | Trina 380W | TSM-DE14A | Solar Panels |  | 0.38 | 491 | 190 | 5 |  | Fixed | Roof
NJSTRE1546255622 |  | Transition Incentive Program | East Brunswick | 8816 | 11 | 461.69 | School Public K-12 | Yes | Behind the Meter | Net-metered non-residential rooftop and canopy |  | None | Advanced Solar Products, Inc. | PSE&G | Accepted | 2020-11-25 | 2020-12-01 | 2021-12-01 | Astronergy | CHSM72M-HC | Solar Panels |  | 0.41 | 101 | 145 | 5 |  | Fixed | Roof
NJSTRE1546255624 |  | Transition Incentive Program | Secaucus Town | 7094 | 8 | 10.37 | Residential | Yes | Behind the Meter | Net-metered residential rooftop and canopy |  | None | Bright Planet Solar | PSE&G | Accepted | 2020-11-24 | 2020-11-30 | 2021-11-30 | SOLAR EDGE | SE10000H-USRGM | Inverters | 10000 |  | 1 |  |  | 0.98 |  | Outdoor | OUTSIDE
NJSTRE1546255624 |  | Transition Incentive Program | Secaucus Town | 7094 | 8 | 10.37 | Residential | Yes | Behind the Meter | Net-metered residential rooftop and canopy |  | None | Bright Planet Solar | PSE&G | Accepted | 2020-11-24 | 2020-11-30 | 2021-11-30 | LONGI | LR6-60HPB-305M | Solar Panels |  | 0.305 | 22 | 218 | 22 |  | Fixed | Roof
NJSTRE1546255624 |  | Transition Incentive Program | Secaucus Town | 7094 | 8 | 10.37 | Residential | Yes | Behind the Meter | Net-metered residential rooftop and canopy |  | None | Bright Planet Solar | PSE&G | Accepted | 2020-11-24 | 2020-11-30 | 2021-11-30 | LONGI | LR6-60HPB-305M | Solar Panels |  | 0.305 | 12 | 38 | 22 |  | Fixed | Roof
NJSTRE1546255631 |  | Transition Incentive Program | Bordentown | 8620 | 12 | 5.4 | Residential | No | Behind the Meter | Net-metered residential rooftop and canopy |  | None | SunPower Corporation, Systems | PSE&G | Accepted | 2020-11-24 | 2020-11-30 | 2021-11-30 | SunPower | SPR-X22-360-E-AC | Inverters | 320 |  | 15 |  |  | 0.96 |  | Other | under each panel
NJSTRE1546255631 |  | Transition Incentive Program | Bordentown | 8620 | 12 | 5.4 | Residential | No | Behind the Meter | Net-metered residential rooftop and canopy |  | None | SunPower Corporation, Systems | PSE&G | Accepted | 2020-11-24 | 2020-11-30 | 2021-11-30 | SunPower | SPR-X22-360-E-AC | Solar Panels |  | 0.36 | 15 | 184 | 20 |  | Fixed | Roof
NJSTRE1546255659 |  | Transition Incentive Program | Lake Hiawatha | 7034 | 3 | 4.8 | Residential | Yes | Behind the Meter | Net-metered residential rooftop and canopy |  | None | Vivint Solar Developer, LLC | JCP&L | Accepted | 2020-11-24 | 2020-11-30 | 2021-11-30 | Solar Edge | SE3800H-US | Inverters | 3800 |  | 1 |  |  | 0.992 |  | Outdoor | Near the Utility Meter
NJSTRE1546255659 |  | Transition Incentive Program | Lake Hiawatha | 7034 | 3 | 4.8 | Residential | Yes | Behind the Meter | Net-metered residential rooftop and canopy |  | None | Vivint Solar Developer, LLC | JCP&L | Accepted | 2020-11-24 | 2020-11-30 | 2021-11-30 | JINKO SOLAR | JKM320M-60HBL | Solar Panels |  | 0.32 | 15 | 103 | 38 |  | Fixed | Roof
NJSTRE1546255689 |  | Transition Incentive Program | Lawnside | 8045 | 14 | 3.69 | Residential | Yes | Behind the Meter | Net-metered residential rooftop and canopy |  | None | Vision Solar LLC | PSE&G | Accepted | 2020-11-24 | 2020-11-30 | 2021-11-30 | ENPHASE | IQ7-60-2-US | Inverters | 0.24 |  | 11 |  |  | 0.96 |  | Other | BEHIND EACH PANEL
NJSTRE1546255689 |  | Transition Incentive Program | Lawnside | 8045 | 14 | 3.69 | Residential | Yes | Behind the Meter | Net-metered residential rooftop and canopy |  | None | Vision Solar LLC | PSE&G | Accepted | 2020-11-24 | 2020-11-30 | 2021-11-30 | HANWHA Q-CELLS | Q.PEAK DUO BLK-G6+ 335 | Solar Panels |  | 0.335 | 6 | 25 | 180 |  | Fixed | Roof
NJSTRE1546255689 |  | Transition Incentive Program | Lawnside | 8045 | 14 | 3.69 | Residential | Yes | Behind the Meter | Net-metered residential rooftop and canopy |  | None | Vision Solar LLC | PSE&G | Accepted | 2020-11-24 | 2020-11-30 | 2021-11-30 | HANWHA Q-CELLS | Q.PEAK DUO BLK-G6+ 335 | Solar Panels |  | 0.335 | 3 | 25 | 270 |  | Fixed | Roof
NJSTRE1546255689 |  | Transition Incentive Program | Lawnside | 8045 | 14 | 3.69 | Residential | Yes | Behind the Meter | Net-metered residential rooftop and canopy |  | None | Vision Solar LLC | PSE&G | Accepted | 2020-11-24 | 2020-11-30 | 2021-11-30 | HANWHA Q-CELLS | Q.PEAK DUO BLK-G6+ 335 | Solar Panels |  | 0.335 | 2 | 25 | 360 |  | Fixed | Roof
NJSTRE1546255691 |  | Transition Incentive Program | Highstown | 8520 | 12 | 10.36 | Residential | No | Behind the Meter | Net-metered residential rooftop and canopy |  | None | SunPower Corporation, Systems | JCP&L | Accepted | 2020-11-24 | 2020-11-30 | 2021-11-30 | SunPower | SPR-X22-370-E-AC | Inverters | 320 |  | 28 |  |  | 0.96 |  | Other | under each panel
NJSTRE1546255691 |  | Transition Incentive Program | Highstown | 8520 | 12 | 10.36 | Residential | No | Behind the Meter | Net-metered residential rooftop and canopy |  | None | SunPower Corporation, Systems | JCP&L | Accepted | 2020-11-24 | 2020-11-30 | 2021-11-30 | SunPower | SPR-X22-370-E-AC | Solar Panels |  | 0.37 | 4 | 45 | 45 |  | Fixed | Roof
NJSTRE1546255691 |  | Transition Incentive Program | Highstown | 8520 | 12 | 10.36 | Residential | No | Behind the Meter | Net-metered residential rooftop and canopy |  | None | SunPower Corporation, Systems | JCP&L | Accepted | 2020-11-24 | 2020-11-30 | 2021-11-30 | SunPower | SPR-X22-370-E-AC | Solar Panels |  | 0.37 | 13 | 135 | 35 |  | Fixed | Roof
NJSTRE1546255691 |  | Transition Incentive Program | Highstown | 8520 | 12 | 10.36 | Residential | No | Behind the Meter | Net-metered residential rooftop and canopy |  | None | SunPower Corporation, Systems | JCP&L | Accepted | 2020-11-24 | 2020-11-30 | 2021-11-30 | SunPower | SPR-X22-370-E-AC | Solar Panels |  | 0.37 | 11 | 135 | 35 |  | Fixed | Roof
NJSTRE1546255695 |  | Transition Incentive Program | Pine Hill | 8021 | 14 | 63.18 | Commercial | No | Behind the Meter | Net-metered non-residential rooftop and canopy |  | None | National Energy Partners LLC | AC Electric | Accepted | 2020-11-24 | 2020-12-04 | 2021-12-04 | SolarEdge Technologies | SE33.3H-US | Inverters | 33300 |  | 1 |  |  | 0.975 |  | Outdoor | Near the point of interconnection
NJSTRE1546255695 |  | Transition Incentive Program | Pine Hill | 8021 | 14 | 63.18 | Commercial | No | Behind the Meter | Net-metered non-residential rooftop and canopy |  | None | National Energy Partners LLC | AC Electric | Accepted | 2020-11-24 | 2020-12-04 | 2021-12-04 | TSM-DE15M(II)-405 (405 W) | Trina Solar | Solar Panels |  | 0.405 | 156 | 221 | 5 |  | Fixed | Roof | Existing Gas Canopy
NJSTRE1546255700 |  | Transition Incentive Program | Carneys Point | 8069 | 16 | 11.38 | Residential | Yes | Behind the Meter | Net-metered residential rooftop and canopy |  | None | RCL Enterprises Inc. | AC Electric | Accepted | 2020-11-24 | 2020-11-30 | 2021-11-30 | enphase | iq7 | Inverters | 240 |  | 35 |  |  | 0.96 |  | Outdoor | under panels
NJSTRE1546255700 |  | Transition Incentive Program | Carneys Point | 8069 | 16 | 11.38 | Residential | Yes | Behind the Meter | Net-metered residential rooftop and canopy |  | None | RCL Enterprises Inc. | AC Electric | Accepted | 2020-11-24 | 2020-11-30 | 2021-11-30 | Trina Solar | TSM-325DD06M | Solar Panels |  | 0.325 | 31 | 139 | 18 |  | Fixed | Roof
NJSTRE1546255700 |  | Transition Incentive Program | Carneys Point | 8069 | 16 | 11.38 | Residential | Yes | Behind the Meter | Net-metered residential rooftop and canopy |  | None | RCL Enterprises Inc. | AC Electric | Accepted | 2020-11-24 | 2020-11-30 | 2021-11-30 | Trina Solar | TSM-325DD06M | Solar Panels |  | 0.325 | 4 | 139 | 18 |  | Fixed | Roof
NJSTRE1546255711 |  | Transition Incentive Program | Woodbridge Twp | 7067 | 10 | 8.2 | Residential | Yes | Behind the Meter | Net-metered residential rooftop and canopy |  | None | Bright Planet Solar | PSE&G | Accepted | 2020-11-24 | 2020-11-30 | 2021-11-30 | SOLAR EDGE | SE7600H-USRGM | Inverters | 7600 |  | 1 |  |  | 0.98 |  | Outdoor | OUTSIDE
NJSTRE1546255711 |  | Transition Incentive Program | Woodbridge Twp | 7067 | 10 | 8.2 | Residential | Yes | Behind the Meter | Net-metered residential rooftop and canopy |  | None | Bright Planet Solar | PSE&G | Accepted | 2020-11-24 | 2020-11-30 | 2021-11-30 | LG | LG335N1C-A5 | Solar Panels |  | 0.335 | 4 | 175 | 18 |  | Fixed | Roof
NJSTRE1546255711 |  | Transition Incentive Program | Woodbridge Twp | 7067 | 10 | 8.2 | Residential | Yes | Behind the Meter | Net-metered residential rooftop and canopy |  | None | Bright Planet Solar | PSE&G | Accepted | 2020-11-24 | 2020-11-30 | 2021-11-30 | LG | LG335N1C-A5 | Solar Panels |  | 0.31 | 7 | 175 | 26 |  | Fixed | Roof
NJSTRE1546255711 |  | Transition Incentive Program | Woodbridge Twp | 7067 | 10 | 8.2 | Residential | Yes | Behind the Meter | Net-metered residential rooftop and canopy |  | None | Bright Planet Solar | PSE&G | Accepted | 2020-11-24 | 2020-11-30 | 2021-11-30 | LG | LG335N1C-A5 | Solar Panels |  | 0.335 | 14 | 355 | 26 |  | Fixed | Roof
NJSTRE1546255712 |  | Transition Incentive Program | Linden | 7036 | 10 | 6.41 | Residential | Yes | Behind the Meter | Net-metered residential rooftop and canopy |  | None | Sunrun Installation Services, Inc. | PSE&G | Accepted | 2020-11-24 | 2020-11-30 | 2021-11-30 | Enphase Energy | IQ7-60-x-US (240V) | Inverters | 240 |  | 21 |  |  | 0.96 |  | Outdoor | Rooftop
NJSTRE1546255712 |  | Transition Incentive Program | Linden | 7036 | 10 | 6.41 | Residential | Yes | Behind the Meter | Net-metered residential rooftop and canopy |  | None | Sunrun Installation Services, Inc. | PSE&G | Accepted | 2020-11-24 | 2020-11-30 | 2021-11-30 | LONGi Green Energy Technology Co Ltd | LR6-60HPB-305M | Solar Panels |  | 0.305 | 21 | 40 | 24 |  | Fixed | Roof
NJSTRE1546255719 |  | Transition Incentive Program | Raritan | 8869 | 5 | 8.05 | Residential | No | Behind the Meter | Net-metered residential rooftop and canopy |  | None | Pro Custom Solar dba Momentum Solar | PSE&G | Accepted | 2020-11-24 | 2020-11-30 | 2021-11-30 | Enphase | IQ7Plus-72-2-US | Inverters | 290 |  | 23 |  |  | 0.97 |  | Outdoor | Roof
NJSTRE1546255719 |  | Transition Incentive Program | Raritan | 8869 | 5 | 8.05 | Residential | No | Behind the Meter | Net-metered residential rooftop and canopy |  | None | Pro Custom Solar dba Momentum Solar | PSE&G | Accepted | 2020-11-24 | 2020-11-30 | 2021-11-30 | LG ELECTRONICS | LG 350N1C-V5 | Solar Panels |  | 0.35 | 23 | 176 | 38 |  | Fixed | Roof
NJSTRE1546255726 |  | Transition Incentive Program | Atlantic City | 8401 | 19 | 7.48 | Residential | Yes | Behind the Meter | Net-metered residential rooftop and canopy |  | None | Trinity Solar | AC Electric | Accepted | 2020-11-24 | 2020-11-30 | 2021-11-30 | Solar Edge | SE6000H-US000BNC4 | Inverters | 6000 |  | 1 |  |  | 0.97 |  | Outdoor | side of home
NJSTRE1546255726 |  | Transition Incentive Program | Atlantic City | 8401 | 19 | 7.48 | Residential | Yes | Behind the Meter | Net-metered residential rooftop and canopy |  | None | Trinity Solar | AC Electric | Accepted | 2020-11-24 | 2020-11-30 | 2021-11-30 | HANWHA | Q.PEAK DUO BLK-G6 340 | Solar Panels |  | 0.34 | 22 | 243 | 46 |  | Fixed | Roof
NJSTRE1546255742 |  | Transition Incentive Program | Morris Plains | 7950 | 3 | 15.44 | Residential | No | Behind the Meter | Net-metered residential rooftop and canopy |  | None | Bright Planet Solar | JCP&L | Accepted | 2020-11-24 | 2020-11-30 | 2021-11-30 | SOLAR EDGE | SE11400H-USRGM | Inverters | 11400 |  | 1 |  |  | 0.98 |  | Outdoor | OUTSIDE
NJSTRE1546255742 |  | Transition Incentive Program | Morris Plains | 7950 | 3 | 15.44 | Residential | No | Behind the Meter | Net-metered residential rooftop and canopy |  | None | Bright Planet Solar | JCP&L | Accepted | 2020-11-24 | 2020-11-30 | 2021-11-30 | LG | LG315N1C-G4 | Solar Panels |  | 0.315 | 20 | 213 | 30 |  | Fixed | Roof
NJSTRE1546255742 |  | Transition Incentive Program | Morris Plains | 7950 | 3 | 15.44 | Residential | No | Behind the Meter | Net-metered residential rooftop and canopy |  | None | Bright Planet Solar | JCP&L | Accepted | 2020-11-24 | 2020-11-30 | 2021-11-30 | LG | 315N1C-G4 | Solar Panels |  | 0.315 | 15 | 213 | 30 |  | Fixed | Roof
NJSTRE1546255742 |  | Transition Incentive Program | Morris Plains | 7950 | 3 | 15.44 | Residential | No | Behind the Meter | Net-metered residential rooftop and canopy |  | None | Bright Planet Solar | JCP&L | Accepted | 2020-11-24 | 2020-11-30 | 2021-11-30 | LG | 315N1C-G4 | Solar Panels |  | 0.315 | 4 | 123 | 30 |  | Fixed | Roof
NJSTRE1546255742 |  | Transition Incentive Program | Morris Plains | 7950 | 3 | 15.44 | Residential | No | Behind the Meter | Net-metered residential rooftop and canopy |  | None | Bright Planet Solar | JCP&L | Accepted | 2020-11-24 | 2020-11-30 | 2021-11-30 | LG | LG315N1C-G4 | Solar Panels |  | 0.315 | 5 | 123 | 30 |  | Fixed | Roof
NJSTRE1546255742 |  | Transition Incentive Program | Morris Plains | 7950 | 3 | 15.44 | Residential | No | Behind the Meter | Net-metered residential rooftop and canopy |  | None | Bright Planet Solar | JCP&L | Accepted | 2020-11-24 | 2020-11-30 | 2021-11-30 | LG | LG315N1C-G4 | Solar Panels |  | 0.315 | 5 | 303 | 30 |  | Fixed | Roof
NJSTRE1546255752 |  | Transition Incentive Program | Hasbrouck Heights | 7604 | 7 | 8.75 | Residential | No | Behind the Meter | Net-metered residential rooftop and canopy |  | None | Pro Custom Solar dba Momentum Solar | PSE&G | Accepted | 2020-11-24 | 2020-11-30 | 2021-11-30 | Enphase | IQ7Plus-72-2-US | Inverters | 290 |  | 25 |  |  | 0.97 |  | Outdoor | Roof
NJSTRE1546255752 |  | Transition Incentive Program | Hasbrouck Heights | 7604 | 7 | 8.75 | Residential | No | Behind the Meter | Net-metered residential rooftop and canopy |  | None | Pro Custom Solar dba Momentum Solar | PSE&G | Accepted | 2020-11-24 | 2020-11-30 | 2021-11-30 | LG ELECTRONICS | LG 350N1C-V5 | Solar Panels |  | 0.35 | 11 | 307 | 39 |  | Fixed | Roof
NJSTRE1546255752 |  | Transition Incentive Program | Hasbrouck Heights | 7604 | 7 | 8.75 | Residential | No | Behind the Meter | Net-metered residential rooftop and canopy |  | None | Pro Custom Solar dba Momentum Solar | PSE&G | Accepted | 2020-11-24 | 2020-11-30 | 2021-11-30 | LG ELECTRONICS | LG 350N1C-V5 | Solar Panels |  | 0.35 | 14 | 127 | 40 |  | Fixed | Roof
NJSTRE1546255768 |  | Transition Incentive Program | Manalapan | 7726 | 17 | 16.32 | Residential | Yes | Behind the Meter | Net-metered residential rooftop and canopy |  | None | Tesla Energy Operations Inc. | JCP&L | Accepted | 2020-11-24 | 2020-11-30 | 2021-11-30 | Tesla | AC Powerwall 2.0 | Electric Storage Battery |  |  | 4 |  |  |  | Lithium Ion |  | Inside
NJSTRE1546255768 |  | Transition Incentive Program | Manalapan | 7726 | 17 | 16.32 | Residential | Yes | Behind the Meter | Net-metered residential rooftop and canopy |  | None | Tesla Energy Operations Inc. | JCP&L | Accepted | 2020-11-24 | 2020-11-30 | 2021-11-30 | SolarEdge Technologies | SE7600H-US [240V] | Inverters | 7600 |  | 2 |  |  | 0.99 |  | Outside | Outside
NJSTRE1546255768 |  | Transition Incentive Program | Manalapan | 7726 | 17 | 16.32 | Residential | Yes | Behind the Meter | Net-metered residential rooftop and canopy |  | None | Tesla Energy Operations Inc. | JCP&L | Accepted | 2020-11-24 | 2020-11-30 | 2021-11-30 | Hanwha Q-CELLS | Q.Peak DUO BLK-G6+ 340 | Solar Panels |  | 0.34 | 5 | 269 | 33 |  | Fixed | Roof
NJSTRE1546255768 |  | Transition Incentive Program | Manalapan | 7726 | 17 | 16.32 | Residential | Yes | Behind the Meter | Net-metered residential rooftop and canopy |  | None | Tesla Energy Operations Inc. | JCP&L | Accepted | 2020-11-24 | 2020-11-30 | 2021-11-30 | Hanwha Q-CELLS | Q.Peak DUO BLK-G6+ 340 | Solar Panels |  | 0.34 | 8 | 269 | 33 |  | Fixed | Roof
NJSTRE1546255768 |  | Transition Incentive Program | Manalapan | 7726 | 17 | 16.32 | Residential | Yes | Behind the Meter | Net-metered residential rooftop and canopy |  | None | Tesla Energy Operations Inc. | JCP&L | Accepted | 2020-11-24 | 2020-11-30 | 2021-11-30 | Hanwha Q-CELLS | Q.Peak DUO BLK-G6+ 340 | Solar Panels |  | 0.34 | 8 | 359 | 37 |  | Fixed | Roof
NJSTRE1546255768 |  | Transition Incentive Program | Manalapan | 7726 | 17 | 16.32 | Residential | Yes | Behind the Meter | Net-metered residential rooftop and canopy |  | None | Tesla Energy Operations Inc. | JCP&L | Accepted | 2020-11-24 | 2020-11-30 | 2021-11-30 | Hanwha Q-CELLS | Q.Peak DUO BLK-G6+ 340 | Solar Panels |  | 0.34 | 19 | 89 | 32 |  | Fixed | Roof
NJSTRE1546255768 |  | Transition Incentive Program | Manalapan | 7726 | 17 | 16.32 | Residential | Yes | Behind the Meter | Net-metered residential rooftop and canopy |  | None | Tesla Energy Operations Inc. | JCP&L | Accepted | 2020-11-24 | 2020-11-30 | 2021-11-30 | Hanwha Q-CELLS | Q.Peak DUO BLK-G6+ 340 | Solar Panels |  | 0.34 | 5 | 179 | 42 |  | Fixed | Roof
NJSTRE1546255768 |  | Transition Incentive Program | Manalapan | 7726 | 17 | 16.32 | Residential | Yes | Behind the Meter | Net-metered residential rooftop and canopy |  | None | Tesla Energy Operations Inc. | JCP&L | Accepted | 2020-11-24 | 2020-11-30 | 2021-11-30 | Hanwha Q-CELLS | Q.Peak DUO BLK-G6+ 340 | Solar Panels |  | 0.34 | 3 | 179 | 41 |  | Fixed | Roof
NJSTRE1546255896 |  | Transition Incentive Program | North Wildwood | 8260 | 21 | 6.5 | Residential | Yes | Behind the Meter | Net-metered residential rooftop and canopy |  | None | RCL Enterprises Inc. | AC Electric | Accepted | 2020-11-24 | 2020-11-30 | 2021-11-30 | enphase | iq7 | Inverters | 240 |  | 20 |  |  | 0.96 |  | Outdoor | under panels
NJSTRE1546255896 |  | Transition Incentive Program | North Wildwood | 8260 | 21 | 6.5 | Residential | Yes | Behind the Meter | Net-metered residential rooftop and canopy |  | None | RCL Enterprises Inc. | AC Electric | Accepted | 2020-11-24 | 2020-11-30 | 2021-11-30 | Trina Solar | TSM-325DD06M | Solar Panels |  | 0.325 | 20 | 132 | 22 |  | Fixed | Roof
NJSTRE1546256300 |  | Transition Incentive Program | Franklin Twp Som | 8823 | 5 | 9.3 | Residential | Yes | Behind the Meter | Net-metered residential rooftop and canopy |  | None | Bright Planet Solar | PSE&G | Accepted | 2020-11-24 | 2020-11-30 | 2021-11-30 | SOLAR EDGE | SE7600H-USRGM | Inverters | 7600 |  | 1 |  |  | 0.98 |  | Outdoor | OUTSIDE
NJSTRE1546256300 |  | Transition Incentive Program | Franklin Twp Som | 8823 | 5 | 9.3 | Residential | Yes | Behind the Meter | Net-metered residential rooftop and canopy |  | None | Bright Planet Solar | PSE&G | Accepted | 2020-11-24 | 2020-11-30 | 2021-11-30 | HANWHA Q-CELLS | Q.PEAK DUO BLK-G 310W | Solar Panels |  | 0.31 | 10 | 126 | 26 |  | Fixed | Roof
NJSTRE1546256300 |  | Transition Incentive Program | Franklin Twp Som | 8823 | 5 | 9.3 | Residential | Yes | Behind the Meter | Net-metered residential rooftop and canopy |  | None | Bright Planet Solar | PSE&G | Accepted | 2020-11-24 | 2020-11-30 | 2021-11-30 | HANWHA Q-CELLS | Q.PEAK DUO BLK-G 310W | Solar Panels |  | 0.31 | 4 | 126 | 22 |  | Fixed | Roof
NJSTRE1546256300 |  | Transition Incentive Program | Franklin Twp Som | 8823 | 5 | 9.3 | Residential | Yes | Behind the Meter | Net-metered residential rooftop and canopy |  | None | Bright Planet Solar | PSE&G | Accepted | 2020-11-24 | 2020-11-30 | 2021-11-30 | HANWHA Q-CELLS | Q.PEAK DUO BLK-G 310W | Solar Panels |  | 0.31 | 4 | 305 | 26 |  | Fixed | Roof
NJSTRE1546256300 |  | Transition Incentive Program | Franklin Twp Som | 8823 | 5 | 9.3 | Residential | Yes | Behind the Meter | Net-metered residential rooftop and canopy |  | None | Bright Planet Solar | PSE&G | Accepted | 2020-11-24 | 2020-11-30 | 2021-11-30 | HANWHA Q-CELLS | Q.PEAK DUO BLK-G 310W | Solar Panels |  | 0.31 | 8 | 126 | 26 |  | Fixed | Roof
NJSTRE1546256300 |  | Transition Incentive Program | Franklin Twp Som | 8823 | 5 | 9.3 | Residential | Yes | Behind the Meter | Net-metered residential rooftop and canopy |  | None | Bright Planet Solar | PSE&G | Accepted | 2020-11-24 | 2020-11-30 | 2021-11-30 | HANWHA Q-CELLS | Q.PEAK DUO BLK-G 310W | Solar Panels |  | 0.31 | 2 | 216 | 26 |  | Fixed | Roof
NJSTRE1546256300 |  | Transition Incentive Program | Franklin Twp Som | 8823 | 5 | 9.3 | Residential | Yes | Behind the Meter | Net-metered residential rooftop and canopy |  | None | Bright Planet Solar | PSE&G | Accepted | 2020-11-24 | 2020-11-30 | 2021-11-30 | HANWHA Q-CELS | Q.PEAK DUO BLK-G 310W | Solar Panels |  | 0.31 | 2 | 305 | 26 |  | Fixed | Roof
NJSTRE1546256312 |  | Transition Incentive Program | Oakhurst | 7755 | 17 | 9.28 | Residential | Yes | Behind the Meter | Net-metered residential rooftop and canopy |  | None | Vivint Solar Developer, LLC | JCP&L | Accepted | 2020-12-03 | 2020-12-03 | 2021-12-03 | Solar Edge | SE7600H-US | Inverters | 7600 |  | 1 |  |  | 0.992 |  | Outdoor | Near the Utility Meter
NJSTRE1546256312 |  | Transition Incentive Program | Oakhurst | 7755 | 17 | 9.28 | Residential | Yes | Behind the Meter | Net-metered residential rooftop and canopy |  | None | Vivint Solar Developer, LLC | JCP&L | Accepted | 2020-12-03 | 2020-12-03 | 2021-12-03 | JINKO SOLAR | JKM320M-60HBL | Solar Panels |  | 0.32 | 8 | 262 | 22 |  | Fixed | Roof
NJSTRE1546256312 |  | Transition Incentive Program | Oakhurst | 7755 | 17 | 9.28 | Residential | Yes | Behind the Meter | Net-metered residential rooftop and canopy |  | None | Vivint Solar Developer, LLC | JCP&L | Accepted | 2020-12-03 | 2020-12-03 | 2021-12-03 | JINKO SOLAR | JKM320M-60HBL | Solar Panels |  | 0.32 | 16 | 262 | 16 |  | Fixed | Roof
NJSTRE1546256312 |  | Transition Incentive Program | Oakhurst | 7755 | 17 | 9.28 | Residential | Yes | Behind the Meter | Net-metered residential rooftop and canopy |  | None | Vivint Solar Developer, LLC | JCP&L | Accepted | 2020-12-03 | 2020-12-03 | 2021-12-03 | JINKO SOLAR | JKM320M-60HBL | Solar Panels |  | 0.32 | 5 | 262 | 16 |  | Fixed | Roof
NJSTRE1546256333 |  | Transition Incentive Program | Cinnaminson Twp | 8077 | 13 | 5.58 | Residential | Yes | Behind the Meter | Net-metered residential rooftop and canopy |  | None | Bright Planet Solar | PSE&G | Accepted | 2020-11-24 | 2020-11-30 | 2021-11-30 | SOLAR EDGE | SE5000H-USRGM | Inverters | 5000 |  | 1 |  |  | 0.98 |  | Outdoor | OUTSIDE
NJSTRE1546256333 |  | Transition Incentive Program | Cinnaminson Twp | 8077 | 13 | 5.58 | Residential | Yes | Behind the Meter | Net-metered residential rooftop and canopy |  | None | Bright Planet Solar | PSE&G | Accepted | 2020-11-24 | 2020-11-30 | 2021-11-30 | HANWHA Q-CELLS | Q.PEAK DUO BLK-G5 310W | Solar Panels |  | 0.31 | 18 | 239 | 22 |  | Fixed | Roof
NJSTRE1546256351 |  | Transition Incentive Program | Flanders | 7836 | 3 | 9.16 | Residential | No | Behind the Meter | Net-metered residential rooftop and canopy |  | None | SunPower Corporation, Systems | JCP&L | Accepted | 2020-11-24 | 2020-11-30 | 2021-11-30 | SunPower | SPR-E20-327-E-AC | Inverters | 320 |  | 28 |  |  | 0.96 |  | Other | under each panel
NJSTRE1546256351 |  | Transition Incentive Program | Flanders | 7836 | 3 | 9.16 | Residential | No | Behind the Meter | Net-metered residential rooftop and canopy |  | None | SunPower Corporation, Systems | JCP&L | Accepted | 2020-11-24 | 2020-11-30 | 2021-11-30 | SunPower | SPR-E20-327-E-AC | Solar Panels |  | 0.327 | 21 | 177 | 33 |  | Fixed | Roof
NJSTRE1546256351 |  | Transition Incentive Program | Flanders | 7836 | 3 | 9.16 | Residential | No | Behind the Meter | Net-metered residential rooftop and canopy |  | None | SunPower Corporation, Systems | JCP&L | Accepted | 2020-11-24 | 2020-11-30 | 2021-11-30 | SunPower | SPR-E20-327-E-AC | Solar Panels |  | 0.327 | 7 | 87 | 40 |  | Fixed | Roof
NJSTRE1546256356 |  | Transition Incentive Program | Brick Township | 8724 | 18 | 8.18 | Residential | Yes | Behind the Meter | Net-metered residential rooftop and canopy |  | None | Castle Energy, LLC | AC Electric | Accepted | 2020-11-24 | 2020-12-01 | 2021-12-01 | SunPower | SPR-E20-327-E-AC | Inverters | 320 |  | 25 |  |  | 0.975 |  | Outdoor | on the rooftop under each solar panel
NJSTRE1546256356 |  | Transition Incentive Program | Brick Township | 8724 | 18 | 8.18 | Residential | Yes | Behind the Meter | Net-metered residential rooftop and canopy |  | None | Castle Energy, LLC | AC Electric | Accepted | 2020-11-24 | 2020-12-01 | 2021-12-01 | SunPower | SPR-E20-327-E-AC | Solar Panels |  | 0.327 | 14 | 51 | 20 |  | Fixed | Roof
NJSTRE1546256356 |  | Transition Incentive Program | Brick Township | 8724 | 18 | 8.18 | Residential | Yes | Behind the Meter | Net-metered residential rooftop and canopy |  | None | Castle Energy, LLC | AC Electric | Accepted | 2020-11-24 | 2020-12-01 | 2021-12-01 | SunPower | SPR-E20-327-E-AC | Solar Panels |  | 0.327 | 11 | 231 | 20 |  | Fixed | Roof
NJSTRE1546256358 |  | Transition Incentive Program | Bayonne City | 7002 | 8 | 6.2 | Residential | Yes | Behind the Meter | Subsection (t): landfill, brownfield, areas of historic fill. |  | None | Bright Planet Solar | PSE&G | Accepted | 2020-11-24 | 2020-12-01 | 2021-12-01 | SOLAR EDGE | SE5000H-USRGM | Inverters | 5000 |  | 1 |  |  | 0.98 |  | Outdoor | OUTSIDE
NJSTRE1546256358 |  | Transition Incentive Program | Bayonne City | 7002 | 8 | 6.2 | Residential | Yes | Behind the Meter | Subsection (t): landfill, brownfield, areas of historic fill. |  | None | Bright Planet Solar | PSE&G | Accepted | 2020-11-24 | 2020-12-01 | 2021-12-01 | HANWHA Q-CELLS | Q.PEAK DUO BLK-G5 310W | Solar Panels |  | 0.31 | 20 | 182 | 9 |  | Fixed | Roof
NJSTRE1546256376 |  | Transition Incentive Program | Blackwood | 8012 | 14 | 425.81 | Commercial | No | Behind the Meter | Net-metered non-residential rooftop and canopy |  | None | SolareAmerica | PSE&G | Accepted | 2020-11-24 | 2020-12-01 | 2021-12-01 | Solectria | PVI 60 TL | Inverters | 60000 |  | 5 |  |  | 0.98 |  | Outdoor | Side of Building
NJSTRE1546256376 |  | Transition Incentive Program | Blackwood | 8012 | 14 | 425.81 | Commercial | No | Behind the Meter | Net-metered non-residential rooftop and canopy |  | None | SolareAmerica | PSE&G | Accepted | 2020-11-24 | 2020-12-01 | 2021-12-01 | CSUN | CSUN-72-385 | Solar Panels |  | 0.385 | 1106 | 197 | 10 |  | Fixed | Roof
NJSTRE1546256385 |  | Transition Incentive Program | Hewitt | 7421 | 6 | 12.24 | Residential | Yes | Behind the Meter | Net-metered residential rooftop and canopy |  | None | Tesla Energy Operations Inc. | Orange Rockland Electric | Accepted | 2020-11-24 | 2020-11-30 | 2021-11-30 | SolarEdge Technologies | SE10000H-US [240V] | Inverters | 10000 |  | 1 |  |  | 0.99 |  | Outside | Outside
NJSTRE1546256385 |  | Transition Incentive Program | Hewitt | 7421 | 6 | 12.24 | Residential | Yes | Behind the Meter | Net-metered residential rooftop and canopy |  | None | Tesla Energy Operations Inc. | Orange Rockland Electric | Accepted | 2020-11-24 | 2020-11-30 | 2021-11-30 | Hanwha Q-CELLS | Q.Peak DUO BLK-G6+ 340 | Solar Panels |  | 0.34 | 10 | 302 | 14 |  | Fixed | Roof
NJSTRE1546256385 |  | Transition Incentive Program | Hewitt | 7421 | 6 | 12.24 | Residential | Yes | Behind the Meter | Net-metered residential rooftop and canopy |  | None | Tesla Energy Operations Inc. | Orange Rockland Electric | Accepted | 2020-11-24 | 2020-11-30 | 2021-11-30 | Hanwha Q-CELLS | Q.Peak DUO BLK-G6+ 340 | Solar Panels |  | 0.34 | 8 | 212 | 26 |  | Fixed | Roof
NJSTRE1546256385 |  | Transition Incentive Program | Hewitt | 7421 | 6 | 12.24 | Residential | Yes | Behind the Meter | Net-metered residential rooftop and canopy |  | None | Tesla Energy Operations Inc. | Orange Rockland Electric | Accepted | 2020-11-24 | 2020-11-30 | 2021-11-30 | Hanwha Q-CELLS | Q.Peak DUO BLK-G6+ 340 | Solar Panels |  | 0.34 | 18 | 122 | 14 |  | Fixed | Roof
NJSTRE1546256402 |  | Transition Incentive Program | Hightstown | 8520 | 12 | 10.54 | Residential | Yes | Behind the Meter | Net-metered residential rooftop and canopy |  | None | Bright Planet Solar | JCP&L | Accepted | 2020-11-24 | 2020-11-30 | 2021-11-30 | SOLAR EDGE | SE10000H-USRGM | Inverters | 10000 |  | 1 |  |  | 0.98 |  | Outdoor | OUTSIDE
NJSTRE1546256402 |  | Transition Incentive Program | Hightstown | 8520 | 12 | 10.54 | Residential | Yes | Behind the Meter | Net-metered residential rooftop and canopy |  | None | Bright Planet Solar | JCP&L | Accepted | 2020-11-24 | 2020-11-30 | 2021-11-30 | HANWHA Q-CELLS | Q.PEAK DUO BLK-G5 310W | Solar Panels |  | 0.31 | 14 | 195 | 33 |  | Fixed | Roof
NJSTRE1546256402 |  | Transition Incentive Program | Hightstown | 8520 | 12 | 10.54 | Residential | Yes | Behind the Meter | Net-metered residential rooftop and canopy |  | None | Bright Planet Solar | JCP&L | Accepted | 2020-11-24 | 2020-11-30 | 2021-11-30 | HANWHA Q-CELLS | Q.PEAK DUO BLK-G5 310W | Solar Panels |  | 0.31 | 6 | 195 | 26 |  | Fixed | Roof
NJSTRE1546256402 |  | Transition Incentive Program | Hightstown | 8520 | 12 | 10.54 | Residential | Yes | Behind the Meter | Net-metered residential rooftop and canopy |  | None | Bright Planet Solar | JCP&L | Accepted | 2020-11-24 | 2020-11-30 | 2021-11-30 | HANWHA Q-CELLS | Q.PEAK DUO BLK-G5 310W | Solar Panels |  | 0.31 | 11 | 15 | 33 |  | Fixed | Roof
NJSTRE1546256402 |  | Transition Incentive Program | Hightstown | 8520 | 12 | 10.54 | Residential | Yes | Behind the Meter | Net-metered residential rooftop and canopy |  | None | Bright Planet Solar | JCP&L | Accepted | 2020-11-24 | 2020-11-30 | 2021-11-30 | HANWHA Q-CELLS | Q.PEAK DUO BLK-G5 310W | Solar Panels |  | 0.31 | 3 | 15 | 26 |  | Fixed | Roof
NJSTRE1546256423 |  | Transition Incentive Program | Pitman | 8071 | 15 | 9.61 | Residential | No | Behind the Meter | Net-metered residential rooftop and canopy |  | None | Bright Planet Solar | AC Electric | Accepted | 2020-11-24 | 2020-11-30 | 2021-11-30 | SOLAR EDGE | SE7600H-USRGM | Inverters | 7600 |  | 1 |  |  | 0.98 |  | Outdoor | OUTSIDE
NJSTRE1546256423 |  | Transition Incentive Program | Pitman | 8071 | 15 | 9.61 | Residential | No | Behind the Meter | Net-metered residential rooftop and canopy |  | None | Bright Planet Solar | AC Electric | Accepted | 2020-11-24 | 2020-11-30 | 2021-11-30 | HANWHA Q-CELLS | Q.PEAK DUO BLK-G5 310W | Solar Panels |  | 0.31 | 23 | 160 | 22 |  | Fixed | Roof
NJSTRE1546256423 |  | Transition Incentive Program | Pitman | 8071 | 15 | 9.61 | Residential | No | Behind the Meter | Net-metered residential rooftop and canopy |  | None | Bright Planet Solar | AC Electric | Accepted | 2020-11-24 | 2020-11-30 | 2021-11-30 | HANWHA Q-CELLS | Q.PEAK DUO BLK-G5 310W | Solar Panels |  | 0.31 | 8 | 160 | 22 |  | Fixed | Roof
NJSTRE1546256426 |  | Transition Incentive Program | East Orange City | 7017 | 9 | 8.3 | Residential | No | Behind the Meter | Net-metered residential rooftop and canopy |  | None | SunPower Corporation, Systems | PSE&G | Accepted | 2020-11-24 | 2020-11-30 | 2021-11-30 | SunPower | SPR-A415-G-AC | Inverters | 349 |  | 20 |  |  | 0.97 |  | Other | under each panel
NJSTRE1546256426 |  | Transition Incentive Program | East Orange City | 7017 | 9 | 8.3 | Residential | No | Behind the Meter | Net-metered residential rooftop and canopy |  | None | SunPower Corporation, Systems | PSE&G | Accepted | 2020-11-24 | 2020-11-30 | 2021-11-30 | SunPower | SPR-A415-G-AC | Solar Panels |  | 0.415 | 7 | 311 | 35 |  | Fixed | Roof
NJSTRE1546256426 |  | Transition Incentive Program | East Orange City | 7017 | 9 | 8.3 | Residential | No | Behind the Meter | Net-metered residential rooftop and canopy |  | None | SunPower Corporation, Systems | PSE&G | Accepted | 2020-11-24 | 2020-11-30 | 2021-11-30 | SunPower | SPR-A415-G-AC | Solar Panels |  | 0.415 | 4 | 221 | 8 |  | Fixed | Roof
NJSTRE1546256426 |  | Transition Incentive Program | East Orange City | 7017 | 9 | 8.3 | Residential | No | Behind the Meter | Net-metered residential rooftop and canopy |  | None | SunPower Corporation, Systems | PSE&G | Accepted | 2020-11-24 | 2020-11-30 | 2021-11-30 | SunPower | SPR-A415-G-AC | Solar Panels |  | 0.415 | 3 | 131 | 35 |  | Fixed | Roof
NJSTRE1546256426 |  | Transition Incentive Program | East Orange City | 7017 | 9 | 8.3 | Residential | No | Behind the Meter | Net-metered residential rooftop and canopy |  | None | SunPower Corporation, Systems | PSE&G | Accepted | 2020-11-24 | 2020-11-30 | 2021-11-30 | SunPower | SPR-A415-G-AC | Solar Panels |  | 0.415 | 6 | 41 | 8 |  | Fixed | Roof
NJSTRE1546256427 |  | Transition Incentive Program | Lyndhurst | 7071 | 7 | 10.07 | Residential | Yes | Behind the Meter | Net-metered residential rooftop and canopy |  | None | Sunrun Installation Services, Inc. | PSE&G | Accepted | 2020-11-24 | 2020-11-30 | 2021-11-30 | Tesla | Powerwall 2 AC | Electric Storage Battery |  |  | 1 |  |  |  | Lithium Ion |  | outside
NJSTRE1546256427 |  | Transition Incentive Program | Lyndhurst | 7071 | 7 | 10.07 | Residential | Yes | Behind the Meter | Net-metered residential rooftop and canopy |  | None | Sunrun Installation Services, Inc. | PSE&G | Accepted | 2020-11-24 | 2020-11-30 | 2021-11-30 | Enphase Energy | IQ7-60-x-US (240V) | Inverters | 240 |  | 33 |  |  | 0.96 |  | Outdoor | Rooftop
NJSTRE1546256427 |  | Transition Incentive Program | Lyndhurst | 7071 | 7 | 10.07 | Residential | Yes | Behind the Meter | Net-metered residential rooftop and canopy |  | None | Sunrun Installation Services, Inc. | PSE&G | Accepted | 2020-11-24 | 2020-11-30 | 2021-11-30 | LONGi Green Energy Technology Co Ltd | LR6-60HPB-305M | Solar Panels |  | 0.305 | 10 | 130 | 45 |  | Fixed | Roof
NJSTRE1546256427 |  | Transition Incentive Program | Lyndhurst | 7071 | 7 | 10.07 | Residential | Yes | Behind the Meter | Net-metered residential rooftop and canopy |  | None | Sunrun Installation Services, Inc. | PSE&G | Accepted | 2020-11-24 | 2020-11-30 | 2021-11-30 | LONGi Green Energy Technology Co Ltd | LR6-60HPB-305M | Solar Panels |  | 0.305 | 23 | 310 | 45 |  | Fixed | Roof
NJSTRE1546256444 |  | Transition Incentive Program | Bloomsbury | 8804 | 4 | 5.01 | Residential | No | Behind the Meter | Net-metered residential rooftop and canopy |  | None | Vivint Solar Developer, LLC | JCP&L | Accepted | 2020-11-25 | 2020-11-30 | 2021-11-30 | Solar Edge | SE3800H-US | Inverters | 3800 |  | 1 |  |  | 0.992 |  | Outdoor | Near the Utility Meter
NJSTRE1546256444 |  | Transition Incentive Program | Bloomsbury | 8804 | 4 | 5.01 | Residential | No | Behind the Meter | Net-metered residential rooftop and canopy |  | None | Vivint Solar Developer, LLC | JCP&L | Accepted | 2020-11-25 | 2020-11-30 | 2021-11-30 | JINKO SOLAR | JKM385M-72HBL | Solar Panels |  | 0.385 | 13 | 161 | 37 |  | Fixed | Roof
NJSTRE1546256452 |  | Transition Incentive Program | Hamilton Township | 8619 | 12 | 14.2 | Residential | No | Behind the Meter | Net-metered residential rooftop and canopy |  | None | Freedom Forever New Jersey LLC | PSE&G | Accepted | 2020-12-07 | 2020-12-07 | 2021-12-07 | Solar Edge | SE10000H-US [SI1] RGM | Inverters | 10000 |  | 1 |  |  | 0.99 |  | Outdoor | n/a
NJSTRE1546256452 |  | Transition Incentive Program | Hamilton Township | 8619 | 12 | 14.2 | Residential | No | Behind the Meter | Net-metered residential rooftop and canopy |  | None | Freedom Forever New Jersey LLC | PSE&G | Accepted | 2020-12-07 | 2020-12-07 | 2021-12-07 | Rec Solar | REC 355WREC355AA B | Solar Panels |  | 0.355 | 40 | 1 | 28 |  | Fixed | Roof | n/a
NJSTRE1546256458 |  | Transition Incentive Program | Voorhees | 8043 | 14 | 7.36 | Residential | No | Behind the Meter | Net-metered residential rooftop and canopy |  | None | Vivint Solar Developer, LLC | PSE&G | Accepted | 2020-11-25 | 2020-11-30 | 2021-11-30 | Solar Edge | SE7600H-US | Inverters | 7600 |  | 1 |  |  | 0.992 |  | Outdoor | Near the Utility Meter
NJSTRE1546256458 |  | Transition Incentive Program | Voorhees | 8043 | 14 | 7.36 | Residential | No | Behind the Meter | Net-metered residential rooftop and canopy |  | None | Vivint Solar Developer, LLC | PSE&G | Accepted | 2020-11-25 | 2020-11-30 | 2021-11-30 | JINKO SOLAR | JKM320M-60HBL | Solar Panels |  | 0.32 | 12 | 239 | 23 |  | Fixed | Roof
NJSTRE1546256458 |  | Transition Incentive Program | Voorhees | 8043 | 14 | 7.36 | Residential | No | Behind the Meter | Net-metered residential rooftop and canopy |  | None | Vivint Solar Developer, LLC | PSE&G | Accepted | 2020-11-25 | 2020-11-30 | 2021-11-30 | JINKO SOLAR | JKM320M-60HBL | Solar Panels |  | 0.32 | 11 | 239 | 23 |  | Fixed | Roof
NJSTRE1546256460 |  | Transition Incentive Program | Paramus | 7652 | 7 | 13.26 | Residential | Yes | Behind the Meter | Net-metered residential rooftop and canopy |  | None | Tesla Energy Operations, Inc. | PSE&G | Accepted | 2020-11-24 | 2020-11-30 | 2021-11-30 | Tesla | AC Powerwall 2.0 | Electric Storage Battery |  |  | 2 |  |  |  | Lithium Ion |  | Inside
NJSTRE1546256460 |  | Transition Incentive Program | Paramus | 7652 | 7 | 13.26 | Residential | Yes | Behind the Meter | Net-metered residential rooftop and canopy |  | None | Tesla Energy Operations, Inc. | PSE&G | Accepted | 2020-11-24 | 2020-11-30 | 2021-11-30 | SolarEdge Technologies Ltd | SE10000H-US [240V] | Inverters | 10000 |  | 1 |  |  | 0.99 |  | Indoor | Inside Garage
NJSTRE1546256460 |  | Transition Incentive Program | Paramus | 7652 | 7 | 13.26 | Residential | Yes | Behind the Meter | Net-metered residential rooftop and canopy |  | None | Tesla Energy Operations, Inc. | PSE&G | Accepted | 2020-11-24 | 2020-11-30 | 2021-11-30 | Hanwha Q-CELLS | Q.Peak DUO BLK-G6+ 340 | Solar Panels |  | 0.34 | 12 | 143 | 23 |  | Fixed | Roof
NJSTRE1546256460 |  | Transition Incentive Program | Paramus | 7652 | 7 | 13.26 | Residential | Yes | Behind the Meter | Net-metered residential rooftop and canopy |  | None | Tesla Energy Operations, Inc. | PSE&G | Accepted | 2020-11-24 | 2020-11-30 | 2021-11-30 | Hanwha Q-CELLS | Q.Peak DUO BLK-G6+ 340 | Solar Panels |  | 0.34 | 13 | 323 | 23 |  | Fixed | Roof
NJSTRE1546256460 |  | Transition Incentive Program | Paramus | 7652 | 7 | 13.26 | Residential | Yes | Behind the Meter | Net-metered residential rooftop and canopy |  | None | Tesla Energy Operations, Inc. | PSE&G | Accepted | 2020-11-24 | 2020-11-30 | 2021-11-30 | Hanwha Q-CELLS | Q.Peak DUO BLK-G6+ 340 | Solar Panels |  | 0.34 | 2 | 53 | 23 |  | Fixed | Roof
NJSTRE1546256460 |  | Transition Incentive Program | Paramus | 7652 | 7 | 13.26 | Residential | Yes | Behind the Meter | Net-metered residential rooftop and canopy |  | None | Tesla Energy Operations, Inc. | PSE&G | Accepted | 2020-11-24 | 2020-11-30 | 2021-11-30 | Hanwha Q-CELLS | Q.Peak DUO BLK-G6+ 340 | Solar Panels |  | 0.34 | 8 | 143 | 23 |  | Fixed | Roof
NJSTRE1546256460 |  | Transition Incentive Program | Paramus | 7652 | 7 | 13.26 | Residential | Yes | Behind the Meter | Net-metered residential rooftop and canopy |  | None | Tesla Energy Operations, Inc. | PSE&G | Accepted | 2020-11-24 | 2020-11-30 | 2021-11-30 | Hanwha Q-CELLS | Q.Peak DUO BLK-G6+ 340 | Solar Panels |  | 0.34 | 4 | 233 | 23 |  | Fixed | Roof
NJSTRE1546256700 |  | Transition Incentive Program | MANAHAWKIN | 8050 | 18 | 7.36 | Residential | No | Behind the Meter | Net-metered residential rooftop and canopy |  | None | Vivint Solar Developer, LLC | AC Electric | Accepted | 2020-11-25 | 2020-11-30 | 2021-11-30 | Solar Edge | SE7600H-US | Inverters | 7600 |  | 1 |  |  | 0.992 |  | Outdoor | Near the Utility Meter
NJSTRE1546256700 |  | Transition Incentive Program | MANAHAWKIN | 8050 | 18 | 7.36 | Residential | No | Behind the Meter | Net-metered residential rooftop and canopy |  | None | Vivint Solar Developer, LLC | AC Electric | Accepted | 2020-11-25 | 2020-11-30 | 2021-11-30 | JINKO SOLAR | JKM320M-60HBL | Solar Panels |  | 0.32 | 9 | 191 | 10 |  | Fixed | Roof
NJSTRE1546256700 |  | Transition Incentive Program | MANAHAWKIN | 8050 | 18 | 7.36 | Residential | No | Behind the Meter | Net-metered residential rooftop and canopy |  | None | Vivint Solar Developer, LLC | AC Electric | Accepted | 2020-11-25 | 2020-11-30 | 2021-11-30 | JINKO SOLAR | JKM320M-60HBL | Solar Panels |  | 0.32 | 14 | 191 | 40 |  | Fixed | Roof
NJSTRE1546256950 |  | Transition Incentive Program | West Windsor TWP | 8550 | 12 | 8.16 | Residential | Yes | Behind the Meter | Net-metered residential rooftop and canopy |  | None | Tesla Energy Operations Inc. | PSE&G | Accepted | 2020-11-24 | 2020-11-30 | 2021-11-30 | Tesla | AC Powerwall 2.0 | Electric Storage Battery |  |  | 2 |  |  |  | Lithium Ion |  | Inside
NJSTRE1546256950 |  | Transition Incentive Program | West Windsor TWP | 8550 | 12 | 8.16 | Residential | Yes | Behind the Meter | Net-metered residential rooftop and canopy |  | None | Tesla Energy Operations Inc. | PSE&G | Accepted | 2020-11-24 | 2020-11-30 | 2021-11-30 | SolarEdge Technologies | SE7600H-US [240V] | Inverters | 7600 |  | 1 |  |  | 0.99 |  | Indoor | Inside
NJSTRE1546256950 |  | Transition Incentive Program | West Windsor TWP | 8550 | 12 | 8.16 | Residential | Yes | Behind the Meter | Net-metered residential rooftop and canopy |  | None | Tesla Energy Operations Inc. | PSE&G | Accepted | 2020-11-24 | 2020-11-30 | 2021-11-30 | Hanwha Q-CELLS | Q.Peak DUO BLK-G6+ 340 | Solar Panels |  | 0.34 | 24 | 254 | 22 |  | Fixed | Roof
NJSTRE1546257436 |  | Transition Incentive Program | North Brunswick Twp | 8902 | 11 | 10.85 | Residential | No | Behind the Meter | Net-metered residential rooftop and canopy |  | None | Bright Planet Solar | PSE&G | Accepted | 2020-11-24 | 2020-11-30 | 2021-11-30 | SOLAR EDGE | SE10000H-USRGM | Inverters | 10000 |  | 1 |  |  | 0.98 |  | Outdoor | OUTSIDE
NJSTRE1546257436 |  | Transition Incentive Program | North Brunswick Twp | 8902 | 11 | 10.85 | Residential | No | Behind the Meter | Net-metered residential rooftop and canopy |  | None | Bright Planet Solar | PSE&G | Accepted | 2020-11-24 | 2020-11-30 | 2021-11-30 | HANWHA Q-CELLS | Q.PEAK DUO BLK-G5 310W | Solar Panels |  | 0.31 | 12 | 172 | 22 |  | Fixed | Roof
NJSTRE1546257436 |  | Transition Incentive Program | North Brunswick Twp | 8902 | 11 | 10.85 | Residential | No | Behind the Meter | Net-metered residential rooftop and canopy |  | None | Bright Planet Solar | PSE&G | Accepted | 2020-11-24 | 2020-11-30 | 2021-11-30 | HANWHA Q-CELLS | Q.PEAK DUO BLK-G5 310W | Solar Panels |  | 0.31 | 5 | 172 | 22 |  | Fixed | Roof
NJSTRE1546257436 |  | Transition Incentive Program | North Brunswick Twp | 8902 | 11 | 10.85 | Residential | No | Behind the Meter | Net-metered residential rooftop and canopy |  | None | Bright Planet Solar | PSE&G | Accepted | 2020-11-24 | 2020-11-30 | 2021-11-30 | HANWHA Q-CELLS | Q.PEAK DUO BLK-G5 310W | Solar Panels |  | 0.31 | 18 | 172 | 22 |  | Fixed | Roof
NJSTRE1546257445 |  | Transition Incentive Program | Camden City | 8105 | 14 | 6.94 | Residential | Yes | Behind the Meter | Net-metered residential rooftop and canopy |  | None | Freedom Forever New Jersey LLC | PSE&G | Accepted | 2020-11-24 | 2020-11-30 | 2021-11-30 | Solar Edge | SE7600H-US [SI1] RGM | Inverters | 7600 |  | 1 |  |  | 0.99 |  | Outdoor | n/a
NJSTRE1546257445 |  | Transition Incentive Program | Camden City | 8105 | 14 | 6.94 | Residential | Yes | Behind the Meter | Net-metered residential rooftop and canopy |  | None | Freedom Forever New Jersey LLC | PSE&G | Accepted | 2020-11-24 | 2020-11-30 | 2021-11-30 | LG | LG365Q1C-A5 | Solar Panels |  | 0.365 | 19 | 1 | 5 |  | Fixed | Roof | n/a
NJSTRE1546257490 |  | Transition Incentive Program | Marlboro | 7746 | 17 | 8.16 | Residential | No | Behind the Meter | Net-metered residential rooftop and canopy |  | None | Tesla Energy Operations Inc. | JCP&L | Accepted | 2020-11-24 | 2020-11-30 | 2021-11-30 | SolarEdge Technologies | SE7600H-US [240V] | Inverters | 7600 |  | 1 |  |  | 0.99 |  | Indoor | Indoor
NJSTRE1546257490 |  | Transition Incentive Program | Marlboro | 7746 | 17 | 8.16 | Residential | No | Behind the Meter | Net-metered residential rooftop and canopy |  | None | Tesla Energy Operations Inc. | JCP&L | Accepted | 2020-11-24 | 2020-11-30 | 2021-11-30 | Hanwha Q-CELLS | Q.Peak DUO BLK-G6+ 340 | Solar Panels |  | 0.34 | 19 | 199 | 23 |  | Fixed | Roof
NJSTRE1546257490 |  | Transition Incentive Program | Marlboro | 7746 | 17 | 8.16 | Residential | No | Behind the Meter | Net-metered residential rooftop and canopy |  | None | Tesla Energy Operations Inc. | JCP&L | Accepted | 2020-11-24 | 2020-11-30 | 2021-11-30 | Hanwha Q-CELLS | Q.Peak DUO BLK-G6+ 340 | Solar Panels |  | 0.34 | 5 | 199 | 23 |  | Fixed | Roof
NJSTRE1546259911 |  | Transition Incentive Program | Blackwood | 8012 | 14 | 7.7 | Residential | No | Behind the Meter | Net-metered residential rooftop and canopy |  | None | Suntuity Solar LLC | PSE&G | Accepted | 2020-11-25 | 2020-11-30 | 2021-11-30 | Enphase Energy | IQ7-60-2-US | Inverters | 240 |  | 22 |  |  | 0.97 |  | Outdoor | Behind the PV Modules
NJSTRE1546259911 |  | Transition Incentive Program | Blackwood | 8012 | 14 | 7.7 | Residential | No | Behind the Meter | Net-metered residential rooftop and canopy |  | None | Suntuity Solar LLC | PSE&G | Accepted | 2020-11-25 | 2020-11-30 | 2021-11-30 | Longi | LR4-60HPB-350M | Solar Panels |  | 0.35 | 22 | 41 | 21 |  | Fixed | Roof
NJSTRE1546259913 |  | Transition Incentive Program | Buena | 8341 | 19 | 5.25 | Residential | Yes | Behind the Meter | Net-metered residential rooftop and canopy |  | None | Suntuity Solar LLC | AC Electric | Accepted | 2020-11-25 | 2020-12-01 | 2021-12-01 | Enphase Energy | IQ7-60-2-US | Inverters | 240 |  | 15 |  |  | 0.97 |  | Outdoor | Behind the PV Modules
NJSTRE1546259913 |  | Transition Incentive Program | Buena | 8341 | 19 | 5.25 | Residential | Yes | Behind the Meter | Net-metered residential rooftop and canopy |  | None | Suntuity Solar LLC | AC Electric | Accepted | 2020-11-25 | 2020-12-01 | 2021-12-01 | Longi | LR4-60HPB-350M | Solar Panels |  | 0.35 | 15 | 184 | 20 |  | Fixed | Roof
NJSTRE1546259914 |  | Transition Incentive Program | Pitman | 8071 | 15 | 6.65 | Residential | Yes | Behind the Meter | Net-metered residential rooftop and canopy |  | None | Suntuity Solar LLC | AC Electric | Accepted | 2020-11-25 | 2020-12-01 | 2021-12-01 | Enphase Energy | IQ7-60-2-US | Inverters | 240 |  | 19 |  |  | 0.97 |  | Outdoor | behind the PV Modules
NJSTRE1546259914 |  | Transition Incentive Program | Pitman | 8071 | 15 | 6.65 | Residential | Yes | Behind the Meter | Net-metered residential rooftop and canopy |  | None | Suntuity Solar LLC | AC Electric | Accepted | 2020-11-25 | 2020-12-01 | 2021-12-01 | Longi | LR4-60HPB-350M | Solar Panels |  | 0.35 | 3 | 143 | 28 |  | Fixed | Roof
NJSTRE1546259914 |  | Transition Incentive Program | Pitman | 8071 | 15 | 6.65 | Residential | Yes | Behind the Meter | Net-metered residential rooftop and canopy |  | None | Suntuity Solar LLC | AC Electric | Accepted | 2020-11-25 | 2020-12-01 | 2021-12-01 | Longi | LR4-60HPB-350M | Solar Panels |  | 0.35 | 4 | 233 | 18 |  | Fixed | Roof
NJSTRE1546259914 |  | Transition Incentive Program | Pitman | 8071 | 15 | 6.65 | Residential | Yes | Behind the Meter | Net-metered residential rooftop and canopy |  | None | Suntuity Solar LLC | AC Electric | Accepted | 2020-11-25 | 2020-12-01 | 2021-12-01 | Longi | LR4-60HPB-350M | Solar Panels |  | 0.35 | 3 | 53 | 18 |  | Fixed | Roof
NJSTRE1546259914 |  | Transition Incentive Program | Pitman | 8071 | 15 | 6.65 | Residential | Yes | Behind the Meter | Net-metered residential rooftop and canopy |  | None | Suntuity Solar LLC | AC Electric | Accepted | 2020-11-25 | 2020-12-01 | 2021-12-01 | Longi | LR4-60HPB-350M | Solar Panels |  | 0.35 | 6 | 233 | 30 |  | Fixed | Roof
NJSTRE1546259914 |  | Transition Incentive Program | Pitman | 8071 | 15 | 6.65 | Residential | Yes | Behind the Meter | Net-metered residential rooftop and canopy |  | None | Suntuity Solar LLC | AC Electric | Accepted | 2020-11-25 | 2020-12-01 | 2021-12-01 | Longi | LR4-60HPB-350M | Solar Panels |  | 0.35 | 3 | 233 | 25 |  | Fixed | Roof
NJSTRE1546259915 |  | Transition Incentive Program | Cherry Hill | 8034 | 14 | 12.25 | Residential | Yes | Behind the Meter | Net-metered residential rooftop and canopy |  | None | Suntuity Solar LLC | PSE&G | Accepted | 2020-11-25 | 2020-11-30 | 2021-11-30 | Enphase Energy | IQ7-60-2-US | Inverters | 240 |  | 35 |  |  | 0.97 |  | Outdoor | Behind the PV Modules
NJSTRE1546259915 |  | Transition Incentive Program | Cherry Hill | 8034 | 14 | 12.25 | Residential | Yes | Behind the Meter | Net-metered residential rooftop and canopy |  | None | Suntuity Solar LLC | PSE&G | Accepted | 2020-11-25 | 2020-11-30 | 2021-11-30 | Longi | LR4-60HPB-350M | Solar Panels |  | 0.35 | 16 | 13 | 22 |  | Fixed | Roof
NJSTRE1546259915 |  | Transition Incentive Program | Cherry Hill | 8034 | 14 | 12.25 | Residential | Yes | Behind the Meter | Net-metered residential rooftop and canopy |  | None | Suntuity Solar LLC | PSE&G | Accepted | 2020-11-25 | 2020-11-30 | 2021-11-30 | Longi | LR4-60HPB-350M | Solar Panels |  | 0.35 | 4 | 283 | 7 |  | Fixed | Roof
NJSTRE1546259915 |  | Transition Incentive Program | Cherry Hill | 8034 | 14 | 12.25 | Residential | Yes | Behind the Meter | Net-metered residential rooftop and canopy |  | None | Suntuity Solar LLC | PSE&G | Accepted | 2020-11-25 | 2020-11-30 | 2021-11-30 | Longi | LR4-60HPB-350M | Solar Panels |  | 0.35 | 4 | 103 | 20 |  | Fixed | Roof
NJSTRE1546259915 |  | Transition Incentive Program | Cherry Hill | 8034 | 14 | 12.25 | Residential | Yes | Behind the Meter | Net-metered residential rooftop and canopy |  | None | Suntuity Solar LLC | PSE&G | Accepted | 2020-11-25 | 2020-11-30 | 2021-11-30 | Longi | LR4-60HPB-350M | Solar Panels |  | 0.35 | 11 | 193 | 22 |  | Fixed | Roof
NJSTRE1546259916 |  | Transition Incentive Program | Blackwood | 8012 | 14 | 6.3 | Residential | Yes | Behind the Meter | Net-metered residential rooftop and canopy |  | None | Suntuity Solar LLC | PSE&G | Accepted | 2020-11-25 | 2020-12-01 | 2021-12-01 | Enphase Energy | IQ7-60-2-US | Inverters | 240 |  | 18 |  |  | 0.97 |  | Outdoor | Behind the PV Modules
NJSTRE1546259916 |  | Transition Incentive Program | Blackwood | 8012 | 14 | 6.3 | Residential | Yes | Behind the Meter | Net-metered residential rooftop and canopy |  | None | Suntuity Solar LLC | PSE&G | Accepted | 2020-11-25 | 2020-12-01 | 2021-12-01 | Longi | LR4-60HPB-350M | Solar Panels |  | 0.35 | 16 | 221 | 38 |  | Fixed | Roof
NJSTRE1546259916 |  | Transition Incentive Program | Blackwood | 8012 | 14 | 6.3 | Residential | Yes | Behind the Meter | Net-metered residential rooftop and canopy |  | None | Suntuity Solar LLC | PSE&G | Accepted | 2020-11-25 | 2020-12-01 | 2021-12-01 | Longi | LR4-60HPB-350M | Solar Panels |  | 0.35 | 2 | 41 | 38 |  | Fixed | Roof
NJSTRE1546259917 |  | Transition Incentive Program | West Deptford | 8086 | 15 | 9.45 | Residential | Yes | Behind the Meter | Net-metered residential rooftop and canopy |  | None | Suntuity Solar LLC | PSE&G | Accepted | 2020-11-25 | 2020-12-01 | 2021-12-01 | Enphase Energy | IQ7-60-2-US | Inverters | 240 |  | 27 |  |  | 0.97 |  | Outdoor | Behind the PV Modules
NJSTRE1546259917 |  | Transition Incentive Program | West Deptford | 8086 | 15 | 9.45 | Residential | Yes | Behind the Meter | Net-metered residential rooftop and canopy |  | None | Suntuity Solar LLC | PSE&G | Accepted | 2020-11-25 | 2020-12-01 | 2021-12-01 | Longi | LR4-60HPB-350M | Solar Panels |  | 0.35 | 14 | 125 | 26 |  | Fixed | Roof
NJSTRE1546259917 |  | Transition Incentive Program | West Deptford | 8086 | 15 | 9.45 | Residential | Yes | Behind the Meter | Net-metered residential rooftop and canopy |  | None | Suntuity Solar LLC | PSE&G | Accepted | 2020-11-25 | 2020-12-01 | 2021-12-01 | Longi | LR4-60HPB-350M | Solar Panels |  | 0.35 | 13 | 305 | 26 |  | Fixed | Roof
NJSTRE1546259918 |  | Transition Incentive Program | Carteret | 7008 | 11 | 6.3 | Residential | Yes | Behind the Meter | Net-metered residential rooftop and canopy |  | None | Suntuity Solar LLC | PSE&G | Accepted | 2020-11-25 | 2020-12-01 | 2021-12-01 | Enphase Energy | IQ7-60-2-US | Inverters | 240 |  | 18 |  |  | 0.97 |  | Outdoor | Behind the PV Modules
NJSTRE1546259918 |  | Transition Incentive Program | Carteret | 7008 | 11 | 6.3 | Residential | Yes | Behind the Meter | Net-metered residential rooftop and canopy |  | None | Suntuity Solar LLC | PSE&G | Accepted | 2020-11-25 | 2020-12-01 | 2021-12-01 | Longi | LR4-60HPB-350M | Solar Panels |  | 0.35 | 9 | 105 | 42 |  | Fixed | Roof
NJSTRE1546259918 |  | Transition Incentive Program | Carteret | 7008 | 11 | 6.3 | Residential | Yes | Behind the Meter | Net-metered residential rooftop and canopy |  | None | Suntuity Solar LLC | PSE&G | Accepted | 2020-11-25 | 2020-12-01 | 2021-12-01 | Longi | LR4-60HPB-350M | Solar Panels |  | 0.35 | 9 | 285 | 42 |  | Fixed | Roof
NJSTRE1546259925 |  | Transition Incentive Program | Barnegat | 8005 | 18 | 8.14 | Residential | No | Behind the Meter | Net-metered residential rooftop and canopy |  | None | Whitman Construction, LLC | AC Electric | Accepted | 2020-11-25 | 2020-11-30 | 2021-11-30 | enphase energy | iq7plus-72-2-us | Inverters | 295 |  | 22 |  |  | 0.975 |  | Outdoor | microinverters located under modules
NJSTRE1546259925 |  | Transition Incentive Program | Barnegat | 8005 | 18 | 8.14 | Residential | No | Behind the Meter | Net-metered residential rooftop and canopy |  | None | Whitman Construction, LLC | AC Electric | Accepted | 2020-11-25 | 2020-11-30 | 2021-11-30 | solaria power | xt 370r pd | Solar Panels |  | 0.37 | 22 | 142 | 220 |  | Fixed | Roof
NJSTRE1546259931 |  | Transition Incentive Program | East Brunswick | 8816 | 11 | 349.63 | School Public K-12 | Yes | Behind the Meter | Net-metered non-residential rooftop and canopy |  | None | Advanced Solar Products, Inc. | PSE&G | Accepted | 2020-11-25 | 2020-12-16 | 2021-12-16 | Solar Edge | SE100KUS | Inverters | 100000 |  | 3 |  |  | 0.98 |  | Outdoor | roof
NJSTRE1546259931 |  | Transition Incentive Program | East Brunswick | 8816 | 11 | 349.63 | School Public K-12 | Yes | Behind the Meter | Net-metered non-residential rooftop and canopy |  | None | Advanced Solar Products, Inc. | PSE&G | Accepted | 2020-11-25 | 2020-12-16 | 2021-12-16 | Trina | tsmde14A | Solar Panels |  | 0.38 | 386 | 159 | 5 |  | Fixed | Roof
NJSTRE1546259931 |  | Transition Incentive Program | East Brunswick | 8816 | 11 | 349.63 | School Public K-12 | Yes | Behind the Meter | Net-metered non-residential rooftop and canopy |  | None | Advanced Solar Products, Inc. | PSE&G | Accepted | 2020-11-25 | 2020-12-16 | 2021-12-16 | Astronergy | CHSM72M-HC | Solar Panels |  | 0.41 | 495 | 159 | 5 |  | Fixed | Roof
NJSTRE1546259939 |  | Transition Incentive Program | MANAHAWKIN | 8050 | 18 | 8.32 | Residential | Yes | Behind the Meter | Net-metered residential rooftop and canopy |  | None | Solar Mite Solutions | AC Electric | Accepted | 2020-11-25 | 2020-12-01 | 2021-12-01 | Enphase | IQ7-60-2 | Inverters | 0.24 |  | 26 |  |  | 0.98 |  | Outdoor | Under solar Modules
NJSTRE1546259939 |  | Transition Incentive Program | MANAHAWKIN | 8050 | 18 | 8.32 | Residential | Yes | Behind the Meter | Net-metered residential rooftop and canopy |  | None | Solar Mite Solutions | AC Electric | Accepted | 2020-11-25 | 2020-12-01 | 2021-12-01 | Hanwha | Q.PEAK DUO BLK-G5 | Solar Panels |  | 0.32 | 26 | 155 | 30 |  | Fixed | Roof | Array 1 & 2
NJSTRE1546259942 |  | Transition Incentive Program | East Brunswick | 8816 | 11 | 194.24 | School Public K-12 | Yes | Behind the Meter | Net-metered non-residential rooftop and canopy |  | None | Advanced Solar Products, Inc. | PSE&G | Accepted | 2020-11-25 | 2020-12-01 | 2021-12-01 | Solar Edge | SE66.6kus | Inverters | 66600 |  | 1 |  |  | 0.98 |  | Outdoor | roof
NJSTRE1546259942 |  | Transition Incentive Program | East Brunswick | 8816 | 11 | 194.24 | School Public K-12 | Yes | Behind the Meter | Net-metered non-residential rooftop and canopy |  | None | Advanced Solar Products, Inc. | PSE&G | Accepted | 2020-11-25 | 2020-12-01 | 2021-12-01 | SolarEdge | SE100KUS | Inverters | 100000 |  | 1 |  |  | 0.98 |  | Outdoor | roof
NJSTRE1546259942 |  | Transition Incentive Program | East Brunswick | 8816 | 11 | 194.24 | School Public K-12 | Yes | Behind the Meter | Net-metered non-residential rooftop and canopy |  | None | Advanced Solar Products, Inc. | PSE&G | Accepted | 2020-11-25 | 2020-12-01 | 2021-12-01 | Astronergy | CHSM72M-HC | Solar Panels |  | 0.41 | 268 | 205 | 5 |  | Fixed | Roof
NJSTRE1546259942 |  | Transition Incentive Program | East Brunswick | 8816 | 11 | 194.24 | School Public K-12 | Yes | Behind the Meter | Net-metered non-residential rooftop and canopy |  | None | Advanced Solar Products, Inc. | PSE&G | Accepted | 2020-11-25 | 2020-12-01 | 2021-12-01 | Trina | tsmde14A | Solar Panels |  | 0.38 | 222 | 205 | 5 |  | Fixed | Roof
NJSTRE1546259943 |  | Transition Incentive Program | Belleville Twp | 7109 | 9 | 5.78 | Residential | Yes | Behind the Meter | Net-metered residential rooftop and canopy |  | None | Trinity Solar | PSE&G | Accepted | 2020-11-25 | 2020-11-30 | 2021-11-30 | Solar Edge | SE5000 | Inverters | 5000 |  | 1 |  |  | 0.97 |  | Outside | side of home
NJSTRE1546259943 |  | Transition Incentive Program | Belleville Twp | 7109 | 9 | 5.78 | Residential | Yes | Behind the Meter | Net-metered residential rooftop and canopy |  | None | Trinity Solar | PSE&G | Accepted | 2020-11-25 | 2020-11-30 | 2021-11-30 | Hanwha | Q.PEAK DUO BLK-G6 340 | Solar Panels |  | 0.34 | 7 | 196 | 20 |  | Fixed | Roof
NJSTRE1546259943 |  | Transition Incentive Program | Belleville Twp | 7109 | 9 | 5.78 | Residential | Yes | Behind the Meter | Net-metered residential rooftop and canopy |  | None | Trinity Solar | PSE&G | Accepted | 2020-11-25 | 2020-11-30 | 2021-11-30 | Hanwha | Q.PEAK DUO BLK-G6 340 | Solar Panels |  | 0.34 | 10 | 286 | 20 |  | Fixed | Roof
NJSTRE1546259955 |  | Transition Incentive Program | Franklinville | 8322 | 15 | 20.74 | Residential | No | Behind the Meter | Net-metered residential rooftop and canopy |  | None | Maier Solar Engineering dba Solar Me | AC Electric | Accepted | 2020-11-25 | 2020-11-30 | 2021-11-30 | Enphase | IQ7+ | Inverters | 290 |  | 61 |  |  | 0.96 |  | Outdoor | Next to meter
NJSTRE1546259955 |  | Transition Incentive Program | Franklinville | 8322 | 15 | 20.74 | Residential | No | Behind the Meter | Net-metered residential rooftop and canopy |  | None | Maier Solar Engineering dba Solar Me | AC Electric | Accepted | 2020-11-25 | 2020-11-30 | 2021-11-30 | Hanwha | Q.CELL DUO BLK G6-340W | Solar Panels |  | 0.34 | 4 | 153 | 40 |  | Fixed | Roof
NJSTRE1546259955 |  | Transition Incentive Program | Franklinville | 8322 | 15 | 20.74 | Residential | No | Behind the Meter | Net-metered residential rooftop and canopy |  | None | Maier Solar Engineering dba Solar Me | AC Electric | Accepted | 2020-11-25 | 2020-11-30 | 2021-11-30 | Hanwha | Q.CELL DUO BLK G6-340W | Solar Panels |  | 0.34 | 3 | 153 | 30 |  | Fixed | Roof
NJSTRE1546259955 |  | Transition Incentive Program | Franklinville | 8322 | 15 | 20.74 | Residential | No | Behind the Meter | Net-metered residential rooftop and canopy |  | None | Maier Solar Engineering dba Solar Me | AC Electric | Accepted | 2020-11-25 | 2020-11-30 | 2021-11-30 | Hanwha | Q.CELL DUO BLK G6-340W | Solar Panels |  | 0.34 | 20 | 153 | 30 |  | Fixed | Roof
NJSTRE1546259955 |  | Transition Incentive Program | Franklinville | 8322 | 15 | 20.74 | Residential | No | Behind the Meter | Net-metered residential rooftop and canopy |  | None | Maier Solar Engineering dba Solar Me | AC Electric | Accepted | 2020-11-25 | 2020-11-30 | 2021-11-30 | Hanwha | Q.CELL DUO BLK G6-340W | Solar Panels |  | 0.34 | 23 | 333 | 30 |  | Fixed | Roof
NJSTRE1546259955 |  | Transition Incentive Program | Franklinville | 8322 | 15 | 20.74 | Residential | No | Behind the Meter | Net-metered residential rooftop and canopy |  | None | Maier Solar Engineering dba Solar Me | AC Electric | Accepted | 2020-11-25 | 2020-11-30 | 2021-11-30 | Hanwha | Q.CELL DUO BLK G6-340W | Solar Panels |  | 0.34 | 3 | 243 | 40 |  | Fixed | Roof
NJSTRE1546259955 |  | Transition Incentive Program | Franklinville | 8322 | 15 | 20.74 | Residential | No | Behind the Meter | Net-metered residential rooftop and canopy |  | None | Maier Solar Engineering dba Solar Me | AC Electric | Accepted | 2020-11-25 | 2020-11-30 | 2021-11-30 | Hanwha | Q.CELL DUO BLK G6-340W | Solar Panels |  | 0.34 | 8 | 243 | 40 |  | Fixed | Roof
NJSTRE1546259969 |  | Transition Incentive Program | Howell | 7731 | 17 | 12.24 | Residential | No | Behind the Meter | Net-metered residential rooftop and canopy |  | None | Green Power Energy | JCP&L | Accepted | 2020-11-25 | 2020-11-30 | 2021-11-30 | SolarEdge | SE11400H-US (240V) | Inverters | 11400 |  | 1 |  |  | 0.97 |  | Outside | next to meter
NJSTRE1546259969 |  | Transition Incentive Program | Howell | 7731 | 17 | 12.24 | Residential | No | Behind the Meter | Net-metered residential rooftop and canopy |  | None | Green Power Energy | JCP&L | Accepted | 2020-11-25 | 2020-11-30 | 2021-11-30 | LG Electronics | LG360N1C-N5 | Solar Panels |  | 0.36 | 34 | 235 | 30 |  | Fixed | Roof
NJSTRE1546259971 |  | Transition Incentive Program | East Brunswick | 8816 | 11 | 147.39 | School Public K-12 | Yes | Behind the Meter | Net-metered non-residential rooftop and canopy |  | None | Advanced Solar Products, Inc. | PSE&G | Accepted | 2020-11-25 | 2020-12-14 | 2021-12-14 | Solar Edge | SE66.6KUS | Inverters | 66600 |  | 2 |  |  | 0.98 |  | Outdoor | roof
NJSTRE1546259971 |  | Transition Incentive Program | East Brunswick | 8816 | 11 | 147.39 | School Public K-12 | Yes | Behind the Meter | Net-metered non-residential rooftop and canopy |  | None | Advanced Solar Products, Inc. | PSE&G | Accepted | 2020-11-25 | 2020-12-14 | 2021-12-14 | Trina | tsmde14A | Solar Panels |  | 0.38 | 171 | 165 | 5 |  | Fixed | Roof
NJSTRE1546259971 |  | Transition Incentive Program | East Brunswick | 8816 | 11 | 147.39 | School Public K-12 | Yes | Behind the Meter | Net-metered non-residential rooftop and canopy |  | None | Advanced Solar Products, Inc. | PSE&G | Accepted | 2020-11-25 | 2020-12-14 | 2021-12-14 | Astronergy | CHSM72M-HC | Solar Panels |  | 0.41 | 201 | 165 | 5 |  | Fixed | Roof
NJSTRE1546259988 |  | Transition Incentive Program | Morganville | 7751 | 17 | 12.24 | Residential | No | Behind the Meter | Net-metered residential rooftop and canopy |  | None | Tesla Energy Operations Inc. | JCP&L | Accepted | 2020-11-25 | 2020-11-30 | 2021-11-30 | Tesla | AC Powerwall 2.0 | Electric Storage Battery |  |  | 2 |  |  |  | Lithium Ion |  | Inside garage
NJSTRE1546259988 |  | Transition Incentive Program | Morganville | 7751 | 17 | 12.24 | Residential | No | Behind the Meter | Net-metered residential rooftop and canopy |  | None | Tesla Energy Operations Inc. | JCP&L | Accepted | 2020-11-25 | 2020-11-30 | 2021-11-30 | SolarEdge Technologies | SE10000H-US [240V] | Inverters | 10000 |  | 1 |  |  | 0.99 |  | Outside | Outside
NJSTRE1546259988 |  | Transition Incentive Program | Morganville | 7751 | 17 | 12.24 | Residential | No | Behind the Meter | Net-metered residential rooftop and canopy |  | None | Tesla Energy Operations Inc. | JCP&L | Accepted | 2020-11-25 | 2020-11-30 | 2021-11-30 | Hanwha Q-CELLS | Q.Peak DUO BLK-G6+ 340 | Solar Panels |  | 0.34 | 6 | 131 | 30 |  | Fixed | Roof
NJSTRE1546259988 |  | Transition Incentive Program | Morganville | 7751 | 17 | 12.24 | Residential | No | Behind the Meter | Net-metered residential rooftop and canopy |  | None | Tesla Energy Operations Inc. | JCP&L | Accepted | 2020-11-25 | 2020-11-30 | 2021-11-30 | Hanwha Q-CELLS | Q.Peak DUO BLK-G6+ 340 | Solar Panels |  | 0.34 | 9 | 311 | 35 |  | Fixed | Roof
NJSTRE1546259988 |  | Transition Incentive Program | Morganville | 7751 | 17 | 12.24 | Residential | No | Behind the Meter | Net-metered residential rooftop and canopy |  | None | Tesla Energy Operations Inc. | JCP&L | Accepted | 2020-11-25 | 2020-11-30 | 2021-11-30 | Hanwha Q-CELLS | Q.Peak DUO BLK-G6+ 340 | Solar Panels |  | 0.34 | 6 | 221 | 37 |  | Fixed | Roof
NJSTRE1546259988 |  | Transition Incentive Program | Morganville | 7751 | 17 | 12.24 | Residential | No | Behind the Meter | Net-metered residential rooftop and canopy |  | None | Tesla Energy Operations Inc. | JCP&L | Accepted | 2020-11-25 | 2020-11-30 | 2021-11-30 | Hanwha Q-CELLS | Q.Peak DUO BLK-G6+ 340 | Solar Panels |  | 0.34 | 15 | 311 | 30 |  | Fixed | Roof
NJSTRE1546260007 |  | Transition Incentive Program | Burlington | 8016 | 13 | 4.48 | Residential | No | Behind the Meter | Net-metered residential rooftop and canopy |  | None | Vivint Solar Developer, LLC | PSE&G | Accepted | 2020-11-25 | 2020-11-30 | 2021-11-30 | Solar Edge | SE3800H-US | Inverters | 3800 |  | 1 |  |  | 0.992 |  | Outdoor | Near the Utility Meter
NJSTRE1546260007 |  | Transition Incentive Program | Burlington | 8016 | 13 | 4.48 | Residential | No | Behind the Meter | Net-metered residential rooftop and canopy |  | None | Vivint Solar Developer, LLC | PSE&G | Accepted | 2020-11-25 | 2020-11-30 | 2021-11-30 | JINKO SOLAR | JKM320M-60HBL | Solar Panels |  | 0.32 | 14 | 175 | 23 |  | Fixed | Roof
NJSTRE1546260035 |  | Transition Incentive Program | Glendora | 8029 | 14 | 10.88 | Residential | Yes | Behind the Meter | Net-metered residential rooftop and canopy |  | None | Trinity Solar | PSE&G | Accepted | 2020-11-25 | 2020-11-30 | 2021-11-30 | Solar Edge | SE10000 | Inverters | 10000 |  | 1 |  |  | 0.97 |  | Outside | side of home
NJSTRE1546260035 |  | Transition Incentive Program | Glendora | 8029 | 14 | 10.88 | Residential | Yes | Behind the Meter | Net-metered residential rooftop and canopy |  | None | Trinity Solar | PSE&G | Accepted | 2020-11-25 | 2020-11-30 | 2021-11-30 | Hanwha | Q.PEAK DUO BLK-G6 340 | Solar Panels |  | 0.34 | 10 | 269 | 25 |  | Fixed | Roof
NJSTRE1546260035 |  | Transition Incentive Program | Glendora | 8029 | 14 | 10.88 | Residential | Yes | Behind the Meter | Net-metered residential rooftop and canopy |  | None | Trinity Solar | PSE&G | Accepted | 2020-11-25 | 2020-11-30 | 2021-11-30 | Hanwha | Q.PEAK DUO BLK-G6 340 | Solar Panels |  | 0.34 | 15 | 89 | 30 |  | Fixed | Roof
NJSTRE1546260035 |  | Transition Incentive Program | Glendora | 8029 | 14 | 10.88 | Residential | Yes | Behind the Meter | Net-metered residential rooftop and canopy |  | None | Trinity Solar | PSE&G | Accepted | 2020-11-25 | 2020-11-30 | 2021-11-30 | Hanwha | Q.PEAK DUO BLK-G6 340 | Solar Panels |  | 0.34 | 5 | 269 | 30 |  | Fixed | Roof
NJSTRE1546260035 |  | Transition Incentive Program | Glendora | 8029 | 14 | 10.88 | Residential | Yes | Behind the Meter | Net-metered residential rooftop and canopy |  | None | Trinity Solar | PSE&G | Accepted | 2020-11-25 | 2020-11-30 | 2021-11-30 | Hanwha | Q.PEAK DUO BLK-G6 340 | Solar Panels |  | 0.34 | 2 | 181 | 13 |  | Fixed | Roof
NJSTRE1546260055 |  | Transition Incentive Program | Pennsauken | 8110 | 14 | 8.14 | Residential | No | Behind the Meter | Net-metered residential rooftop and canopy |  | None | Whitman Construction, LLC | PSE&G | Accepted | 2020-11-25 | 2020-11-30 | 2021-11-30 | enphase energy | iq7plus-72-2-us | Inverters | 295 |  | 22 |  |  | 0.975 |  | Outdoor | microinverters located under modules
NJSTRE1546260055 |  | Transition Incentive Program | Pennsauken | 8110 | 14 | 8.14 | Residential | No | Behind the Meter | Net-metered residential rooftop and canopy |  | None | Whitman Construction, LLC | PSE&G | Accepted | 2020-11-25 | 2020-11-30 | 2021-11-30 | solaria power | xt 370r pd | Solar Panels |  | 0.37 | 22 | 148 | 25 |  | Fixed | Roof
NJSTRE1546260058 |  | Transition Incentive Program | Stone Harbor | 8247 | 21 | 11.22 | Residential | Yes | Behind the Meter | Net-metered residential rooftop and canopy |  | None | Trinity Solar | AC Electric | Accepted | 2020-11-25 | 2020-11-30 | 2021-11-30 | Solar Edge | SE10000 | Inverters | 10000 |  | 1 |  |  | 0.97 |  | Outside | side of home
NJSTRE1546260058 |  | Transition Incentive Program | Stone Harbor | 8247 | 21 | 11.22 | Residential | Yes | Behind the Meter | Net-metered residential rooftop and canopy |  | None | Trinity Solar | AC Electric | Accepted | 2020-11-25 | 2020-11-30 | 2021-11-30 | Hanwha | Q.PEAK DUO BLK-G6 340 | Solar Panels |  | 0.34 | 2 | 303 | 32 |  | Fixed | Roof
NJSTRE1546260058 |  | Transition Incentive Program | Stone Harbor | 8247 | 21 | 11.22 | Residential | Yes | Behind the Meter | Net-metered residential rooftop and canopy |  | None | Trinity Solar | AC Electric | Accepted | 2020-11-25 | 2020-11-30 | 2021-11-30 | Hanwha | Q.PEAK DUO BLK-G6 340 | Solar Panels |  | 0.34 | 21 | 123 | 23 |  | Fixed | Roof
NJSTRE1546260058 |  | Transition Incentive Program | Stone Harbor | 8247 | 21 | 11.22 | Residential | Yes | Behind the Meter | Net-metered residential rooftop and canopy |  | None | Trinity Solar | AC Electric | Accepted | 2020-11-25 | 2020-11-30 | 2021-11-30 | Hanwha | Q.PEAK DUO BLK-G6 340 | Solar Panels |  | 0.34 | 4 | 213 | 15 |  | Fixed | Roof
NJSTRE1546260058 |  | Transition Incentive Program | Stone Harbor | 8247 | 21 | 11.22 | Residential | Yes | Behind the Meter | Net-metered residential rooftop and canopy |  | None | Trinity Solar | AC Electric | Accepted | 2020-11-25 | 2020-11-30 | 2021-11-30 | Hanwha | Q.PEAK DUO BLK-G6 340 | Solar Panels |  | 0.34 | 6 | 303 | 29 |  | Fixed | Roof
NJSTRE1546260079 |  | Transition Incentive Program | Maplewood TWP | 7040 | 9 | 4.08 | Residential | No | Behind the Meter | Net-metered residential rooftop and canopy |  | None | Tesla Energy Operations Inc. | PSE&G | Accepted | 2020-11-25 | 2020-11-30 | 2021-11-30 | SolarEdge Technologies | SE3800H-US [240V] | Inverters | 3800 |  | 1 |  |  | 0.99 |  | Outside | Outside
NJSTRE1546260079 |  | Transition Incentive Program | Maplewood TWP | 7040 | 9 | 4.08 | Residential | No | Behind the Meter | Net-metered residential rooftop and canopy |  | None | Tesla Energy Operations Inc. | PSE&G | Accepted | 2020-11-25 | 2020-11-30 | 2021-11-30 | Hanwha Q-CELLS | Q.Peak DUO BLK-G6+ 340 | Solar Panels |  | 0.34 | 6 | 126 | 34 |  | Fixed | Roof
NJSTRE1546260079 |  | Transition Incentive Program | Maplewood TWP | 7040 | 9 | 4.08 | Residential | No | Behind the Meter | Net-metered residential rooftop and canopy |  | None | Tesla Energy Operations Inc. | PSE&G | Accepted | 2020-11-25 | 2020-11-30 | 2021-11-30 | Hanwha Q-CELLS | Q.Peak DUO BLK-G6+ 340 | Solar Panels |  | 0.34 | 6 | 306 | 34 |  | Fixed | Roof
NJSTRE1546260090 |  | Transition Incentive Program | Hazlet | 7730 | 17 | 9.45 | Residential | Yes | Behind the Meter | Net-metered residential rooftop and canopy |  | None | Freedom Forever New Jersey LLC | JCP&L | Accepted | 2020-11-29 | 2020-11-30 | 2021-11-30 | Solar Edge | SE7600H-US [SI1] RGM | Inverters | 7600 |  | 1 |  |  | 0.99 |  | Outdoor | n/a
NJSTRE1546260090 |  | Transition Incentive Program | Hazlet | 7730 | 17 | 9.45 | Residential | Yes | Behind the Meter | Net-metered residential rooftop and canopy |  | None | Freedom Forever New Jersey LLC | JCP&L | Accepted | 2020-11-29 | 2020-11-30 | 2021-11-30 | Longi | LR6-60HPB-315M | Solar Panels |  | 0.315 | 17 | 2 | 10 |  | Fixed | Roof | n/a
NJSTRE1546260090 |  | Transition Incentive Program | Hazlet | 7730 | 17 | 9.45 | Residential | Yes | Behind the Meter | Net-metered residential rooftop and canopy |  | None | Freedom Forever New Jersey LLC | JCP&L | Accepted | 2020-11-29 | 2020-11-30 | 2021-11-30 | Longi | LR6-60HPB-315M | Solar Panels |  | 0.315 | 13 | 1 | 18 |  | Fixed | Roof | n/a
NJSTRE1546260112 |  | Transition Incentive Program | Northfield | 8225 | 19 | 6.08 | Residential | Yes | Behind the Meter | Net-metered residential rooftop and canopy |  | ACE | Acos Energy, LLC | AC Electric | Accepted | 2020-11-25 | 2020-11-30 | 2021-11-30 | Enphase | IQ7 | Inverters | 0.24 |  | 19 |  |  | 0.97 |  | Outside | Roof
NJSTRE1546260112 |  | Transition Incentive Program | Northfield | 8225 | 19 | 6.08 | Residential | Yes | Behind the Meter | Net-metered residential rooftop and canopy |  | ACE | Acos Energy, LLC | AC Electric | Accepted | 2020-11-25 | 2020-11-30 | 2021-11-30 | Trina | TSM-DD06M05II 320W | Solar Panels |  | 0.32 | 4 | 255 | 23 |  | Fixed | Roof
NJSTRE1546260112 |  | Transition Incentive Program | Northfield | 8225 | 19 | 6.08 | Residential | Yes | Behind the Meter | Net-metered residential rooftop and canopy |  | ACE | Acos Energy, LLC | AC Electric | Accepted | 2020-11-25 | 2020-11-30 | 2021-11-30 | Trina | TSM-DD06M05II 320W | Solar Panels |  | 0.32 | 2 | 75 | 23 |  | Fixed | Roof
NJSTRE1546260112 |  | Transition Incentive Program | Northfield | 8225 | 19 | 6.08 | Residential | Yes | Behind the Meter | Net-metered residential rooftop and canopy |  | ACE | Acos Energy, LLC | AC Electric | Accepted | 2020-11-25 | 2020-11-30 | 2021-11-30 | Trina | TSM-DD06M05II 320W | Solar Panels |  | 0.32 | 13 | 165 | 23 |  | Fixed | Roof
NJSTRE1546260115 |  | Transition Incentive Program | Bayville | 8721 | 18 | 10.14 | Residential | Yes | Behind the Meter | Net-metered residential rooftop and canopy |  | None | SunPower Corporation, Systems | JCP&L | Accepted | 2020-11-25 | 2020-11-30 | 2021-11-30 | SunPower | SPR-E20-327-E-AC | Inverters | 320 |  | 31 |  |  | 0.96 |  | Other | under each panel
NJSTRE1546260115 |  | Transition Incentive Program | Bayville | 8721 | 18 | 10.14 | Residential | Yes | Behind the Meter | Net-metered residential rooftop and canopy |  | None | SunPower Corporation, Systems | JCP&L | Accepted | 2020-11-25 | 2020-11-30 | 2021-11-30 | SunPower | SPR-E20-327-E-AC | Solar Panels |  | 0.327 | 10 | 4 | 40 |  | Fixed | Roof
NJSTRE1546260115 |  | Transition Incentive Program | Bayville | 8721 | 18 | 10.14 | Residential | Yes | Behind the Meter | Net-metered residential rooftop and canopy |  | None | SunPower Corporation, Systems | JCP&L | Accepted | 2020-11-25 | 2020-11-30 | 2021-11-30 | SunPower | SPR-E20-327-E-AC | Solar Panels |  | 0.327 | 3 | 274 | 40 |  | Fixed | Roof
NJSTRE1546260115 |  | Transition Incentive Program | Bayville | 8721 | 18 | 10.14 | Residential | Yes | Behind the Meter | Net-metered residential rooftop and canopy |  | None | SunPower Corporation, Systems | JCP&L | Accepted | 2020-11-25 | 2020-11-30 | 2021-11-30 | SunPower | SPR-E20-327-E-AC | Solar Panels |  | 0.327 | 2 | 184 | 40 |  | Fixed | Roof
NJSTRE1546260115 |  | Transition Incentive Program | Bayville | 8721 | 18 | 10.14 | Residential | Yes | Behind the Meter | Net-metered residential rooftop and canopy |  | None | SunPower Corporation, Systems | JCP&L | Accepted | 2020-11-25 | 2020-11-30 | 2021-11-30 | SunPower | SPR-E20-327-E-AC | Solar Panels |  | 0.327 | 4 | 94 | 40 |  | Fixed | Roof
NJSTRE1546260115 |  | Transition Incentive Program | Bayville | 8721 | 18 | 10.14 | Residential | Yes | Behind the Meter | Net-metered residential rooftop and canopy |  | None | SunPower Corporation, Systems | JCP&L | Accepted | 2020-11-25 | 2020-11-30 | 2021-11-30 | SunPower | SPR-E20-327-E-AC | Solar Panels |  | 0.327 | 12 | 184 | 40 |  | Fixed | Roof
NJSTRE1546260156 |  | Transition Incentive Program | Spring Lake | 7762 | 17 | 6.46 | Residential | Yes | Behind the Meter | Net-metered residential rooftop and canopy |  | None | Trinity Solar | JCP&L | Accepted | 2020-11-25 | 2020-12-01 | 2021-12-01 | SOLAR EDGE | SE5000H-US | Inverters | 5000 |  | 1 |  |  | 0.97 |  | Outside | SIDE OF HOME
NJSTRE1546260156 |  | Transition Incentive Program | Spring Lake | 7762 | 17 | 6.46 | Residential | Yes | Behind the Meter | Net-metered residential rooftop and canopy |  | None | Trinity Solar | JCP&L | Accepted | 2020-11-25 | 2020-12-01 | 2021-12-01 | HANWHA 340 (Q.PEAK DUO BLK-G6 340) | HANWHA 340 (Q.PEAK DUO BLK-G6 340) | Solar Panels |  | 0.34 | 3 | 173 | 30 |  | Fixed | Roof
NJSTRE1546260156 |  | Transition Incentive Program | Spring Lake | 7762 | 17 | 6.46 | Residential | Yes | Behind the Meter | Net-metered residential rooftop and canopy |  | None | Trinity Solar | JCP&L | Accepted | 2020-11-25 | 2020-12-01 | 2021-12-01 | HANWHA 340 (Q.PEAK DUO BLK-G6 340) | HANWHA 340 (Q.PEAK DUO BLK-G6 340) | Solar Panels |  | 0.34 | 16 | 175 | 25 |  | Fixed | Roof
NJSTRE1546260192 |  | Transition Incentive Program | Stone Harbor | 8247 | 21 | 10.25 | Residential | No | Behind the Meter | Net-metered residential rooftop and canopy |  | None | SunPower Corporation, Systems | AC Electric | Accepted | 2020-11-25 | 2020-11-30 | 2021-11-30 | SunPower | SPR-A410-G-AC | Inverters | 349 |  | 25 |  |  | 0.97 |  | Other | under each panel
NJSTRE1546260192 |  | Transition Incentive Program | Stone Harbor | 8247 | 21 | 10.25 | Residential | No | Behind the Meter | Net-metered residential rooftop and canopy |  | None | SunPower Corporation, Systems | AC Electric | Accepted | 2020-11-25 | 2020-11-30 | 2021-11-30 | SunPower | SPR-A410-G-AC | Solar Panels |  | 0.41 | 6 | 213 | 25 |  | Fixed | Roof
NJSTRE1546260192 |  | Transition Incentive Program | Stone Harbor | 8247 | 21 | 10.25 | Residential | No | Behind the Meter | Net-metered residential rooftop and canopy |  | None | SunPower Corporation, Systems | AC Electric | Accepted | 2020-11-25 | 2020-11-30 | 2021-11-30 | SunPower | SPR-A410-G-AC | Solar Panels |  | 0.41 | 15 | 213 | 25 |  | Fixed | Roof
NJSTRE1546260192 |  | Transition Incentive Program | Stone Harbor | 8247 | 21 | 10.25 | Residential | No | Behind the Meter | Net-metered residential rooftop and canopy |  | None | SunPower Corporation, Systems | AC Electric | Accepted | 2020-11-25 | 2020-11-30 | 2021-11-30 | SunPower | SPR-A410-G-AC | Solar Panels |  | 0.41 | 4 | 123 | 25 |  | Fixed | Roof
NJSTRE1546260196 |  | Transition Incentive Program | Paterson | 7501 | 6 | 9.77 | Residential | No | Behind the Meter | Net-metered residential rooftop and canopy |  | None | All Season Solar | PSE&G | Accepted | 2020-11-25 | 2020-11-30 | 2021-11-30 | Enphase | IQ7 | Inverters | 240 |  | 31 |  |  | 0.97 |  | Outdoor | under module
NJSTRE1546260196 |  | Transition Incentive Program | Paterson | 7501 | 6 | 9.77 | Residential | No | Behind the Meter | Net-metered residential rooftop and canopy |  | None | All Season Solar | PSE&G | Accepted | 2020-11-25 | 2020-11-30 | 2021-11-30 | Certainteed | CT315HC11-04 | Solar Panels |  | 0.315 | 21 | 21 | 25 |  | Fixed | Roof
NJSTRE1546260196 |  | Transition Incentive Program | Paterson | 7501 | 6 | 9.77 | Residential | No | Behind the Meter | Net-metered residential rooftop and canopy |  | None | All Season Solar | PSE&G | Accepted | 2020-11-25 | 2020-11-30 | 2021-11-30 | Certainteed | CT315HC11-04 | Solar Panels |  | 0.315 | 10 | 111 | 25 |  | Fixed | Roof
NJSTRE1546260207 |  | Transition Incentive Program | Roselle Park | 7204 | 10 | 4.42 | Residential | Yes | Behind the Meter | Net-metered residential rooftop and canopy |  | None | Trinity Solar | PSE&G | Accepted | 2020-11-25 | 2020-11-30 | 2021-11-30 | Solar Edge | SE3800 | Inverters | 3800 |  | 1 |  |  | 0.97 |  | Outside | side of home
NJSTRE1546260207 |  | Transition Incentive Program | Roselle Park | 7204 | 10 | 4.42 | Residential | Yes | Behind the Meter | Net-metered residential rooftop and canopy |  | None | Trinity Solar | PSE&G | Accepted | 2020-11-25 | 2020-11-30 | 2021-11-30 | Hanwha | Q.PEAK DUO BLK-G6 340 | Solar Panels |  | 0.34 | 13 | 260 | 36 |  | Fixed | Roof
NJSTRE1546260210 |  | Transition Incentive Program | Atco | 8004 | 14 | 5.8 | Residential | Yes | Behind the Meter | Net-metered residential rooftop and canopy |  | None | Sunrun Installation Services, Inc. | AC Electric | Accepted | 2020-11-25 | 2020-11-30 | 2021-11-30 | LG Chem | RESU 10H SEG | Electric Storage Battery |  |  | 1 |  |  |  | Lithium Ion |  | outside
NJSTRE1546260210 |  | Transition Incentive Program | Atco | 8004 | 14 | 5.8 | Residential | Yes | Behind the Meter | Net-metered residential rooftop and canopy |  | None | Sunrun Installation Services, Inc. | AC Electric | Accepted | 2020-11-25 | 2020-11-30 | 2021-11-30 | Delta Electronics | E6-TL-US | Inverters | 6000 |  | 1 |  |  | 0.96 |  | Outdoor | Next To Meter
NJSTRE1546260210 |  | Transition Incentive Program | Atco | 8004 | 14 | 5.8 | Residential | Yes | Behind the Meter | Net-metered residential rooftop and canopy |  | None | Sunrun Installation Services, Inc. | AC Electric | Accepted | 2020-11-25 | 2020-11-30 | 2021-11-30 | LONGi Green Energy Technology Co Ltd | LR6-60HPB-305M | Solar Panels |  | 0.305 | 8 | 266 | 23 |  | Fixed | Roof
NJSTRE1546260210 |  | Transition Incentive Program | Atco | 8004 | 14 | 5.8 | Residential | Yes | Behind the Meter | Net-metered residential rooftop and canopy |  | None | Sunrun Installation Services, Inc. | AC Electric | Accepted | 2020-11-25 | 2020-11-30 | 2021-11-30 | LONGi Green Energy Technology Co Ltd | LR6-60HPB-305M | Solar Panels |  | 0.305 | 6 | 177 | 18 |  | Fixed | Roof
NJSTRE1546260210 |  | Transition Incentive Program | Atco | 8004 | 14 | 5.8 | Residential | Yes | Behind the Meter | Net-metered residential rooftop and canopy |  | None | Sunrun Installation Services, Inc. | AC Electric | Accepted | 2020-11-25 | 2020-11-30 | 2021-11-30 | LONGi Green Energy Technology Co Ltd | LR6-60HPB-305M | Solar Panels |  | 0.305 | 5 | 86 | 18 |  | Fixed | Roof
NJSTRE1546260214 |  | Transition Incentive Program | Bridgewater TWP | 8807 | 5 | 8.16 | Residential | Yes | Behind the Meter | Net-metered residential rooftop and canopy |  | None | Tesla Energy Operations Inc. | PSE&G | Accepted | 2020-11-25 | 2020-11-30 | 2021-11-30 | Tesla | AC Powerwall 2.0 | Electric Storage Battery |  |  | 1 |  |  |  | Lithium Ion |  | Outside
NJSTRE1546260214 |  | Transition Incentive Program | Bridgewater TWP | 8807 | 5 | 8.16 | Residential | Yes | Behind the Meter | Net-metered residential rooftop and canopy |  | None | Tesla Energy Operations Inc. | PSE&G | Accepted | 2020-11-25 | 2020-11-30 | 2021-11-30 | SolarEdge Technologies | SE7600H-US [240V] | Inverters | 7600 |  | 1 |  |  | 0.99 |  | Outside | Outside
NJSTRE1546260214 |  | Transition Incentive Program | Bridgewater TWP | 8807 | 5 | 8.16 | Residential | Yes | Behind the Meter | Net-metered residential rooftop and canopy |  | None | Tesla Energy Operations Inc. | PSE&G | Accepted | 2020-11-25 | 2020-11-30 | 2021-11-30 | Hanwha Q-CELLS | Q.Peak DUO BLK-G6+ 340 | Solar Panels |  | 0.34 | 9 | 145 | 27 |  | Fixed | Roof
NJSTRE1546260214 |  | Transition Incentive Program | Bridgewater TWP | 8807 | 5 | 8.16 | Residential | Yes | Behind the Meter | Net-metered residential rooftop and canopy |  | None | Tesla Energy Operations Inc. | PSE&G | Accepted | 2020-11-25 | 2020-11-30 | 2021-11-30 | Hanwha Q-CELLS | Q.Peak DUO BLK-G6+ 340 | Solar Panels |  | 0.34 | 15 | 325 | 27 |  | Fixed | Roof
NJSTRE1546260802 |  | Transition Incentive Program | Milford | 8848 | 4 | 12.71 | Residential | No | Behind the Meter | Net-metered residential rooftop and canopy |  | None | Green House Solar | JCP&L | Accepted | 2020-11-30 | 2020-12-01 | 2021-12-01 | SunPower | G | Inverters | 349 |  | 31 |  |  | 0.97 |  | Outside | roof
NJSTRE1546260802 |  | Transition Incentive Program | Milford | 8848 | 4 | 12.71 | Residential | No | Behind the Meter | Net-metered residential rooftop and canopy |  | None | Green House Solar | JCP&L | Accepted | 2020-11-30 | 2020-12-01 | 2021-12-01 | SunPower | A410-G-AC | Solar Panels |  | 0.41 | 31 | 179 | 23 |  | Fixed | Roof
NJSTRE1546261372 |  | Transition Incentive Program | Bergenfield Boro | 7621 | 7 | 6.51 | Residential | No | Behind the Meter | Net-metered residential rooftop and canopy |  | None | Bright Planet Solar | PSE&G | Accepted | 2020-11-25 | 2020-11-30 | 2021-11-30 | SOLAR EDGE | SE5000H-USRGM | Inverters | 5000 |  | 1 |  |  | 0.98 |  | Outdoor | OUTSIDE
NJSTRE1546261372 |  | Transition Incentive Program | Bergenfield Boro | 7621 | 7 | 6.51 | Residential | No | Behind the Meter | Net-metered residential rooftop and canopy |  | None | Bright Planet Solar | PSE&G | Accepted | 2020-11-25 | 2020-11-30 | 2021-11-30 | HANWHA Q-CELLS | Q.PEAK DUO BLK-G5 310W | Solar Panels |  | 0.31 | 9 | 176 | 14 |  | Fixed | Roof
NJSTRE1546261372 |  | Transition Incentive Program | Bergenfield Boro | 7621 | 7 | 6.51 | Residential | No | Behind the Meter | Net-metered residential rooftop and canopy |  | None | Bright Planet Solar | PSE&G | Accepted | 2020-11-25 | 2020-11-30 | 2021-11-30 | HANWHA Q-CELLS | Q.PEAK DUO BLK-G5 310W | Solar Panels |  | 0.31 | 7 | 356 | 14 |  | Fixed | Roof
NJSTRE1546261372 |  | Transition Incentive Program | Bergenfield Boro | 7621 | 7 | 6.51 | Residential | No | Behind the Meter | Net-metered residential rooftop and canopy |  | None | Bright Planet Solar | PSE&G | Accepted | 2020-11-25 | 2020-11-30 | 2021-11-30 | HANWHA Q-CELLS | Q.PEAK DUO BLK-G5 310W | Solar Panels |  | 0.31 | 5 | 246 | 39 |  | Fixed | Roof
NJSTRE1546262772 |  | Transition Incentive Program | Union Beach | 7735 | 17 | 7.32 | Residential | Yes | Behind the Meter | Net-metered residential rooftop and canopy |  | None | Sunrun Installation Services, Inc. | JCP&L | Accepted | 2020-11-25 | 2020-11-30 | 2021-11-30 | LG Chem | RESU 10H SEG | Electric Storage Battery |  |  | 1 |  |  |  | Lithium Ion |  | outside
NJSTRE1546262772 |  | Transition Incentive Program | Union Beach | 7735 | 17 | 7.32 | Residential | Yes | Behind the Meter | Net-metered residential rooftop and canopy |  | None | Sunrun Installation Services, Inc. | JCP&L | Accepted | 2020-11-25 | 2020-11-30 | 2021-11-30 | Delta Electronics | E6-TL-US | Inverters | 6000 |  | 1 |  |  | 0.96 |  | Outdoor | Next To Meter
NJSTRE1546262772 |  | Transition Incentive Program | Union Beach | 7735 | 17 | 7.32 | Residential | Yes | Behind the Meter | Net-metered residential rooftop and canopy |  | None | Sunrun Installation Services, Inc. | JCP&L | Accepted | 2020-11-25 | 2020-11-30 | 2021-11-30 | LONGi Green Energy Technology Co Ltd | LR6-60HPB-305M | Solar Panels |  | 0.305 | 16 | 177 | 22 |  | Fixed | Roof
NJSTRE1546262772 |  | Transition Incentive Program | Union Beach | 7735 | 17 | 7.32 | Residential | Yes | Behind the Meter | Net-metered residential rooftop and canopy |  | None | Sunrun Installation Services, Inc. | JCP&L | Accepted | 2020-11-25 | 2020-11-30 | 2021-11-30 | LONGi Green Energy Technology Co Ltd | LR6-60HPB-305M | Solar Panels |  | 0.305 | 8 | 357 | 22 |  | Fixed | Roof
NJSTRE1546263367 |  | Transition Incentive Program | Middlesex | 8846 | 11 | 6.51 | Residential | Yes | Behind the Meter | Net-metered residential rooftop and canopy |  | None | Bright Planet Solar | PSE&G | Accepted | 2020-11-25 | 2020-11-30 | 2021-11-30 | SOLAR EDGE | SE6000H-USRGM | Inverters | 6000 |  | 1 |  |  | 0.98 |  | Outdoor | OUTSIDE
NJSTRE1546263367 |  | Transition Incentive Program | Middlesex | 8846 | 11 | 6.51 | Residential | Yes | Behind the Meter | Net-metered residential rooftop and canopy |  | None | Bright Planet Solar | PSE&G | Accepted | 2020-11-25 | 2020-11-30 | 2021-11-30 | HANWHA Q-CELLS | Q.PEAK DUO BLK-G5 310W | Solar Panels |  | 0.31 | 10 | 177 | 39 |  | Fixed | Roof
NJSTRE1546263367 |  | Transition Incentive Program | Middlesex | 8846 | 11 | 6.51 | Residential | Yes | Behind the Meter | Net-metered residential rooftop and canopy |  | None | Bright Planet Solar | PSE&G | Accepted | 2020-11-25 | 2020-11-30 | 2021-11-30 | HANWHA Q-CELLS | Q.PEAK DUO BLK-G5 310W | Solar Panels |  | 0.31 | 11 | 357 | 14 |  | Fixed | Roof
NJSTRE1546265359 |  | Transition Incentive Program | Vineland | 8361 | 20 | 4.41 | Residential | No | Behind the Meter | Net-metered residential rooftop and canopy |  | None | All Season Solar | Vineland Muni Electric | Accepted | 2020-11-25 | 2020-11-30 | 2021-11-30 | Enphase | IQ7 | Inverters | 240 |  | 14 |  |  | 0.97 |  | Outdoor | under module
NJSTRE1546265359 |  | Transition Incentive Program | Vineland | 8361 | 20 | 4.41 | Residential | No | Behind the Meter | Net-metered residential rooftop and canopy |  | None | All Season Solar | Vineland Muni Electric | Accepted | 2020-11-25 | 2020-11-30 | 2021-11-30 | Certainteed | CT315HC11-04 | Solar Panels |  | 0.315 | 14 | 183 | 37 |  | Fixed | Roof
NJSTRE1546266512 |  | Transition Incentive Program | CherryHill | 8002 | 14 | 6.56 | Residential | No | Behind the Meter | Net-metered residential rooftop and canopy |  | None | SunPower Corporation, Systems | PSE&G | Accepted | 2020-11-25 | 2020-11-30 | 2021-11-30 | SunPower | SPR-A410-G-AC | Inverters | 349 |  | 16 |  |  | 0.97 |  | Other | under each panel
NJSTRE1546266512 |  | Transition Incentive Program | CherryHill | 8002 | 14 | 6.56 | Residential | No | Behind the Meter | Net-metered residential rooftop and canopy |  | None | SunPower Corporation, Systems | PSE&G | Accepted | 2020-11-25 | 2020-11-30 | 2021-11-30 | SunPower | SPR-A410-G-AC | Solar Panels |  | 0.41 | 16 | 194 | 23 |  | Fixed | Roof
NJSTRE1546268846 |  | Transition Incentive Program | Orange City | 7050 | 9 | 4.34 | Residential | Yes | Behind the Meter | Net-metered residential rooftop and canopy |  | None | Bright Planet Solar | PSE&G | Accepted | 2020-11-25 | 2020-11-30 | 2021-11-30 | SOLAR EDGE | SE3800H-USRGM | Inverters | 3800 |  | 1 |  |  | 0.98 |  | Outdoor | OUTSIDE
NJSTRE1546268846 |  | Transition Incentive Program | Orange City | 7050 | 9 | 4.34 | Residential | Yes | Behind the Meter | Net-metered residential rooftop and canopy |  | None | Bright Planet Solar | PSE&G | Accepted | 2020-11-25 | 2020-11-30 | 2021-11-30 | HANWHA Q-CELLS | Q.PEAK DUO BLK-G5 310W | Solar Panels |  | 0.31 | 3 | 202 | 26 |  | Fixed | Roof
NJSTRE1546268846 |  | Transition Incentive Program | Orange City | 7050 | 9 | 4.34 | Residential | Yes | Behind the Meter | Net-metered residential rooftop and canopy |  | None | Bright Planet Solar | PSE&G | Accepted | 2020-11-25 | 2020-11-30 | 2021-11-30 | HANWHA Q-CELLS | Q.PEAK DUO BLK-G5 310W | Solar Panels |  | 0.31 | 11 | 202 | 22 |  | Fixed | Roof
NJSTRE1546268967 |  | Transition Incentive Program | Toms River | 8753 | 18 | 14.18 | Residential | No | Behind the Meter | Net-metered residential rooftop and canopy |  | None | Powerlutions | JCP&L | Accepted | 2020-11-25 | 2020-11-30 | 2021-11-30 | SolarEdge | SE10000H-US | Inverters | 10 |  | 1 |  |  | 0.99 |  | Outdoor | near meter
NJSTRE1546268967 |  | Transition Incentive Program | Toms River | 8753 | 18 | 14.18 | Residential | No | Behind the Meter | Net-metered residential rooftop and canopy |  | None | Powerlutions | JCP&L | Accepted | 2020-11-25 | 2020-11-30 | 2021-11-30 | Trina | TSM-325 DD06M.05 | Solar Panels |  | 0.325 | 2 | 205 | 42 |  | Fixed | Roof
NJSTRE1546268967 |  | Transition Incentive Program | Toms River | 8753 | 18 | 14.18 | Residential | No | Behind the Meter | Net-metered residential rooftop and canopy |  | None | Powerlutions | JCP&L | Accepted | 2020-11-25 | 2020-11-30 | 2021-11-30 | REC | 330np | Solar Panels |  | 0.33 | 41 | 115 | 33 |  | Fixed | Roof
NJSTRE1546268972 |  | Transition Incentive Program | Mays Landing | 8330 | 19 | 3.05 | Residential | Yes | Behind the Meter | Net-metered residential rooftop and canopy |  | None | Bright Planet Solar | AC Electric | Accepted | 2020-12-01 | 2020-12-02 | 2021-12-02 | SOLAR EDGE | SE3000H-USRGM | Inverters | 3000 |  | 1 |  |  | 0.98 |  | Outdoor | OUTSIDE
NJSTRE1546268972 |  | Transition Incentive Program | Mays Landing | 8330 | 19 | 3.05 | Residential | Yes | Behind the Meter | Net-metered residential rooftop and canopy |  | None | Bright Planet Solar | AC Electric | Accepted | 2020-12-01 | 2020-12-02 | 2021-12-02 | LONGI | LR6-60HPB-305M | Solar Panels |  | 0.305 | 4 | 40 | 30 |  | Fixed | Roof
NJSTRE1546268972 |  | Transition Incentive Program | Mays Landing | 8330 | 19 | 3.05 | Residential | Yes | Behind the Meter | Net-metered residential rooftop and canopy |  | None | Bright Planet Solar | AC Electric | Accepted | 2020-12-01 | 2020-12-02 | 2021-12-02 | LONGI | LR6-60HPB-305M | Solar Panels |  | 0.305 | 6 | 220 | 30 |  | Fixed | Roof
NJSTRE1546268983 |  | Transition Incentive Program | Egg Harbor City | 8215 | 19 | 6.65 | Residential | Yes | Behind the Meter | Net-metered residential rooftop and canopy |  | None | Pro Custom Solar dba Momentum Solar | AC Electric | Accepted | 2020-11-25 | 2020-12-01 | 2021-12-01 | ENphase | IQ7Plus-72-2-US | Inverters | 290 |  | 19 |  |  | 0.97 |  | Outdoor | Roof
NJSTRE1546268983 |  | Transition Incentive Program | Egg Harbor City | 8215 | 19 | 6.65 | Residential | Yes | Behind the Meter | Net-metered residential rooftop and canopy |  | None | Pro Custom Solar dba Momentum Solar | AC Electric | Accepted | 2020-11-25 | 2020-12-01 | 2021-12-01 | LG ELECTRONICS | LG 350N1C-V5 | Solar Panels |  | 0.35 | 3 | 311 | 21 |  | Fixed | Roof
NJSTRE1546268983 |  | Transition Incentive Program | Egg Harbor City | 8215 | 19 | 6.65 | Residential | Yes | Behind the Meter | Net-metered residential rooftop and canopy |  | None | Pro Custom Solar dba Momentum Solar | AC Electric | Accepted | 2020-11-25 | 2020-12-01 | 2021-12-01 | LG ELECTRONICS | LG 350N1C-V5 | Solar Panels |  | 0.35 | 16 | 131 | 21 |  | Fixed | Roof
NJSTRE1546268985 |  | Transition Incentive Program | Ocean City | 8226 | 21 | 15.12 | Residential | Yes | Behind the Meter | Net-metered residential rooftop and canopy |  | None | Sunrun | PSE&G | Accepted | 2020-11-25 | 2020-12-02 | 2021-12-02 | ENPHASE | IQ7-60-2-US | Inverters | 240 |  | 48 |  |  | 0.97 |  | Outdoor | ROOF
NJSTRE1546268985 |  | Transition Incentive Program | Ocean City | 8226 | 21 | 15.12 | Residential | Yes | Behind the Meter | Net-metered residential rooftop and canopy |  | None | Sunrun | PSE&G | Accepted | 2020-11-25 | 2020-12-02 | 2021-12-02 | HANWHA | QPEAK DUO BLK | Solar Panels |  | 0.315 | 2 | 195 | 18 |  | Fixed | Roof
NJSTRE1546268985 |  | Transition Incentive Program | Ocean City | 8226 | 21 | 15.12 | Residential | Yes | Behind the Meter | Net-metered residential rooftop and canopy |  | None | Sunrun | PSE&G | Accepted | 2020-11-25 | 2020-12-02 | 2021-12-02 | HANWHA | QPEAK DUO BLK | Solar Panels |  | 0.315 | 4 | 195 | 30 |  | Fixed | Ground
NJSTRE1546268985 |  | Transition Incentive Program | Ocean City | 8226 | 21 | 15.12 | Residential | Yes | Behind the Meter | Net-metered residential rooftop and canopy |  | None | Sunrun | PSE&G | Accepted | 2020-11-25 | 2020-12-02 | 2021-12-02 | HANWHA | QPEAK DUO BLK | Solar Panels |  | 0.315 | 3 | 103 | 18 |  | Fixed | Roof
NJSTRE1546268985 |  | Transition Incentive Program | Ocean City | 8226 | 21 | 15.12 | Residential | Yes | Behind the Meter | Net-metered residential rooftop and canopy |  | None | Sunrun | PSE&G | Accepted | 2020-11-25 | 2020-12-02 | 2021-12-02 | HANWHA | QPEAK DUO BLK | Solar Panels |  | 0.315 | 19 | 105 | 19 |  | Single Axis | Roof
NJSTRE1546268985 |  | Transition Incentive Program | Ocean City | 8226 | 21 | 15.12 | Residential | Yes | Behind the Meter | Net-metered residential rooftop and canopy |  | None | Sunrun | PSE&G | Accepted | 2020-11-25 | 2020-12-02 | 2021-12-02 | HANWHA | QPEAK DUO BLK | Solar Panels |  | 0.315 | 20 | 286 | 30 |  | Fixed | Roof
NJSTRE1546268987 |  | Transition Incentive Program | Rumson | 7760 | 17 | 6.5 | Residential | No | Behind the Meter | Net-metered residential rooftop and canopy |  | None | All Season Solar | JCP&L | Accepted | 2020-11-25 | 2020-11-30 | 2021-11-30 | Enphase | IQ7 | Inverters | 240 |  | 20 |  |  | 0.97 |  | Outdoor | under module
NJSTRE1546268987 |  | Transition Incentive Program | Rumson | 7760 | 17 | 6.5 | Residential | No | Behind the Meter | Net-metered residential rooftop and canopy |  | None | All Season Solar | JCP&L | Accepted | 2020-11-25 | 2020-11-30 | 2021-11-30 | Certainteed | CT325HC-11-04 | Solar Panels |  | 0.325 | 6 | 150 | 14 |  | Fixed | Roof
NJSTRE1546268987 |  | Transition Incentive Program | Rumson | 7760 | 17 | 6.5 | Residential | No | Behind the Meter | Net-metered residential rooftop and canopy |  | None | All Season Solar | JCP&L | Accepted | 2020-11-25 | 2020-11-30 | 2021-11-30 | Certainteed | CT325HC-11-04 | Solar Panels |  | 0.325 | 14 | 240 | 18 |  | Fixed | Roof
NJSTRE1546269000 |  | Transition Incentive Program | Moorestown TWP | 8057 | 13 | 12.58 | Residential | No | Behind the Meter | Net-metered residential rooftop and canopy |  | None | Tesla Energy Operations Inc. | PSE&G | Accepted | 2020-11-25 | 2020-12-01 | 2021-12-01 | SolarEdge Technologies | SE11400H-US [240V] | Inverters | 11400 |  | 1 |  |  | 0.99 |  | Outside | Outside
NJSTRE1546269000 |  | Transition Incentive Program | Moorestown TWP | 8057 | 13 | 12.58 | Residential | No | Behind the Meter | Net-metered residential rooftop and canopy |  | None | Tesla Energy Operations Inc. | PSE&G | Accepted | 2020-11-25 | 2020-12-01 | 2021-12-01 | Hanwha Q-CELLS | Q.Peak DUO BLK-G6+ 340 | Solar Panels |  | 0.34 | 11 | 63 | 30 |  | Fixed | Roof
NJSTRE1546269000 |  | Transition Incentive Program | Moorestown TWP | 8057 | 13 | 12.58 | Residential | No | Behind the Meter | Net-metered residential rooftop and canopy |  | None | Tesla Energy Operations Inc. | PSE&G | Accepted | 2020-11-25 | 2020-12-01 | 2021-12-01 | Hanwha Q-CELLS | Q.Peak DUO BLK-G6+ 340 | Solar Panels |  | 0.34 | 17 | 243 | 30 |  | Fixed | Roof
NJSTRE1546269000 |  | Transition Incentive Program | Moorestown TWP | 8057 | 13 | 12.58 | Residential | No | Behind the Meter | Net-metered residential rooftop and canopy |  | None | Tesla Energy Operations Inc. | PSE&G | Accepted | 2020-11-25 | 2020-12-01 | 2021-12-01 | Hanwha Q-CELLS | Q.Peak DUO BLK-G6+ 340 | Solar Panels |  | 0.34 | 9 | 243 | 30 |  | Fixed | Roof
NJSTRE1546269007 |  | Transition Incentive Program | Perth Amboy | 8861 | 11 | 4.08 | Residential | No | Behind the Meter | Net-metered residential rooftop and canopy |  | None | Trinity Solar | PSE&G | Accepted | 2020-11-25 | 2020-12-08 | 2021-12-08 | Solar Edge | SE3800 | Inverters | 3800 |  | 1 |  |  | 0.97 |  | Outside | side of home
NJSTRE1546269007 |  | Transition Incentive Program | Perth Amboy | 8861 | 11 | 4.08 | Residential | No | Behind the Meter | Net-metered residential rooftop and canopy |  | None | Trinity Solar | PSE&G | Accepted | 2020-11-25 | 2020-12-08 | 2021-12-08 | Hanwha | Q.PEAK DUO BLK-G6 340 | Solar Panels |  | 0.34 | 12 | 205 | 45 |  | Fixed | Roof
NJSTRE1546269015 |  | Transition Incentive Program | South Plainfield | 7080 | 11 | 8.32 | Residential | Yes | Behind the Meter | Net-metered residential rooftop and canopy |  | None | Vivint Solar Developer, LLC | PSE&G | Accepted | 2020-11-25 | 2020-12-01 | 2021-12-01 | Solar Edge | SE7600H-US | Inverters | 7600 |  | 1 |  |  | 0.992 |  | Outdoor | Near the Utility Meter
NJSTRE1546269015 |  | Transition Incentive Program | South Plainfield | 7080 | 11 | 8.32 | Residential | Yes | Behind the Meter | Net-metered residential rooftop and canopy |  | None | Vivint Solar Developer, LLC | PSE&G | Accepted | 2020-11-25 | 2020-12-01 | 2021-12-01 | JINKO SOLAR | JKM320M-60HBL | Solar Panels |  | 0.32 | 14 | 180 | 23 |  | Fixed | Roof
NJSTRE1546269015 |  | Transition Incentive Program | South Plainfield | 7080 | 11 | 8.32 | Residential | Yes | Behind the Meter | Net-metered residential rooftop and canopy |  | None | Vivint Solar Developer, LLC | PSE&G | Accepted | 2020-11-25 | 2020-12-01 | 2021-12-01 | JINKO SOLAR | JKM320M-60HBL | Solar Panels |  | 0.32 | 12 | 360 | 23 |  | Fixed | Roof
NJSTRE1546269019 |  | Transition Incentive Program | Clifton | 7013 | 6 | 6.3 | Residential | Yes | Behind the Meter | Net-metered residential rooftop and canopy |  | None | Pro Custom Solar dba Momentum Solar | PSE&G | Accepted | 2020-11-25 | 2020-12-01 | 2021-12-01 | Enphase | IQ7Plus-72-2-US | Inverters | 290 |  | 18 |  |  | 0.97 |  | Outdoor | Roof
NJSTRE1546269019 |  | Transition Incentive Program | Clifton | 7013 | 6 | 6.3 | Residential | Yes | Behind the Meter | Net-metered residential rooftop and canopy |  | None | Pro Custom Solar dba Momentum Solar | PSE&G | Accepted | 2020-11-25 | 2020-12-01 | 2021-12-01 | LG ELECTRONICS | LG 350N1C-V5 | Solar Panels |  | 0.35 | 18 | 127 | 45 |  | Fixed | Roof
NJSTRE1546269040 |  | Transition Incentive Program | Parsippany | 7054 | 3 | 8.16 | Residential | Yes | Behind the Meter | Net-metered residential rooftop and canopy |  | None | Tesla Energy Operations Inc. | JCP&L | Accepted | 2020-11-25 | 2020-12-01 | 2021-12-01 | SolarEdge Technologies | SE7600H-US [240V] | Inverters | 7600 |  | 1 |  |  | 0.99 |  | Outside | Outside
NJSTRE1546269040 |  | Transition Incentive Program | Parsippany | 7054 | 3 | 8.16 | Residential | Yes | Behind the Meter | Net-metered residential rooftop and canopy |  | None | Tesla Energy Operations Inc. | JCP&L | Accepted | 2020-11-25 | 2020-12-01 | 2021-12-01 | Hanwha Q-CELLS | Q.Peak DUO BLK-G6+ 340 | Solar Panels |  | 0.34 | 7 | 170 | 18 |  | Fixed | Roof
NJSTRE1546269040 |  | Transition Incentive Program | Parsippany | 7054 | 3 | 8.16 | Residential | Yes | Behind the Meter | Net-metered residential rooftop and canopy |  | None | Tesla Energy Operations Inc. | JCP&L | Accepted | 2020-11-25 | 2020-12-01 | 2021-12-01 | Hanwha Q-CELLS | Q.Peak DUO BLK-G6+ 340 | Solar Panels |  | 0.34 | 15 | 350 | 18 |  | Fixed | Roof
NJSTRE1546269040 |  | Transition Incentive Program | Parsippany | 7054 | 3 | 8.16 | Residential | Yes | Behind the Meter | Net-metered residential rooftop and canopy |  | None | Tesla Energy Operations Inc. | JCP&L | Accepted | 2020-11-25 | 2020-12-01 | 2021-12-01 | Hanwha Q-CELLS | Q.Peak DUO BLK-G6+ 340 | Solar Panels |  | 0.34 | 2 | 350 | 16 |  | Fixed | Roof
NJSTRE1546269048 |  | Transition Incentive Program | Cherry Hill | 8003 | 14 | 8.16 | Residential | Yes | Behind the Meter | Net-metered residential rooftop and canopy |  | None | Trinity Solar | PSE&G | Accepted | 2020-11-25 | 2020-12-01 | 2021-12-01 | Solar Edge | SE7600H-US000BNC4 | Inverters | 7600 |  | 1 |  |  | 0.97 |  | Outdoor | side of home
NJSTRE1546269048 |  | Transition Incentive Program | Cherry Hill | 8003 | 14 | 8.16 | Residential | Yes | Behind the Meter | Net-metered residential rooftop and canopy |  | None | Trinity Solar | PSE&G | Accepted | 2020-11-25 | 2020-12-01 | 2021-12-01 | HANWHA | Q.PEAK DUO BLK-G6 340 | Solar Panels |  | 0.34 | 13 | 144 | 24 |  | Fixed | Roof
NJSTRE1546269048 |  | Transition Incentive Program | Cherry Hill | 8003 | 14 | 8.16 | Residential | Yes | Behind the Meter | Net-metered residential rooftop and canopy |  | None | Trinity Solar | PSE&G | Accepted | 2020-11-25 | 2020-12-01 | 2021-12-01 | HANWHA | Q.PEAK DUO BLK-G6 340 | Solar Panels |  | 0.34 | 11 | 144 | 22 |  | Fixed | Roof
NJSTRE1546269072 |  | Transition Incentive Program | Nutley Town | 7110 | 9 | 12.24 | Residential | No | Behind the Meter | Net-metered residential rooftop and canopy |  | None | Tesla Energy Operations Inc. | PSE&G | Accepted | 2020-11-25 | 2020-12-01 | 2021-12-01 | Tesla | AC Powerwall 2.0 | Electric Storage Battery |  |  | 2 |  |  |  | Lithium Ion |  | Inside
NJSTRE1546269072 |  | Transition Incentive Program | Nutley Town | 7110 | 9 | 12.24 | Residential | No | Behind the Meter | Net-metered residential rooftop and canopy |  | None | Tesla Energy Operations Inc. | PSE&G | Accepted | 2020-11-25 | 2020-12-01 | 2021-12-01 | SolarEdge Technologies | SE11400H-US [240V] | Inverters | 11400 |  | 1 |  |  | 0.99 |  | Indoor | Inside
NJSTRE1546269072 |  | Transition Incentive Program | Nutley Town | 7110 | 9 | 12.24 | Residential | No | Behind the Meter | Net-metered residential rooftop and canopy |  | None | Tesla Energy Operations Inc. | PSE&G | Accepted | 2020-11-25 | 2020-12-01 | 2021-12-01 | Hanwha Q-CELLS | Q.Peak DUO BLK-G6+ 340 | Solar Panels |  | 0.34 | 17 | 47 | 20 |  | Fixed | Roof
NJSTRE1546269072 |  | Transition Incentive Program | Nutley Town | 7110 | 9 | 12.24 | Residential | No | Behind the Meter | Net-metered residential rooftop and canopy |  | None | Tesla Energy Operations Inc. | PSE&G | Accepted | 2020-11-25 | 2020-12-01 | 2021-12-01 | Hanwha Q-CELLS | Q.Peak DUO BLK-G6+ 340 | Solar Panels |  | 0.34 | 16 | 227 | 20 |  | Fixed | Roof
NJSTRE1546269072 |  | Transition Incentive Program | Nutley Town | 7110 | 9 | 12.24 | Residential | No | Behind the Meter | Net-metered residential rooftop and canopy |  | None | Tesla Energy Operations Inc. | PSE&G | Accepted | 2020-11-25 | 2020-12-01 | 2021-12-01 | Hanwha Q-CELLS | Q.Peak DUO BLK-G6+ 340 | Solar Panels |  | 0.34 | 3 | 227 | 11 |  | Fixed | Roof
NJSTRE1546269098 |  | Transition Incentive Program | Lyndhurst | 7071 | 7 | 6.8 | Residential | Yes | Behind the Meter | Net-metered residential rooftop and canopy |  | None | Trinity Solar | PSE&G | Accepted | 2020-11-25 | 2020-12-01 | 2021-12-01 | Solar Edge | SE6000H-US000BNC4 | Inverters | 6000 |  | 1 |  |  | 0.97 |  | Outdoor | side of home
NJSTRE1546269098 |  | Transition Incentive Program | Lyndhurst | 7071 | 7 | 6.8 | Residential | Yes | Behind the Meter | Net-metered residential rooftop and canopy |  | None | Trinity Solar | PSE&G | Accepted | 2020-11-25 | 2020-12-01 | 2021-12-01 | HANWHA | Q.PEAK DUO BLK-G6 340 | Solar Panels |  | 0.34 | 20 | 128 | 38 |  | Fixed | Roof
NJSTRE1546269104 |  | Transition Incentive Program | Cherry Hill TWP | 8002 | 14 | 12.92 | Residential | Yes | Behind the Meter | Net-metered residential rooftop and canopy |  | None | Tesla Energy Operations Inc. | PSE&G | Accepted | 2020-11-25 | 2020-12-01 | 2021-12-01 | SolarEdge Technologies | SE7600H-US [240V] | Inverters | 7600 |  | 2 |  |  | 0.99 |  | Outside | Outside
NJSTRE1546269104 |  | Transition Incentive Program | Cherry Hill TWP | 8002 | 14 | 12.92 | Residential | Yes | Behind the Meter | Net-metered residential rooftop and canopy |  | None | Tesla Energy Operations Inc. | PSE&G | Accepted | 2020-11-25 | 2020-12-01 | 2021-12-01 | Hanwha Q-CELLS | Q.Peak DUO BLK-G6+ 340 | Solar Panels |  | 0.34 | 10 | 99 | 25 |  | Fixed | Roof
NJSTRE1546269104 |  | Transition Incentive Program | Cherry Hill TWP | 8002 | 14 | 12.92 | Residential | Yes | Behind the Meter | Net-metered residential rooftop and canopy |  | None | Tesla Energy Operations Inc. | PSE&G | Accepted | 2020-11-25 | 2020-12-01 | 2021-12-01 | Hanwha Q-CELLS | Q.Peak DUO BLK-G6+ 340 | Solar Panels |  | 0.34 | 10 | 279 | 25 |  | Fixed | Roof
NJSTRE1546269104 |  | Transition Incentive Program | Cherry Hill TWP | 8002 | 14 | 12.92 | Residential | Yes | Behind the Meter | Net-metered residential rooftop and canopy |  | None | Tesla Energy Operations Inc. | PSE&G | Accepted | 2020-11-25 | 2020-12-01 | 2021-12-01 | Hanwha Q-CELLS | Q.Peak DUO BLK-G6+ 340 | Solar Panels |  | 0.34 | 6 | 12 | 30 |  | Fixed | Roof
NJSTRE1546269104 |  | Transition Incentive Program | Cherry Hill TWP | 8002 | 14 | 12.92 | Residential | Yes | Behind the Meter | Net-metered residential rooftop and canopy |  | None | Tesla Energy Operations Inc. | PSE&G | Accepted | 2020-11-25 | 2020-12-01 | 2021-12-01 | Hanwha Q-CELLS | Q.Peak DUO BLK-G6+ 340 | Solar Panels |  | 0.34 | 9 | 102 | 45 |  | Fixed | Roof
NJSTRE1546269104 |  | Transition Incentive Program | Cherry Hill TWP | 8002 | 14 | 12.92 | Residential | Yes | Behind the Meter | Net-metered residential rooftop and canopy |  | None | Tesla Energy Operations Inc. | PSE&G | Accepted | 2020-11-25 | 2020-12-01 | 2021-12-01 | Hanwha Q-CELLS | Q.Peak DUO BLK-G6+ 340 | Solar Panels |  | 0.34 | 3 | 282 | 45 |  | Fixed | Roof
NJSTRE1546269112 |  | Transition Incentive Program | Monroeville | 8343 | 16 | 6.93 | Residential | No | Behind the Meter | Net-metered residential rooftop and canopy |  | None | All Season Solar | AC Electric | Accepted | 2020-11-25 | 2020-12-01 | 2021-12-01 | Enphase | IQ7 | Inverters | 240 |  | 22 |  |  | 0.97 |  | Outdoor | under module
NJSTRE1546269112 |  | Transition Incentive Program | Monroeville | 8343 | 16 | 6.93 | Residential | No | Behind the Meter | Net-metered residential rooftop and canopy |  | None | All Season Solar | AC Electric | Accepted | 2020-11-25 | 2020-12-01 | 2021-12-01 | Certainteed | CT315HC11-04 | Solar Panels |  | 0.315 | 22 | 122 | 22 |  | Fixed | Roof
NJSTRE1546269113 |  | Transition Incentive Program | Berlin | 8009 | 14 | 9.18 | Residential | No | Behind the Meter | Net-metered residential rooftop and canopy |  | None | Vision Solar LLC | AC Electric | Accepted | 2020-11-25 | 2020-12-01 | 2021-12-01 | ENPHASE | IQ7-60-2-US | Inverters | 0.24 |  | 27 |  |  | 0.96 |  | Other | BEHIND EACH PANEL
NJSTRE1546269113 |  | Transition Incentive Program | Berlin | 8009 | 14 | 9.18 | Residential | No | Behind the Meter | Net-metered residential rooftop and canopy |  | None | Vision Solar LLC | AC Electric | Accepted | 2020-11-25 | 2020-12-01 | 2021-12-01 | HANWHA Q-CELLS | Q.PEAK DUO BLK-G6+ 340 | Solar Panels |  | 0.34 | 12 | 311 | 31 |  | Fixed | Roof
NJSTRE1546269113 |  | Transition Incentive Program | Berlin | 8009 | 14 | 9.18 | Residential | No | Behind the Meter | Net-metered residential rooftop and canopy |  | None | Vision Solar LLC | AC Electric | Accepted | 2020-11-25 | 2020-12-01 | 2021-12-01 | HANWHA Q-CELLS | Q.PEAK DUO BLK-G6+ 340 | Solar Panels |  | 0.34 | 15 | 31 | 31 |  | Fixed | Roof
NJSTRE1546269123 |  | Transition Incentive Program | Lakewood | 8701 | 18 | 11.55 | Residential | Yes | Behind the Meter | Net-metered residential rooftop and canopy |  | None | Pro Custom Solar dba Momentum Solar | JCP&L | Accepted | 2020-11-25 | 2020-12-01 | 2021-12-01 | Enphase | IQ7Plus-72-2-US | Inverters | 290 |  | 33 |  |  | 0.97 |  | Outdoor | Roof
NJSTRE1546269123 |  | Transition Incentive Program | Lakewood | 8701 | 18 | 11.55 | Residential | Yes | Behind the Meter | Net-metered residential rooftop and canopy |  | None | Pro Custom Solar dba Momentum Solar | JCP&L | Accepted | 2020-11-25 | 2020-12-01 | 2021-12-01 | LG ELECTRONICS | LG 350N1C-V5 | Solar Panels |  | 0.35 | 18 | 223 | 5 |  | Fixed | Roof
NJSTRE1546269123 |  | Transition Incentive Program | Lakewood | 8701 | 18 | 11.55 | Residential | Yes | Behind the Meter | Net-metered residential rooftop and canopy |  | None | Pro Custom Solar dba Momentum Solar | JCP&L | Accepted | 2020-11-25 | 2020-12-01 | 2021-12-01 | LG ELECTRONICS | LG 350N1C-V5 | Solar Panels |  | 0.35 | 15 | 43 | 33 |  | Fixed | Roof
NJSTRE1546269135 |  | Transition Incentive Program | Manahawkin | 8050 | 18 | 9.86 | Residential | No | Behind the Meter | Net-metered residential rooftop and canopy |  | None | Trinity Solar | AC Electric | Accepted | 2020-11-25 | 2020-12-01 | 2021-12-01 | Solar Edge | SE7600H-US000BNC4 | Inverters | 7600 |  | 1 |  |  | 0.97 |  | Outdoor | side of home
NJSTRE1546269135 |  | Transition Incentive Program | Manahawkin | 8050 | 18 | 9.86 | Residential | No | Behind the Meter | Net-metered residential rooftop and canopy |  | None | Trinity Solar | AC Electric | Accepted | 2020-11-25 | 2020-12-01 | 2021-12-01 | HANWHA | Q.PEAK DUO BLK-G6 340 | Solar Panels |  | 0.34 | 19 | 155 | 27 |  | Fixed | Roof
NJSTRE1546269135 |  | Transition Incentive Program | Manahawkin | 8050 | 18 | 9.86 | Residential | No | Behind the Meter | Net-metered residential rooftop and canopy |  | None | Trinity Solar | AC Electric | Accepted | 2020-11-25 | 2020-12-01 | 2021-12-01 | HANWHA | Q.PEAK DUO BLK-G6 340 | Solar Panels |  | 0.34 | 2 | 156 | 20 |  | Double Axis | Roof
NJSTRE1546269135 |  | Transition Incentive Program | Manahawkin | 8050 | 18 | 9.86 | Residential | No | Behind the Meter | Net-metered residential rooftop and canopy |  | None | Trinity Solar | AC Electric | Accepted | 2020-11-25 | 2020-12-01 | 2021-12-01 | HANWHA | Q.PEAK DUO BLK-G6 340 | Solar Panels |  | 0.34 | 8 | 155 | 18 |  | Fixed | Roof
NJSTRE1546269151 |  | Transition Incentive Program | Egg Harbor Township | 8234 | 19 | 5.95 | Residential | Yes | Behind the Meter | Net-metered residential rooftop and canopy |  | None | Pro Custom Solar dba Momentum Solar | AC Electric | Accepted | 2020-11-25 | 2020-12-01 | 2021-12-01 | Enphase | IQ7Plus-72-2-US | Inverters | 290 |  | 17 |  |  | 0.97 |  | Outdoor | Roof
NJSTRE1546269151 |  | Transition Incentive Program | Egg Harbor Township | 8234 | 19 | 5.95 | Residential | Yes | Behind the Meter | Net-metered residential rooftop and canopy |  | None | Pro Custom Solar dba Momentum Solar | AC Electric | Accepted | 2020-11-25 | 2020-12-01 | 2021-12-01 | LG ELECTRONICS | LG 350N1C-V5 | Solar Panels |  | 0.35 | 17 | 159 | 31 |  | Fixed | Roof
NJSTRE1546269154 |  | Transition Incentive Program | Gloucester | 8029 | 14 | 7.48 | Residential | No | Behind the Meter | Net-metered residential rooftop and canopy |  | None | Vision Solar LLC | PSE&G | Accepted | 2020-11-25 | 2020-12-01 | 2021-12-01 | ENPHASE | IQ7-60-2-US | Inverters | 0.24 |  | 22 |  |  | 0.96 |  | Other | BEHIND EACH PANEL
NJSTRE1546269154 |  | Transition Incentive Program | Gloucester | 8029 | 14 | 7.48 | Residential | No | Behind the Meter | Net-metered residential rooftop and canopy |  | None | Vision Solar LLC | PSE&G | Accepted | 2020-11-25 | 2020-12-01 | 2021-12-01 | HANWHA Q-CELLS | Q.PEAK DUO BLK-G6+ 340 | Solar Panels |  | 0.34 | 10 | 269 | 28 |  | Fixed | Roof
NJSTRE1546269154 |  | Transition Incentive Program | Gloucester | 8029 | 14 | 7.48 | Residential | No | Behind the Meter | Net-metered residential rooftop and canopy |  | None | Vision Solar LLC | PSE&G | Accepted | 2020-11-25 | 2020-12-01 | 2021-12-01 | HANWHA Q-CELLS | Q.PEAK DUO BLK-G6+ 340 | Solar Panels |  | 0.34 | 12 | 89 | 28 |  | Fixed | Roof
NJSTRE1546269157 |  | Transition Incentive Program | Hamilton | 8690 | 12 | 10.4 | Residential | No | Behind the Meter | Net-metered residential rooftop and canopy |  | None | Kopp Electric Company | PSE&G | Accepted | 2020-11-25 | 2020-12-02 | 2021-12-02 | Solar Edge | SE10000H-US | Inverters | 10000 |  | 1 |  |  | 0.975 |  | Outdoor | Next to meter
NJSTRE1546269157 |  | Transition Incentive Program | Hamilton | 8690 | 12 | 10.4 | Residential | No | Behind the Meter | Net-metered residential rooftop and canopy |  | None | Kopp Electric Company | PSE&G | Accepted | 2020-11-25 | 2020-12-02 | 2021-12-02 | CertainTeed | CT325C11-04 | Solar Panels |  | 0.325 | 4 | 113 | 30 |  | Fixed | Roof
NJSTRE1546269157 |  | Transition Incentive Program | Hamilton | 8690 | 12 | 10.4 | Residential | No | Behind the Meter | Net-metered residential rooftop and canopy |  | None | Kopp Electric Company | PSE&G | Accepted | 2020-11-25 | 2020-12-02 | 2021-12-02 | CertainTeed | CT325C11-04 | Solar Panels |  | 0.325 | 10 | 203 | 18 |  | Fixed | Roof
NJSTRE1546269157 |  | Transition Incentive Program | Hamilton | 8690 | 12 | 10.4 | Residential | No | Behind the Meter | Net-metered residential rooftop and canopy |  | None | Kopp Electric Company | PSE&G | Accepted | 2020-11-25 | 2020-12-02 | 2021-12-02 | CertainTeed | CT325C11-04 | Solar Panels |  | 0.325 | 10 | 293 | 30 |  | Fixed | Roof
NJSTRE1546269157 |  | Transition Incentive Program | Hamilton | 8690 | 12 | 10.4 | Residential | No | Behind the Meter | Net-metered residential rooftop and canopy |  | None | Kopp Electric Company | PSE&G | Accepted | 2020-11-25 | 2020-12-02 | 2021-12-02 | CertainTeed | CT325C11-04 | Solar Panels |  | 0.325 | 8 | 113 | 10 |  | Fixed | Roof
NJSTRE1546269160 |  | Transition Incentive Program | Gibbsboro | 8026 | 14 | 12.24 | Residential | Yes | Behind the Meter | Net-metered residential rooftop and canopy |  | None | EMT Renewables | AC Electric | Accepted | 2020-11-25 | 2020-12-02 | 2021-12-02 | Enphase | IQ7+-72-2-US | Inverters | 290 |  | 36 |  |  | 0.97 |  | Outside | under panels
NJSTRE1546269160 |  | Transition Incentive Program | Gibbsboro | 8026 | 14 | 12.24 | Residential | Yes | Behind the Meter | Net-metered residential rooftop and canopy |  | None | EMT Renewables | AC Electric | Accepted | 2020-11-25 | 2020-12-02 | 2021-12-02 | Hanwha | Q-Cells Q.Peak Duo G6-340 | Solar Panels |  | 0.34 | 10 | 170 | 22 |  | Fixed | Roof
NJSTRE1546269160 |  | Transition Incentive Program | Gibbsboro | 8026 | 14 | 12.24 | Residential | Yes | Behind the Meter | Net-metered residential rooftop and canopy |  | None | EMT Renewables | AC Electric | Accepted | 2020-11-25 | 2020-12-02 | 2021-12-02 | Hanwha | Q-Cells Q.Peak Duo G6-340 | Solar Panels |  | 0.34 | 4 | 80 | 22 |  | Fixed | Roof
NJSTRE1546269160 |  | Transition Incentive Program | Gibbsboro | 8026 | 14 | 12.24 | Residential | Yes | Behind the Meter | Net-metered residential rooftop and canopy |  | None | EMT Renewables | AC Electric | Accepted | 2020-11-25 | 2020-12-02 | 2021-12-02 | Hanwha | Q-Cells Q.Peak Duo G6-340 | Solar Panels |  | 0.34 | 8 | 350 | 22 |  | Fixed | Roof
NJSTRE1546269160 |  | Transition Incentive Program | Gibbsboro | 8026 | 14 | 12.24 | Residential | Yes | Behind the Meter | Net-metered residential rooftop and canopy |  | None | EMT Renewables | AC Electric | Accepted | 2020-11-25 | 2020-12-02 | 2021-12-02 | Hanwha | Q-Cells Q.Peak Duo G6-340 | Solar Panels |  | 0.34 | 8 | 170 | 22 |  | Fixed | Roof
NJSTRE1546269160 |  | Transition Incentive Program | Gibbsboro | 8026 | 14 | 12.24 | Residential | Yes | Behind the Meter | Net-metered residential rooftop and canopy |  | None | EMT Renewables | AC Electric | Accepted | 2020-11-25 | 2020-12-02 | 2021-12-02 | Hanwha | Q-Cells Q.Peak Duo G6-340 | Solar Panels |  | 0.34 | 4 | 260 | 22 |  | Fixed | Roof
NJSTRE1546269160 |  | Transition Incentive Program | Gibbsboro | 8026 | 14 | 12.24 | Residential | Yes | Behind the Meter | Net-metered residential rooftop and canopy |  | None | EMT Renewables | AC Electric | Accepted | 2020-11-25 | 2020-12-02 | 2021-12-02 | Hanwha | Q-Cells Q.Peak Duo G6-340 | Solar Panels |  | 0.34 | 2 | 170 | 14 |  | Fixed | Roof
NJSTRE1546269163 |  | Transition Incentive Program | Paterson | 7503 | 6 | 2.38 | Residential | Yes | Behind the Meter | Net-metered residential rooftop and canopy |  | None | Trinity Solar | PSE&G | Accepted | 2020-11-25 | 2020-12-01 | 2021-12-01 | ENPHASE | IQ7PLUS-72-2-US | Inverters | 0.29 |  | 1 |  |  | 0.96 |  | Outdoor | under panels
NJSTRE1546269163 |  | Transition Incentive Program | Paterson | 7503 | 6 | 2.38 | Residential | Yes | Behind the Meter | Net-metered residential rooftop and canopy |  | None | Trinity Solar | PSE&G | Accepted | 2020-11-25 | 2020-12-01 | 2021-12-01 | HANWHA | Q.PEAK DUO BLK-G6 340 | Solar Panels |  | 0.34 | 3 | 167 | 35 |  | Fixed | Roof
NJSTRE1546269163 |  | Transition Incentive Program | Paterson | 7503 | 6 | 2.38 | Residential | Yes | Behind the Meter | Net-metered residential rooftop and canopy |  | None | Trinity Solar | PSE&G | Accepted | 2020-11-25 | 2020-12-01 | 2021-12-01 | HANWHA | Q.PEAK DUO BLK-G6 340 | Solar Panels |  | 0.34 | 4 | 168 | 23 |  | Fixed | Roof
NJSTRE1546269165 |  | Transition Incentive Program | Manahawkin | 8050 | 18 | 8 | Residential | Yes | Behind the Meter | Net-metered residential rooftop and canopy |  | None | Vivint Solar Developer, LLC | AC Electric | Accepted | 2020-12-04 | 2020-12-07 | 2021-12-07 | Solar Edge | SE7600H-US | Inverters | 7600 |  | 1 |  |  | 0.992 |  | Outdoor | Near the Utility Meter
NJSTRE1546269165 |  | Transition Incentive Program | Manahawkin | 8050 | 18 | 8 | Residential | Yes | Behind the Meter | Net-metered residential rooftop and canopy |  | None | Vivint Solar Developer, LLC | AC Electric | Accepted | 2020-12-04 | 2020-12-07 | 2021-12-07 | JINKO SOLAR | JKM320M-60HBL | Solar Panels |  | 0.32 | 13 | 157 | 45 |  | Fixed | Roof
NJSTRE1546269165 |  | Transition Incentive Program | Manahawkin | 8050 | 18 | 8 | Residential | Yes | Behind the Meter | Net-metered residential rooftop and canopy |  | None | Vivint Solar Developer, LLC | AC Electric | Accepted | 2020-12-04 | 2020-12-07 | 2021-12-07 | JINKO SOLAR | JKM320M-60HBL | Solar Panels |  | 0.32 | 12 | 157 | 21 |  | Fixed | Roof
NJSTRE1546269624 |  | Transition Incentive Program | Robbinsville | 8691 | 12 | 12.92 | Residential | No | Behind the Meter | Net-metered residential rooftop and canopy |  | None | Tesla Energy Operations Inc. | JCP&L | Accepted | 2020-11-25 | 2020-12-01 | 2021-12-01 | SolarEdge Technologies | SE10000H-US [240V] | Inverters | 10000 |  | 1 |  |  | 0.99 |  | Outside | Outside
NJSTRE1546269624 |  | Transition Incentive Program | Robbinsville | 8691 | 12 | 12.92 | Residential | No | Behind the Meter | Net-metered residential rooftop and canopy |  | None | Tesla Energy Operations Inc. | JCP&L | Accepted | 2020-11-25 | 2020-12-01 | 2021-12-01 | Hanwha Q-CELLS | Q.Peak DUO BLK-G6+ 340 | Solar Panels |  | 0.34 | 8 | 258 | 30 |  | Fixed | Roof
NJSTRE1546269624 |  | Transition Incentive Program | Robbinsville | 8691 | 12 | 12.92 | Residential | No | Behind the Meter | Net-metered residential rooftop and canopy |  | None | Tesla Energy Operations Inc. | JCP&L | Accepted | 2020-11-25 | 2020-12-01 | 2021-12-01 | Hanwha Q-CELLS | Q.Peak DUO BLK-G6+ 340 | Solar Panels |  | 0.34 | 6 | 169 | 30 |  | Fixed | Roof
NJSTRE1546269624 |  | Transition Incentive Program | Robbinsville | 8691 | 12 | 12.92 | Residential | No | Behind the Meter | Net-metered residential rooftop and canopy |  | None | Tesla Energy Operations Inc. | JCP&L | Accepted | 2020-11-25 | 2020-12-01 | 2021-12-01 | Hanwha Q-CELLS | Q.Peak DUO BLK-G6+ 340 | Solar Panels |  | 0.34 | 6 | 349 | 30 |  | Fixed | Roof
NJSTRE1546269624 |  | Transition Incentive Program | Robbinsville | 8691 | 12 | 12.92 | Residential | No | Behind the Meter | Net-metered residential rooftop and canopy |  | None | Tesla Energy Operations Inc. | JCP&L | Accepted | 2020-11-25 | 2020-12-01 | 2021-12-01 | Hanwha Q-CELLS | Q.Peak DUO BLK-G6+ 340 | Solar Panels |  | 0.34 | 7 | 78 | 30 |  | Fixed | Roof
NJSTRE1546269624 |  | Transition Incentive Program | Robbinsville | 8691 | 12 | 12.92 | Residential | No | Behind the Meter | Net-metered residential rooftop and canopy |  | None | Tesla Energy Operations Inc. | JCP&L | Accepted | 2020-11-25 | 2020-12-01 | 2021-12-01 | Hanwha Q-CELLS | Q.Peak DUO BLK-G6+ 340 | Solar Panels |  | 0.34 | 11 | 79 | 30 |  | Fixed | Roof
NJSTRE1546269626 |  | Transition Incentive Program | Millville | 8332 | 20 | 2.4 | Residential | Yes | Behind the Meter | Net-metered residential ground mount |  | None | All Season Solar | AC Electric | Accepted | 2020-11-25 | 2020-12-01 | 2021-12-01 | Enphase | IQ7 | Inverters | 240 |  | 8 |  |  | 0.97 |  | Outdoor | under module
NJSTRE1546269626 |  | Transition Incentive Program | Millville | 8332 | 20 | 2.4 | Residential | Yes | Behind the Meter | Net-metered residential ground mount |  | None | All Season Solar | AC Electric | Accepted | 2020-11-25 | 2020-12-01 | 2021-12-01 | Jinko | JKM300M-60 | Solar Panels |  | 0.3 | 8 | 180 | 25 |  | Fixed | Ground
NJSTRE1546269633 |  | Transition Incentive Program | Toms River | 8753 | 18 | 8.45 | Residential | No | Behind the Meter | Net-metered residential rooftop and canopy |  | None | Kopp Electric Company | JCP&L | Accepted | 2020-11-25 | 2020-12-01 | 2021-12-01 | Solar Edge | SE7600H-US | Inverters | 7600 |  | 1 |  |  | 0.975 |  | Outdoor | Next to meter
NJSTRE1546269633 |  | Transition Incentive Program | Toms River | 8753 | 18 | 8.45 | Residential | No | Behind the Meter | Net-metered residential rooftop and canopy |  | None | Kopp Electric Company | JCP&L | Accepted | 2020-11-25 | 2020-12-01 | 2021-12-01 | CertainTeed | CT325HC11-04 | Solar Panels |  | 0.325 | 4 | 270 | 20 |  | Fixed | Roof
NJSTRE1546269633 |  | Transition Incentive Program | Toms River | 8753 | 18 | 8.45 | Residential | No | Behind the Meter | Net-metered residential rooftop and canopy |  | None | Kopp Electric Company | JCP&L | Accepted | 2020-11-25 | 2020-12-01 | 2021-12-01 | CertainTeed | CT325HC11-04 | Solar Panels |  | 0.325 | 4 | 180 | 10 |  | Fixed | Roof
NJSTRE1546269633 |  | Transition Incentive Program | Toms River | 8753 | 18 | 8.45 | Residential | No | Behind the Meter | Net-metered residential rooftop and canopy |  | None | Kopp Electric Company | JCP&L | Accepted | 2020-11-25 | 2020-12-01 | 2021-12-01 | CertainTeed | CT325HC11-04 | Solar Panels |  | 0.325 | 4 | 90 | 20 |  | Fixed | Roof
NJSTRE1546269633 |  | Transition Incentive Program | Toms River | 8753 | 18 | 8.45 | Residential | No | Behind the Meter | Net-metered residential rooftop and canopy |  | None | Kopp Electric Company | JCP&L | Accepted | 2020-11-25 | 2020-12-01 | 2021-12-01 | CertainTeed | CT325HC11-04 | Solar Panels |  | 0.325 | 14 | 180 | 10 |  | Fixed | Roof
NJSTRE1546269642 |  | Transition Incentive Program | Woolwich TWP | 8085 | 15 | 16.32 | Residential | Yes | Behind the Meter | Net-metered residential rooftop and canopy |  | None | Trinity Solar | AC Electric | Accepted | 2020-11-25 | 2020-12-08 | 2021-12-08 | Solar Edge | SE7600H-US000BNC4 | Inverters | 7600 |  | 1 |  |  | 0.97 |  | Outdoor | side of home
NJSTRE1546269642 |  | Transition Incentive Program | Woolwich TWP | 8085 | 15 | 16.32 | Residential | Yes | Behind the Meter | Net-metered residential rooftop and canopy |  | None | Trinity Solar | AC Electric | Accepted | 2020-11-25 | 2020-12-08 | 2021-12-08 | Solar Edge | SE5000H-US000BNC4 | Inverters | 5000 |  | 1 |  |  | 0.97 |  | Outdoor | side of home
NJSTRE1546269642 |  | Transition Incentive Program | Woolwich TWP | 8085 | 15 | 16.32 | Residential | Yes | Behind the Meter | Net-metered residential rooftop and canopy |  | None | Trinity Solar | AC Electric | Accepted | 2020-11-25 | 2020-12-08 | 2021-12-08 | HANWHA | Q.PEAK DUO BLK-G6 340 | Solar Panels |  | 0.34 | 11 | 94 | 31 |  | Fixed | Roof
NJSTRE1546269642 |  | Transition Incentive Program | Woolwich TWP | 8085 | 15 | 16.32 | Residential | Yes | Behind the Meter | Net-metered residential rooftop and canopy |  | None | Trinity Solar | AC Electric | Accepted | 2020-11-25 | 2020-12-08 | 2021-12-08 | HANWHA | Q.PEAK DUO BLK-G6 340 | Solar Panels |  | 0.34 | 10 | 275 | 37 |  | Fixed | Roof
NJSTRE1546269642 |  | Transition Incentive Program | Woolwich TWP | 8085 | 15 | 16.32 | Residential | Yes | Behind the Meter | Net-metered residential rooftop and canopy |  | None | Trinity Solar | AC Electric | Accepted | 2020-11-25 | 2020-12-08 | 2021-12-08 | HANWHA | Q.PEAK DUO BLK-G6 340 | Solar Panels |  | 0.34 | 4 | 185 | 34 |  | Fixed | Roof
NJSTRE1546269642 |  | Transition Incentive Program | Woolwich TWP | 8085 | 15 | 16.32 | Residential | Yes | Behind the Meter | Net-metered residential rooftop and canopy |  | None | Trinity Solar | AC Electric | Accepted | 2020-11-25 | 2020-12-08 | 2021-12-08 | HANWHA | Q.PEAK DUO BLK-G6 340 | Solar Panels |  | 0.34 | 3 | 274 | 32 |  | Fixed | Roof
NJSTRE1546269642 |  | Transition Incentive Program | Woolwich TWP | 8085 | 15 | 16.32 | Residential | Yes | Behind the Meter | Net-metered residential rooftop and canopy |  | None | Trinity Solar | AC Electric | Accepted | 2020-11-25 | 2020-12-08 | 2021-12-08 | HANWHA | Q.PEAK DUO BLK-G6 340 | Solar Panels |  | 0.34 | 20 | 275 | 34 |  | Fixed | Roof
NJSTRE1546269646 |  | Transition Incentive Program | Hamilton | 8619 | 12 | 7.15 | Residential | No | Behind the Meter | Net-metered residential rooftop and canopy |  | None | Kopp Electric Company | PSE&G | Accepted | 2020-11-25 | 2020-12-01 | 2021-12-01 | Solar Edge | SE7600H-US | Inverters | 7600 |  | 1 |  |  | 0.975 |  | Outdoor | next to meter
NJSTRE1546269646 |  | Transition Incentive Program | Hamilton | 8619 | 12 | 7.15 | Residential | No | Behind the Meter | Net-metered residential rooftop and canopy |  | None | Kopp Electric Company | PSE&G | Accepted | 2020-11-25 | 2020-12-01 | 2021-12-01 | CertainTeed | CT325HC11-04 | Solar Panels |  | 0.325 | 17 | 207 | 20 |  | Fixed | Roof
NJSTRE1546269646 |  | Transition Incentive Program | Hamilton | 8619 | 12 | 7.15 | Residential | No | Behind the Meter | Net-metered residential rooftop and canopy |  | None | Kopp Electric Company | PSE&G | Accepted | 2020-11-25 | 2020-12-01 | 2021-12-01 | CertainTeed | CT325HC11-04 | Solar Panels |  | 0.325 | 5 | 297 | 20 |  | Fixed | Roof
NJSTRE1546269649 |  | Transition Incentive Program | East Orange | 7017 | 9 | 5.25 | Residential | Yes | Behind the Meter | Net-metered residential rooftop and canopy |  | None | Pro Custom Solar dba Momentum Solar | PSE&G | Accepted | 2020-11-25 | 2020-12-01 | 2021-12-01 | Enphase | IQ7PLUS-72-2-US | Inverters | 290 |  | 15 |  |  | 0.97 |  | Outdoor | Roof
NJSTRE1546269649 |  | Transition Incentive Program | East Orange | 7017 | 9 | 5.25 | Residential | Yes | Behind the Meter | Net-metered residential rooftop and canopy |  | None | Pro Custom Solar dba Momentum Solar | PSE&G | Accepted | 2020-11-25 | 2020-12-01 | 2021-12-01 | LG | LG 350N1C-V5 | Solar Panels |  | 0.35 | 15 | 214 | 44 |  | Fixed | Roof
NJSTRE1546269660 |  | Transition Incentive Program | Toms River | 8753 | 18 | 11.38 | Residential | No | Behind the Meter | Net-metered residential rooftop and canopy |  | None | Kopp Electric Company | JCP&L | Accepted | 2020-11-25 | 2020-12-01 | 2021-12-01 | Solar Edge | SE10000H-US | Inverters | 10000 |  | 1 |  |  | 0.975 |  | Outdoor | Next to meter
NJSTRE1546269660 |  | Transition Incentive Program | Toms River | 8753 | 18 | 11.38 | Residential | No | Behind the Meter | Net-metered residential rooftop and canopy |  | None | Kopp Electric Company | JCP&L | Accepted | 2020-11-25 | 2020-12-01 | 2021-12-01 | CertainTeed | CT325HC11-04 | Solar Panels |  | 0.325 | 23 | 180 | 18 |  | Fixed | Roof
NJSTRE1546269660 |  | Transition Incentive Program | Toms River | 8753 | 18 | 11.38 | Residential | No | Behind the Meter | Net-metered residential rooftop and canopy |  | None | Kopp Electric Company | JCP&L | Accepted | 2020-11-25 | 2020-12-01 | 2021-12-01 | CertainTeed | CT325HC11-04 | Solar Panels |  | 0.325 | 4 | 0 | 18 |  | Fixed | Roof
NJSTRE1546269660 |  | Transition Incentive Program | Toms River | 8753 | 18 | 11.38 | Residential | No | Behind the Meter | Net-metered residential rooftop and canopy |  | None | Kopp Electric Company | JCP&L | Accepted | 2020-11-25 | 2020-12-01 | 2021-12-01 | CertainTeed | CT325HC11-04 | Solar Panels |  | 0.325 | 4 | 270 | 18 |  | Fixed | Roof
NJSTRE1546269660 |  | Transition Incentive Program | Toms River | 8753 | 18 | 11.38 | Residential | No | Behind the Meter | Net-metered residential rooftop and canopy |  | None | Kopp Electric Company | JCP&L | Accepted | 2020-11-25 | 2020-12-01 | 2021-12-01 | CertainTeed | CT325HC11-04 | Solar Panels |  | 0.325 | 4 | 90 | 18 |  | Fixed | Roof
NJSTRE1546269661 |  | Transition Incentive Program | Ridgewood Village | 7450 | 7 | 9.52 | Residential | Yes | Behind the Meter | Net-metered residential rooftop and canopy |  | None | Tesla Energy Operations Inc. | PSE&G | Accepted | 2020-11-25 | 2020-12-01 | 2021-12-01 | Tesla | AC Powerwall 2.0 | Electric Storage Battery |  |  | 2 |  |  |  | Lithium Ion |  | Inside
NJSTRE1546269661 |  | Transition Incentive Program | Ridgewood Village | 7450 | 7 | 9.52 | Residential | Yes | Behind the Meter | Net-metered residential rooftop and canopy |  | None | Tesla Energy Operations Inc. | PSE&G | Accepted | 2020-11-25 | 2020-12-01 | 2021-12-01 | SolarEdge Technologies | SE10000H-US [240V] | Inverters | 10000 |  | 1 |  |  | 0.99 |  | Indoor | Inside
NJSTRE1546269661 |  | Transition Incentive Program | Ridgewood Village | 7450 | 7 | 9.52 | Residential | Yes | Behind the Meter | Net-metered residential rooftop and canopy |  | None | Tesla Energy Operations Inc. | PSE&G | Accepted | 2020-11-25 | 2020-12-01 | 2021-12-01 | Hanwha Q-CELLS | Q.Peak DUO BLK-G6+ 340 | Solar Panels |  | 0.34 | 3 | 14 | 34 |  | Fixed | Roof
NJSTRE1546269661 |  | Transition Incentive Program | Ridgewood Village | 7450 | 7 | 9.52 | Residential | Yes | Behind the Meter | Net-metered residential rooftop and canopy |  | None | Tesla Energy Operations Inc. | PSE&G | Accepted | 2020-11-25 | 2020-12-01 | 2021-12-01 | Hanwha Q-CELLS | Q.Peak DUO BLK-G6+ 340 | Solar Panels |  | 0.34 | 3 | 194 | 34 |  | Fixed | Roof
NJSTRE1546269661 |  | Transition Incentive Program | Ridgewood Village | 7450 | 7 | 9.52 | Residential | Yes | Behind the Meter | Net-metered residential rooftop and canopy |  | None | Tesla Energy Operations Inc. | PSE&G | Accepted | 2020-11-25 | 2020-12-01 | 2021-12-01 | Hanwha Q-CELLS | Q.Peak DUO BLK-G6+ 340 | Solar Panels |  | 0.34 | 9 | 194 | 34 |  | Fixed | Roof
NJSTRE1546269661 |  | Transition Incentive Program | Ridgewood Village | 7450 | 7 | 9.52 | Residential | Yes | Behind the Meter | Net-metered residential rooftop and canopy |  | None | Tesla Energy Operations Inc. | PSE&G | Accepted | 2020-11-25 | 2020-12-01 | 2021-12-01 | Hanwha Q-CELLS | Q.Peak DUO BLK-G6+ 340 | Solar Panels |  | 0.34 | 13 | 104 | 30 |  | Fixed | Roof
NJSTRE1546269674 |  | Transition Incentive Program | CEDARVILLE | 8311 | 20 | 16.45 | Residential | No | Behind the Meter | Net-metered residential rooftop and canopy |  | None | Pro Custom Solar dba Momentum Solar | AC Electric | Accepted | 2020-11-25 | 2020-12-01 | 2021-12-01 | Enphase | IQ7-60-2-US | Inverters | 240 |  | 47 |  |  | 0.97 |  | Outdoor | Roof
NJSTRE1546269674 |  | Transition Incentive Program | CEDARVILLE | 8311 | 20 | 16.45 | Residential | No | Behind the Meter | Net-metered residential rooftop and canopy |  | None | Pro Custom Solar dba Momentum Solar | AC Electric | Accepted | 2020-11-25 | 2020-12-01 | 2021-12-01 | LG | LG 350N1C-V5 | Solar Panels |  | 0.35 | 32 | 180 | 29 |  | Fixed | Roof
NJSTRE1546269674 |  | Transition Incentive Program | CEDARVILLE | 8311 | 20 | 16.45 | Residential | No | Behind the Meter | Net-metered residential rooftop and canopy |  | None | Pro Custom Solar dba Momentum Solar | AC Electric | Accepted | 2020-11-25 | 2020-12-01 | 2021-12-01 | LG | LG 350N1C-V5 | Solar Panels |  | 0.35 | 15 | 360 | 29 |  | Fixed | Roof
NJSTRE1546269683 |  | Transition Incentive Program | Delran | 8075 | 13 | 16.2 | Residential | Yes | Behind the Meter | Net-metered residential ground mount |  | None | All Season Solar | PSE&G | Accepted | 2020-11-25 | 2020-12-01 | 2021-12-01 | Enphase | IQ7 | Inverters | 240 |  | 54 |  |  | 0.97 |  | Outdoor | under module
NJSTRE1546269683 |  | Transition Incentive Program | Delran | 8075 | 13 | 16.2 | Residential | Yes | Behind the Meter | Net-metered residential ground mount |  | None | All Season Solar | PSE&G | Accepted | 2020-11-25 | 2020-12-01 | 2021-12-01 | Jinko | JKM300M-60 | Solar Panels |  | 0.3 | 54 | 180 | 25 |  | Fixed | Ground
NJSTRE1546269693 |  | Transition Incentive Program | Morristown | 7960 | 3 | 5.44 | Residential | Yes | Behind the Meter | Net-metered residential rooftop and canopy |  | None | Vivint Solar Developer, LLC | JCP&L | Accepted | 2020-11-25 | 2020-12-01 | 2021-12-01 | Solar Edge | SE3800H-US | Inverters | 3800 |  | 1 |  |  | 0.992 |  | Outdoor | Near the Utility Meter
NJSTRE1546269693 |  | Transition Incentive Program | Morristown | 7960 | 3 | 5.44 | Residential | Yes | Behind the Meter | Net-metered residential rooftop and canopy |  | None | Vivint Solar Developer, LLC | JCP&L | Accepted | 2020-11-25 | 2020-12-01 | 2021-12-01 | JINKO SOLAR | JKM320M-60HBL | Solar Panels |  | 0.32 | 9 | 27 | 31 |  | Fixed | Roof
NJSTRE1546269693 |  | Transition Incentive Program | Morristown | 7960 | 3 | 5.44 | Residential | Yes | Behind the Meter | Net-metered residential rooftop and canopy |  | None | Vivint Solar Developer, LLC | JCP&L | Accepted | 2020-11-25 | 2020-12-01 | 2021-12-01 | JINKO SOLAR | JKM320M-60HBL | Solar Panels |  | 0.32 | 8 | 207 | 31 |  | Fixed | Roof
NJSTRE1546269712 |  | Transition Incentive Program | Edison | 8817 | 11 | 6.3 | Residential | Yes | Behind the Meter | Net-metered residential rooftop and canopy |  | None | Pro Custom Solar dba Momentum Solar | PSE&G | Accepted | 2020-11-25 | 2020-12-01 | 2021-12-01 | Enphase | IQ7PLUS-72-2-US | Inverters | 290 |  | 18 |  |  | 0.97 |  | Outdoor | Roof
NJSTRE1546269712 |  | Transition Incentive Program | Edison | 8817 | 11 | 6.3 | Residential | Yes | Behind the Meter | Net-metered residential rooftop and canopy |  | None | Pro Custom Solar dba Momentum Solar | PSE&G | Accepted | 2020-11-25 | 2020-12-01 | 2021-12-01 | LG | LG 350N1C-V5 | Solar Panels |  | 0.35 | 2 | 47 | 30 |  | Fixed | Roof
NJSTRE1546269712 |  | Transition Incentive Program | Edison | 8817 | 11 | 6.3 | Residential | Yes | Behind the Meter | Net-metered residential rooftop and canopy |  | None | Pro Custom Solar dba Momentum Solar | PSE&G | Accepted | 2020-11-25 | 2020-12-01 | 2021-12-01 | LG | LG 350N1C-V5 | Solar Panels |  | 0.35 | 3 | 47 | 16 |  | Fixed | Roof
NJSTRE1546269712 |  | Transition Incentive Program | Edison | 8817 | 11 | 6.3 | Residential | Yes | Behind the Meter | Net-metered residential rooftop and canopy |  | None | Pro Custom Solar dba Momentum Solar | PSE&G | Accepted | 2020-11-25 | 2020-12-01 | 2021-12-01 | LG | LG 350N1C-V5 | Solar Panels |  | 0.35 | 4 | 317 | 31 |  | Fixed | Roof
NJSTRE1546269712 |  | Transition Incentive Program | Edison | 8817 | 11 | 6.3 | Residential | Yes | Behind the Meter | Net-metered residential rooftop and canopy |  | None | Pro Custom Solar dba Momentum Solar | PSE&G | Accepted | 2020-11-25 | 2020-12-01 | 2021-12-01 | LG | LG 350N1C-V5 | Solar Panels |  | 0.35 | 6 | 137 | 30 |  | Fixed | Roof
NJSTRE1546269712 |  | Transition Incentive Program | Edison | 8817 | 11 | 6.3 | Residential | Yes | Behind the Meter | Net-metered residential rooftop and canopy |  | None | Pro Custom Solar dba Momentum Solar | PSE&G | Accepted | 2020-11-25 | 2020-12-01 | 2021-12-01 | LG | LG 350N1C-V5 | Solar Panels |  | 0.35 | 3 | 227 | 15 |  | Fixed | Roof
NJSTRE1546269735 |  | Transition Incentive Program | Clifton | 7011 | 6 | 4.2 | Residential | Yes | Behind the Meter | Net-metered residential rooftop and canopy |  | None | Pro Custom Solar dba Momentum Solar | PSE&G | Accepted | 2020-11-25 | 2020-12-01 | 2021-12-01 | LG ELECTRONICS | LG 350N1C-V5 | Inverters | 290 |  | 12 |  |  | 0.97 |  | Outdoor | Roof
NJSTRE1546269735 |  | Transition Incentive Program | Clifton | 7011 | 6 | 4.2 | Residential | Yes | Behind the Meter | Net-metered residential rooftop and canopy |  | None | Pro Custom Solar dba Momentum Solar | PSE&G | Accepted | 2020-11-25 | 2020-12-01 | 2021-12-01 | LG ELECTRONICS | LG 350N1C-V5 | Solar Panels |  | 0.35 | 12 | 166 | 20 |  | Fixed | Roof
NJSTRE1546269739 |  | Transition Incentive Program | Cherry Hill | 8002 | 14 | 13.33 | Residential | Yes | Behind the Meter | Net-metered residential rooftop and canopy |  | None | All Season Solar | PSE&G | Accepted | 2020-11-25 | 2020-12-01 | 2021-12-01 | Enphase | IQ7 | Inverters | 240 |  | 41 |  |  | 0.97 |  | Outdoor | under module
NJSTRE1546269739 |  | Transition Incentive Program | Cherry Hill | 8002 | 14 | 13.33 | Residential | Yes | Behind the Meter | Net-metered residential rooftop and canopy |  | None | All Season Solar | PSE&G | Accepted | 2020-11-25 | 2020-12-01 | 2021-12-01 | Trina | TSMDD06M.05II | Solar Panels |  | 0.325 | 6 | 49 | 20 |  | Fixed | Roof
NJSTRE1546269739 |  | Transition Incentive Program | Cherry Hill | 8002 | 14 | 13.33 | Residential | Yes | Behind the Meter | Net-metered residential rooftop and canopy |  | None | All Season Solar | PSE&G | Accepted | 2020-11-25 | 2020-12-01 | 2021-12-01 | Trina | TSMDD06M.05II | Solar Panels |  | 0.325 | 11 | 229 | 15 |  | Fixed | Roof
NJSTRE1546269739 |  | Transition Incentive Program | Cherry Hill | 8002 | 14 | 13.33 | Residential | Yes | Behind the Meter | Net-metered residential rooftop and canopy |  | None | All Season Solar | PSE&G | Accepted | 2020-11-25 | 2020-12-01 | 2021-12-01 | Trina | TSMDD06M.05II | Solar Panels |  | 0.325 | 24 | 229 | 22 |  | Fixed | Roof
NJSTRE1546269762 |  | Transition Incentive Program | Clark | 7066 | 10 | 5.95 | Residential | Yes | Behind the Meter | Net-metered residential rooftop and canopy |  | None | Pro Custom Solar dba Momentum Solar | PSE&G | Accepted | 2020-11-25 | 2020-12-01 | 2021-12-01 | Enphase | IQ7Plus-72-2-US | Inverters | 290 |  | 17 |  |  | 0.97 |  | Outdoor | Roof
NJSTRE1546269762 |  | Transition Incentive Program | Clark | 7066 | 10 | 5.95 | Residential | Yes | Behind the Meter | Net-metered residential rooftop and canopy |  | None | Pro Custom Solar dba Momentum Solar | PSE&G | Accepted | 2020-11-25 | 2020-12-01 | 2021-12-01 | LG ELECTRONICS | LG 350N1C-V5 | Solar Panels |  | 0.35 | 9 | 222 | 40 |  | Fixed | Roof
NJSTRE1546269762 |  | Transition Incentive Program | Clark | 7066 | 10 | 5.95 | Residential | Yes | Behind the Meter | Net-metered residential rooftop and canopy |  | None | Pro Custom Solar dba Momentum Solar | PSE&G | Accepted | 2020-11-25 | 2020-12-01 | 2021-12-01 | LG ELECTRONICS | LG 350N1C-V5 | Solar Panels |  | 0.35 | 8 | 222 | 22 |  | Fixed | Roof
NJSTRE1546269768 |  | Transition Incentive Program | Swedesboro | 8085 | 15 | 8.32 | Residential | Yes | Behind the Meter | Net-metered residential rooftop and canopy |  | None | Vivint Solar Developer, LLC | AC Electric | Accepted | 2020-11-30 | 2020-12-01 | 2021-12-01 | Solar Edge | SE7600H-US | Inverters | 7600 |  | 1 |  |  | 0.992 |  | Outdoor | Near the Utility Meter
NJSTRE1546269768 |  | Transition Incentive Program | Swedesboro | 8085 | 15 | 8.32 | Residential | Yes | Behind the Meter | Net-metered residential rooftop and canopy |  | None | Vivint Solar Developer, LLC | AC Electric | Accepted | 2020-11-30 | 2020-12-01 | 2021-12-01 | JINKO SOLAR | JKM320M-60HBL | Solar Panels |  | 0.32 | 18 | 119 | 19 |  | Fixed | Roof
NJSTRE1546269768 |  | Transition Incentive Program | Swedesboro | 8085 | 15 | 8.32 | Residential | Yes | Behind the Meter | Net-metered residential rooftop and canopy |  | None | Vivint Solar Developer, LLC | AC Electric | Accepted | 2020-11-30 | 2020-12-01 | 2021-12-01 | JINKO SOLAR | JKM320M-60HBL | Solar Panels |  | 0.32 | 8 | 299 | 26 |  | Fixed | Roof
NJSTRE1546269770 |  | Transition Incentive Program | Monroe TWP | 8831 | 11 | 10.15 | Residential | Yes | Behind the Meter | Net-metered residential rooftop and canopy |  | None | Pro Custom Solar dba Momentum Solar | JCP&L | Accepted | 2020-11-25 | 2020-12-01 | 2021-12-01 | Enphase | IQ7Plus-72-2-US | Inverters | 290 |  | 29 |  |  | 0.97 |  | Outdoor | Roof
NJSTRE1546269770 |  | Transition Incentive Program | Monroe TWP | 8831 | 11 | 10.15 | Residential | Yes | Behind the Meter | Net-metered residential rooftop and canopy |  | None | Pro Custom Solar dba Momentum Solar | JCP&L | Accepted | 2020-11-25 | 2020-12-01 | 2021-12-01 | LG ELECTRONICS | LG 350N1C-V5 | Solar Panels |  | 0.35 | 15 | 175 | 37 |  | Fixed | Roof
NJSTRE1546269770 |  | Transition Incentive Program | Monroe TWP | 8831 | 11 | 10.15 | Residential | Yes | Behind the Meter | Net-metered residential rooftop and canopy |  | None | Pro Custom Solar dba Momentum Solar | JCP&L | Accepted | 2020-11-25 | 2020-12-01 | 2021-12-01 | LG ELECTRONICS | LG 350N1C-V5 | Solar Panels |  | 0.35 | 14 | 265 | 37 |  | Fixed | Roof
NJSTRE1546269783 |  | Transition Incentive Program | Pennsauken Township | 8110 | 14 | 11.9 | Residential | Yes | Behind the Meter | Net-metered residential rooftop and canopy |  | None | Castle Energy, LLC | PSE&G | Accepted | 2020-11-25 | 2020-12-01 | 2021-12-01 | Enphase Energy | IQ7-60-2-US | Inverters | 240 |  | 35 |  |  | 0.967 |  | Outdoor | on the rooftop under each solar panel
NJSTRE1546269783 |  | Transition Incentive Program | Pennsauken Township | 8110 | 14 | 11.9 | Residential | Yes | Behind the Meter | Net-metered residential rooftop and canopy |  | None | Castle Energy, LLC | PSE&G | Accepted | 2020-11-25 | 2020-12-01 | 2021-12-01 | Hanwha Q-Cells | Q.Peak DUO BLK-G6 340 | Solar Panels |  | 0.34 | 10 | 149 | 25 |  | Fixed | Roof
NJSTRE1546269783 |  | Transition Incentive Program | Pennsauken Township | 8110 | 14 | 11.9 | Residential | Yes | Behind the Meter | Net-metered residential rooftop and canopy |  | None | Castle Energy, LLC | PSE&G | Accepted | 2020-11-25 | 2020-12-01 | 2021-12-01 | Hanwha Q-Cells | Q.Peak DUO BLK-G6 340 | Solar Panels |  | 0.34 | 10 | 239 | 25 |  | Fixed | Roof
NJSTRE1546269783 |  | Transition Incentive Program | Pennsauken Township | 8110 | 14 | 11.9 | Residential | Yes | Behind the Meter | Net-metered residential rooftop and canopy |  | None | Castle Energy, LLC | PSE&G | Accepted | 2020-11-25 | 2020-12-01 | 2021-12-01 | Hanwha Q-Cells | Q.Peak DUO BLK-G6 340 | Solar Panels |  | 0.34 | 15 | 59 | 25 |  | Fixed | Roof
NJSTRE1546269784 |  | Transition Incentive Program | Englewood | 7631 | 7 | 11.52 | Residential | Yes | Behind the Meter | Net-metered residential rooftop and canopy |  | None | Vivint Solar Developer, LLC | PSE&G | Accepted | 2020-11-30 | 2020-12-01 | 2021-12-01 | Solar Edge | SE7600H-US | Inverters | 7600 |  | 1 |  |  | 0.992 |  | Outdoor | Near the Utility Meter
NJSTRE1546269784 |  | Transition Incentive Program | Englewood | 7631 | 7 | 11.52 | Residential | Yes | Behind the Meter | Net-metered residential rooftop and canopy |  | None | Vivint Solar Developer, LLC | PSE&G | Accepted | 2020-11-30 | 2020-12-01 | 2021-12-01 | JINKO SOLAR | JKM320M-60HBL | Solar Panels |  | 0.32 | 7 | 8 | 24 |  | Fixed | Roof
NJSTRE1546269784 |  | Transition Incentive Program | Englewood | 7631 | 7 | 11.52 | Residential | Yes | Behind the Meter | Net-metered residential rooftop and canopy |  | None | Vivint Solar Developer, LLC | PSE&G | Accepted | 2020-11-30 | 2020-12-01 | 2021-12-01 | JINKO SOLAR | JKM320M-60HBL | Solar Panels |  | 0.32 | 11 | 98 | 24 |  | Fixed | Roof
NJSTRE1546269784 |  | Transition Incentive Program | Englewood | 7631 | 7 | 11.52 | Residential | Yes | Behind the Meter | Net-metered residential rooftop and canopy |  | None | Vivint Solar Developer, LLC | PSE&G | Accepted | 2020-11-30 | 2020-12-01 | 2021-12-01 | JINKO SOLAR | JKM320M-60HBL | Solar Panels |  | 0.32 | 18 | 188 | 24 |  | Fixed | Roof
NJSTRE1546269791 |  | Transition Incentive Program | Evesham | 8053 | 13 | 6.56 | Residential | No | Behind the Meter | Net-metered residential rooftop and canopy |  | None | SunPower Corporation, Systems | PSE&G | Accepted | 2020-11-25 | 2020-12-01 | 2021-12-01 | SunPower | SPR-A410-G-AC | Inverters | 349 |  | 16 |  |  | 0.97 |  | Other | under each panel
NJSTRE1546269791 |  | Transition Incentive Program | Evesham | 8053 | 13 | 6.56 | Residential | No | Behind the Meter | Net-metered residential rooftop and canopy |  | None | SunPower Corporation, Systems | PSE&G | Accepted | 2020-11-25 | 2020-12-01 | 2021-12-01 | SunPower | SPR-A410-G-AC | Solar Panels |  | 0.41 | 8 | 109 | 20 |  | Fixed | Roof
NJSTRE1546269791 |  | Transition Incentive Program | Evesham | 8053 | 13 | 6.56 | Residential | No | Behind the Meter | Net-metered residential rooftop and canopy |  | None | SunPower Corporation, Systems | PSE&G | Accepted | 2020-11-25 | 2020-12-01 | 2021-12-01 | SunPower | SPR-A410-G-AC | Solar Panels |  | 0.41 | 8 | 199 | 20 |  | Fixed | Roof
NJSTRE1546269793 |  | Transition Incentive Program | Monmouth Junction | 8852 | 11 | 9.36 | Residential | No | Behind the Meter | Net-metered residential rooftop and canopy |  | None | Pro Custom Solar dba Momentum Solar | PSE&G | Accepted | 2020-11-25 | 2020-12-01 | 2021-12-01 | ENphase | IQ7Plus-72-2-US | Inverters | 290 |  | 26 |  |  | 0.97 |  | Outdoor | Roof
NJSTRE1546269793 |  | Transition Incentive Program | Monmouth Junction | 8852 | 11 | 9.36 | Residential | No | Behind the Meter | Net-metered residential rooftop and canopy |  | None | Pro Custom Solar dba Momentum Solar | PSE&G | Accepted | 2020-11-25 | 2020-12-01 | 2021-12-01 | REC SOLAR | REC360AA Black | Solar Panels |  | 0.36 | 4 | 225 | 35 |  | Fixed | Roof
NJSTRE1546269793 |  | Transition Incentive Program | Monmouth Junction | 8852 | 11 | 9.36 | Residential | No | Behind the Meter | Net-metered residential rooftop and canopy |  | None | Pro Custom Solar dba Momentum Solar | PSE&G | Accepted | 2020-11-25 | 2020-12-01 | 2021-12-01 | REC Solar | REC360AA Black | Solar Panels |  | 0.36 | 12 | 45 | 36 |  | Fixed | Roof
NJSTRE1546269793 |  | Transition Incentive Program | Monmouth Junction | 8852 | 11 | 9.36 | Residential | No | Behind the Meter | Net-metered residential rooftop and canopy |  | None | Pro Custom Solar dba Momentum Solar | PSE&G | Accepted | 2020-11-25 | 2020-12-01 | 2021-12-01 | REC Solar | REC360AA Black | Solar Panels |  | 0.36 | 10 | 135 | 35 |  | Fixed | Roof
NJSTRE1546269803 |  | Transition Incentive Program | Jersey City | 7306 | 8 | 4.8 | Residential | No | Behind the Meter | Net-metered residential rooftop and canopy |  | None | SunPower Corporation, Systems | PSE&G | Accepted | 2020-11-25 | 2020-12-01 | 2021-12-01 | SunPower | SPR-A400-G-AC | Inverters | 349 |  | 12 |  |  | 0.97 |  | Other | under each panel
NJSTRE1546269803 |  | Transition Incentive Program | Jersey City | 7306 | 8 | 4.8 | Residential | No | Behind the Meter | Net-metered residential rooftop and canopy |  | None | SunPower Corporation, Systems | PSE&G | Accepted | 2020-11-25 | 2020-12-01 | 2021-12-01 | SunPower | SPR-A400-G-AC | Solar Panels |  | 0.4 | 12 | 201 | 23 |  | Fixed | Roof
NJSTRE1546269849 |  | Transition Incentive Program | Linden | 7036 | 10 | 8.96 | Residential | No | Behind the Meter | Net-metered residential rooftop and canopy |  | None | Vivint Solar Developer, LLC | PSE&G | Accepted | 2020-11-30 | 2020-12-02 | 2021-12-02 | Solar Edge | SE7600H-US | Inverters | 7600 |  | 1 |  |  | 0.992 |  | Outdoor | Near the Utility Meter
NJSTRE1546269849 |  | Transition Incentive Program | Linden | 7036 | 10 | 8.96 | Residential | No | Behind the Meter | Net-metered residential rooftop and canopy |  | None | Vivint Solar Developer, LLC | PSE&G | Accepted | 2020-11-30 | 2020-12-02 | 2021-12-02 | JINKO SOLAR | JKM320M-60HBL | Solar Panels |  | 0.32 | 6 | 134 | 25 |  | Fixed | Roof
NJSTRE1546269849 |  | Transition Incentive Program | Linden | 7036 | 10 | 8.96 | Residential | No | Behind the Meter | Net-metered residential rooftop and canopy |  | None | Vivint Solar Developer, LLC | PSE&G | Accepted | 2020-11-30 | 2020-12-02 | 2021-12-02 | JINKO SOLAR | JKM320M-60HBL | Solar Panels |  | 0.32 | 22 | 44 | 25 |  | Fixed | Roof
NJSTRE1546269852 |  | Transition Incentive Program | Mahwah | 7430 | 7 | 16.32 | Residential | Yes | Behind the Meter | Net-metered residential rooftop and canopy |  | None | Tesla Energy Operations, Inc. | Orange Rockland Electric | Accepted | 2020-11-25 | 2020-12-01 | 2021-12-01 | Tesla | AC Powerwall 2.0 | Electric Storage Battery |  |  | 2 |  |  |  | Lithium Ion |  | Inside
NJSTRE1546269852 |  | Transition Incentive Program | Mahwah | 7430 | 7 | 16.32 | Residential | Yes | Behind the Meter | Net-metered residential rooftop and canopy |  | None | Tesla Energy Operations, Inc. | Orange Rockland Electric | Accepted | 2020-11-25 | 2020-12-01 | 2021-12-01 | SolarEdge Technologies Ltd. | SE7600H-US [240V] | Inverters | 7600 |  | 2 |  |  | 0.99 |  | Indoor | Indoor
NJSTRE1546269852 |  | Transition Incentive Program | Mahwah | 7430 | 7 | 16.32 | Residential | Yes | Behind the Meter | Net-metered residential rooftop and canopy |  | None | Tesla Energy Operations, Inc. | Orange Rockland Electric | Accepted | 2020-11-25 | 2020-12-01 | 2021-12-01 | Hanwha Q-CELLS | Q.Peak DUO BLK-G6+ 340 | Solar Panels |  | 0.34 | 15 | 254 | 28 |  | Fixed | Roof
NJSTRE1546269852 |  | Transition Incentive Program | Mahwah | 7430 | 7 | 16.32 | Residential | Yes | Behind the Meter | Net-metered residential rooftop and canopy |  | None | Tesla Energy Operations, Inc. | Orange Rockland Electric | Accepted | 2020-11-25 | 2020-12-01 | 2021-12-01 | Hanwha Q-CELLS | Q.Peak DUO BLK-G6+ 340 | Solar Panels |  | 0.34 | 15 | 164 | 40 |  | Fixed | Roof
NJSTRE1546269852 |  | Transition Incentive Program | Mahwah | 7430 | 7 | 16.32 | Residential | Yes | Behind the Meter | Net-metered residential rooftop and canopy |  | None | Tesla Energy Operations, Inc. | Orange Rockland Electric | Accepted | 2020-11-25 | 2020-12-01 | 2021-12-01 | Hanwha Q-CELLS | Q.Peak DUO BLK-G6+ 340 | Solar Panels |  | 0.34 | 7 | 164 | 45 |  | Fixed | Roof
NJSTRE1546269852 |  | Transition Incentive Program | Mahwah | 7430 | 7 | 16.32 | Residential | Yes | Behind the Meter | Net-metered residential rooftop and canopy |  | None | Tesla Energy Operations, Inc. | Orange Rockland Electric | Accepted | 2020-11-25 | 2020-12-01 | 2021-12-01 | Hanwha Q-CELLS | Q.Peak DUO BLK-G6+ 340 | Solar Panels |  | 0.34 | 4 | 344 | 40 |  | Fixed | Roof
NJSTRE1546269852 |  | Transition Incentive Program | Mahwah | 7430 | 7 | 16.32 | Residential | Yes | Behind the Meter | Net-metered residential rooftop and canopy |  | None | Tesla Energy Operations, Inc. | Orange Rockland Electric | Accepted | 2020-11-25 | 2020-12-01 | 2021-12-01 | Hanwha Q-CELLS | Q.Peak DUO BLK-G6+ 340 | Solar Panels |  | 0.34 | 7 | 164 | 40 |  | Fixed | Roof
NJSTRE1546269855 |  | Transition Incentive Program | Barnsboro | 8080 | 15 | 12.3 | Residential | No | Behind the Meter | Net-metered residential rooftop and canopy |  | None | SunPower Corporation, Systems | AC Electric | Accepted | 2020-11-25 | 2020-12-01 | 2021-12-01 | SunPower | SPR-A410-G-AC | Inverters | 349 |  | 30 |  |  | 0.97 |  | Other | under each panel
NJSTRE1546269855 |  | Transition Incentive Program | Barnsboro | 8080 | 15 | 12.3 | Residential | No | Behind the Meter | Net-metered residential rooftop and canopy |  | None | SunPower Corporation, Systems | AC Electric | Accepted | 2020-11-25 | 2020-12-01 | 2021-12-01 | SunPower | SPR-A410-G-AC | Solar Panels |  | 0.41 | 8 | 190 | 25 |  | Fixed | Roof
NJSTRE1546269855 |  | Transition Incentive Program | Barnsboro | 8080 | 15 | 12.3 | Residential | No | Behind the Meter | Net-metered residential rooftop and canopy |  | None | SunPower Corporation, Systems | AC Electric | Accepted | 2020-11-25 | 2020-12-01 | 2021-12-01 | SunPower | SPR-A410-G-AC | Solar Panels |  | 0.41 | 22 | 190 | 25 |  | Fixed | Roof
NJSTRE1546269865 |  | Transition Incentive Program | Livingston | 7039 | 9 | 8.2 | Residential | No | Behind the Meter | Net-metered residential rooftop and canopy |  | None | SunPower Corporation, Systems | PSE&G | Accepted | 2020-11-25 | 2020-12-01 | 2021-12-01 | SunPower | SPR-A410-G-AC | Inverters | 349 |  | 20 |  |  | 0.97 |  | Other | under each panel
NJSTRE1546269865 |  | Transition Incentive Program | Livingston | 7039 | 9 | 8.2 | Residential | No | Behind the Meter | Net-metered residential rooftop and canopy |  | None | SunPower Corporation, Systems | PSE&G | Accepted | 2020-11-25 | 2020-12-01 | 2021-12-01 | SunPower | SPR-A410-G-AC | Solar Panels |  | 0.41 | 20 | 194 | 35 |  | Fixed | Roof
NJSTRE1546269888 |  | Transition Incentive Program | Ewing | 8638 | 12 | 4.73 | Residential | No | Behind the Meter | Net-metered residential rooftop and canopy |  | None | Kaitanna Solar, LLC | PSE&G | Accepted | 2020-11-26 | 2020-12-01 | 2021-12-01 | Enphase | Envoy | Meters |  |  | 1 |  |  |  | Yes
NJSTRE1546269888 |  | Transition Incentive Program | Ewing | 8638 | 12 | 4.73 | Residential | No | Behind the Meter | Net-metered residential rooftop and canopy |  | None | Kaitanna Solar, LLC | PSE&G | Accepted | 2020-11-26 | 2020-12-01 | 2021-12-01 | Enphase | IQ7 | Inverters | 240 |  | 15 |  |  | 0.97 |  | Outside | Under Modules
NJSTRE1546269888 |  | Transition Incentive Program | Ewing | 8638 | 12 | 4.73 | Residential | No | Behind the Meter | Net-metered residential rooftop and canopy |  | None | Kaitanna Solar, LLC | PSE&G | Accepted | 2020-11-26 | 2020-12-01 | 2021-12-01 | Canadian Solar | CS3K-315MS | Solar Panels |  | 0.315 | 15 | 160 | 30 |  | Fixed | Roof
NJSTRE1546272792 |  | Transition Incentive Program | Vinelane | 8360 | 20 | 9.45 | Residential | No | Behind the Meter | Net-metered residential rooftop and canopy |  | None | Suntuity Solar LLC | Vineland Muni Electric | Accepted | 2020-11-26 | 2020-12-01 | 2021-12-01 | Enphase Energy | IQ7-60-2-US | Inverters | 240 |  | 30 |  |  | 0.97 |  | Outdoor | Behind the PV Modules
NJSTRE1546272792 |  | Transition Incentive Program | Vinelane | 8360 | 20 | 9.45 | Residential | No | Behind the Meter | Net-metered residential rooftop and canopy |  | None | Suntuity Solar LLC | Vineland Muni Electric | Accepted | 2020-11-26 | 2020-12-01 | 2021-12-01 | Longi | LR6-60HPB-315M | Solar Panels |  | 0.315 | 15 | 274 | 26 |  | Fixed | Roof
NJSTRE1546272792 |  | Transition Incentive Program | Vinelane | 8360 | 20 | 9.45 | Residential | No | Behind the Meter | Net-metered residential rooftop and canopy |  | None | Suntuity Solar LLC | Vineland Muni Electric | Accepted | 2020-11-26 | 2020-12-01 | 2021-12-01 | Longi | LR6-60HPB-315M | Solar Panels |  | 0.315 | 15 | 94 | 26 |  | Fixed | Roof
NJSTRE1546272793 |  | Transition Incentive Program | Piscataway | 8854 | 11 | 18.2 | Residential | No | Behind the Meter | Net-metered residential rooftop and canopy |  | None | Suntuity Solar LLC | PSE&G | Accepted | 2020-11-26 | 2020-12-01 | 2021-12-01 | Enphase Energy | IQ7-60-2-US | Inverters | 240 |  | 52 |  |  | 0.97 |  | Outdoor | Behind the PV Modules
NJSTRE1546272793 |  | Transition Incentive Program | Piscataway | 8854 | 11 | 18.2 | Residential | No | Behind the Meter | Net-metered residential rooftop and canopy |  | None | Suntuity Solar LLC | PSE&G | Accepted | 2020-11-26 | 2020-12-01 | 2021-12-01 | Longi | LR4-60HPB-350M | Solar Panels |  | 0.35 | 8 | 324 | 40 |  | Fixed | Roof
NJSTRE1546272793 |  | Transition Incentive Program | Piscataway | 8854 | 11 | 18.2 | Residential | No | Behind the Meter | Net-metered residential rooftop and canopy |  | None | Suntuity Solar LLC | PSE&G | Accepted | 2020-11-26 | 2020-12-01 | 2021-12-01 | Longi | LR4-60HPB-350M | Solar Panels |  | 0.35 | 8 | 144 | 40 |  | Fixed | Roof
NJSTRE1546272793 |  | Transition Incentive Program | Piscataway | 8854 | 11 | 18.2 | Residential | No | Behind the Meter | Net-metered residential rooftop and canopy |  | None | Suntuity Solar LLC | PSE&G | Accepted | 2020-11-26 | 2020-12-01 | 2021-12-01 | Longi | LR4-60HPB-350M | Solar Panels |  | 0.35 | 36 | 234 | 40 |  | Fixed | Roof
NJSTRE1546272794 |  | Transition Incentive Program | Millville | 8332 | 20 | 17.64 | Residential | Yes | Behind the Meter | Net-metered residential rooftop and canopy |  | None | Suntuity Solar LLC | AC Electric | Accepted | 2020-11-26 | 2020-12-01 | 2021-12-01 | Enphase Energy | IQ7-60-2-US | Inverters | 240 |  | 56 |  |  | 0.97 |  | Outdoor | Behind the PV Modules
NJSTRE1546272794 |  | Transition Incentive Program | Millville | 8332 | 20 | 17.64 | Residential | Yes | Behind the Meter | Net-metered residential rooftop and canopy |  | None | Suntuity Solar LLC | AC Electric | Accepted | 2020-11-26 | 2020-12-01 | 2021-12-01 | Longi | LR6-60HPB-315M | Solar Panels |  | 0.315 | 4 | 198 | 20 |  | Fixed | Roof
NJSTRE1546272794 |  | Transition Incentive Program | Millville | 8332 | 20 | 17.64 | Residential | Yes | Behind the Meter | Net-metered residential rooftop and canopy |  | None | Suntuity Solar LLC | AC Electric | Accepted | 2020-11-26 | 2020-12-01 | 2021-12-01 | Longi | LR6-60HPB-315M | Solar Panels |  | 0.315 | 10 | 18 | 20 |  | Fixed | Roof
NJSTRE1546272794 |  | Transition Incentive Program | Millville | 8332 | 20 | 17.64 | Residential | Yes | Behind the Meter | Net-metered residential rooftop and canopy |  | None | Suntuity Solar LLC | AC Electric | Accepted | 2020-11-26 | 2020-12-01 | 2021-12-01 | Longi | LR6-60HPB-315M | Solar Panels |  | 0.315 | 22 | 198 | 20 |  | Fixed | Roof
NJSTRE1546272794 |  | Transition Incentive Program | Millville | 8332 | 20 | 17.64 | Residential | Yes | Behind the Meter | Net-metered residential rooftop and canopy |  | None | Suntuity Solar LLC | AC Electric | Accepted | 2020-11-26 | 2020-12-01 | 2021-12-01 | Longi | LR6-60HPB-315M | Solar Panels |  | 0.315 | 20 | 198 | 20 |  | Fixed | Roof
NJSTRE1546272795 |  | Transition Incentive Program | Toms River | 8757 | 18 | 6.3 | Residential | Yes | Behind the Meter | Net-metered residential rooftop and canopy |  | None | Suntuity Solar LLC | JCP&L | Accepted | 2020-11-26 | 2020-12-02 | 2021-12-02 | Enphase Energy | IQ7-60-2-US | Inverters | 240 |  | 18 |  |  | 0.97 |  | Outdoor | Behind the PV Modules
NJSTRE1546272795 |  | Transition Incentive Program | Toms River | 8757 | 18 | 6.3 | Residential | Yes | Behind the Meter | Net-metered residential rooftop and canopy |  | None | Suntuity Solar LLC | JCP&L | Accepted | 2020-11-26 | 2020-12-02 | 2021-12-02 | Longi | LR4-60HPB-350M | Solar Panels |  | 0.35 | 18 | 164 | 20 |  | Fixed | Roof
NJSTRE1546272796 |  | Transition Incentive Program | Bellmawr | 8031 | 14 | 7.35 | Residential | Yes | Behind the Meter | Net-metered residential rooftop and canopy |  | None | Suntuity Solar LLC | PSE&G | Accepted | 2020-11-26 | 2020-12-01 | 2021-12-01 | Enphase Energy | IQ7-60-2-US | Inverters | 240 |  | 21 |  |  | 0.97 |  | Outdoor | Behind the PV Modules
NJSTRE1546272796 |  | Transition Incentive Program | Bellmawr | 8031 | 14 | 7.35 | Residential | Yes | Behind the Meter | Net-metered residential rooftop and canopy |  | None | Suntuity Solar LLC | PSE&G | Accepted | 2020-11-26 | 2020-12-01 | 2021-12-01 | Longi | LR4-60HPB-350M | Solar Panels |  | 0.35 | 18 | 50 | 28 |  | Fixed | Roof
NJSTRE1546272796 |  | Transition Incentive Program | Bellmawr | 8031 | 14 | 7.35 | Residential | Yes | Behind the Meter | Net-metered residential rooftop and canopy |  | None | Suntuity Solar LLC | PSE&G | Accepted | 2020-11-26 | 2020-12-01 | 2021-12-01 | Longi | LR4-60HPB-350M | Solar Panels |  | 0.35 | 3 | 230 | 28 |  | Fixed | Roof
NJSTRE1546272800 |  | Transition Incentive Program | Neptune | 7753 | 17 | 8.13 | Residential | No | Behind the Meter | Net-metered residential rooftop and canopy |  | None | Powerlutions | JCP&L | Accepted | 2020-11-26 | 2020-12-01 | 2021-12-01 | SolarEdge | SE6000H-US | Inverters | 6 |  | 1 |  |  | 0.99 |  | Outdoor | near meter
NJSTRE1546272800 |  | Transition Incentive Program | Neptune | 7753 | 17 | 8.13 | Residential | No | Behind the Meter | Net-metered residential rooftop and canopy |  | None | Powerlutions | JCP&L | Accepted | 2020-11-26 | 2020-12-01 | 2021-12-01 | Trina | TSM-325 DD06M.05 | Solar Panels |  | 0.325 | 25 | 150 | 38 |  | Fixed | Roof
NJSTRE1546272817 |  | Transition Incentive Program | Lakewood | 8701 | 18 | 8.13 | Residential | No | Behind the Meter | Net-metered residential rooftop and canopy |  | None | Powerlutions | JCP&L | Accepted | 2020-11-26 | 2020-12-01 | 2021-12-01 | SolarEdge | SE7600H-US | Inverters | 7.6 |  | 1 |  |  | 0.99 |  | Outdoor | near meter
NJSTRE1546272817 |  | Transition Incentive Program | Lakewood | 8701 | 18 | 8.13 | Residential | No | Behind the Meter | Net-metered residential rooftop and canopy |  | None | Powerlutions | JCP&L | Accepted | 2020-11-26 | 2020-12-01 | 2021-12-01 | Trina | TSM-325 DD06M.05 | Solar Panels |  | 0.325 | 19 | 187 | 31 |  | Fixed | Roof
NJSTRE1546272817 |  | Transition Incentive Program | Lakewood | 8701 | 18 | 8.13 | Residential | No | Behind the Meter | Net-metered residential rooftop and canopy |  | None | Powerlutions | JCP&L | Accepted | 2020-11-26 | 2020-12-01 | 2021-12-01 | Trina | TSM-325 DD06M.05 | Solar Panels |  | 0.325 | 6 | 187 | 33 |  | Fixed | Roof
NJSTRE1546272890 |  | Transition Incentive Program | Trenton | 8611 | 12 | 8.32 | Residential | No | Behind the Meter | Net-metered residential rooftop and canopy |  | None | Kaitanna Solar, LLC | PSE&G | Accepted | 2020-11-26 | 2020-12-01 | 2021-12-01 | Enphase | Envoy | Meters |  |  | 1 |  |  |  | Yes
NJSTRE1546272890 |  | Transition Incentive Program | Trenton | 8611 | 12 | 8.32 | Residential | No | Behind the Meter | Net-metered residential rooftop and canopy |  | None | Kaitanna Solar, LLC | PSE&G | Accepted | 2020-11-26 | 2020-12-01 | 2021-12-01 | Enphase | IQ7 | Inverters | 240 |  | 26 |  |  | 0.979 |  | Outside | Under Modules
NJSTRE1546272890 |  | Transition Incentive Program | Trenton | 8611 | 12 | 8.32 | Residential | No | Behind the Meter | Net-metered residential rooftop and canopy |  | None | Kaitanna Solar, LLC | PSE&G | Accepted | 2020-11-26 | 2020-12-01 | 2021-12-01 | Canadian Solar | CS1H-320W HiDM-Black | Solar Panels |  | 0.32 | 10 | 164 | 9 |  | Fixed | Roof
NJSTRE1546272890 |  | Transition Incentive Program | Trenton | 8611 | 12 | 8.32 | Residential | No | Behind the Meter | Net-metered residential rooftop and canopy |  | None | Kaitanna Solar, LLC | PSE&G | Accepted | 2020-11-26 | 2020-12-01 | 2021-12-01 | Canadian Solar | CS1H-320W HiDM-Black | Solar Panels |  | 0.32 | 8 | 164 | 5 |  | Fixed | Roof
NJSTRE1546272890 |  | Transition Incentive Program | Trenton | 8611 | 12 | 8.32 | Residential | No | Behind the Meter | Net-metered residential rooftop and canopy |  | None | Kaitanna Solar, LLC | PSE&G | Accepted | 2020-11-26 | 2020-12-01 | 2021-12-01 | Canadian Solar | CS1H-320W HiDM-Black | Solar Panels |  | 0.32 | 8 | 340 | 9 |  | Fixed | Roof
NJSTRE1546272903 |  | Transition Incentive Program | Millville | 8332 | 20 | 3.52 | Residential | No | Behind the Meter | Net-metered residential rooftop and canopy |  | None | Kaitanna Solar, LLC | AC Electric | Accepted | 2020-11-26 | 2020-12-01 | 2021-12-01 | Enphase | Envoy | Meters |  |  | 1 |  |  |  | Yes
NJSTRE1546272903 |  | Transition Incentive Program | Millville | 8332 | 20 | 3.52 | Residential | No | Behind the Meter | Net-metered residential rooftop and canopy |  | None | Kaitanna Solar, LLC | AC Electric | Accepted | 2020-11-26 | 2020-12-01 | 2021-12-01 | Enphase | IQ7 | Inverters | 240 |  | 11 |  |  | 0.97 |  | Outside | Under Modules
NJSTRE1546272903 |  | Transition Incentive Program | Millville | 8332 | 20 | 3.52 | Residential | No | Behind the Meter | Net-metered residential rooftop and canopy |  | None | Kaitanna Solar, LLC | AC Electric | Accepted | 2020-11-26 | 2020-12-01 | 2021-12-01 | Canadian Solar | CS1K-320W HiDM-Black | Solar Panels |  | 0.32 | 2 | 100 | 34 |  | Fixed | Roof
NJSTRE1546272903 |  | Transition Incentive Program | Millville | 8332 | 20 | 3.52 | Residential | No | Behind the Meter | Net-metered residential rooftop and canopy |  | None | Kaitanna Solar, LLC | AC Electric | Accepted | 2020-11-26 | 2020-12-01 | 2021-12-01 | Canadian Solar | CS1K-320W HiDM-Black | Solar Panels |  | 0.32 | 9 | 190 | 34 |  | Fixed | Roof
NJSTRE1546273877 |  | Transition Incentive Program | Pittsgrove Township | 8318 | 16 | 8.75 | Residential | No | Behind the Meter | Net-metered residential rooftop and canopy |  | None | Suntuity Solar LLC | AC Electric | Accepted | 2020-11-27 | 2020-12-02 | 2021-12-02 | Enphase Energy | IQ7-60-2-US | Inverters | 240 |  | 25 |  |  | 0.97 |  | Outdoor | Behind the PV Modules
NJSTRE1546273877 |  | Transition Incentive Program | Pittsgrove Township | 8318 | 16 | 8.75 | Residential | No | Behind the Meter | Net-metered residential rooftop and canopy |  | None | Suntuity Solar LLC | AC Electric | Accepted | 2020-11-27 | 2020-12-02 | 2021-12-02 | Longi | LR4-60HPB-350M | Solar Panels |  | 0.35 | 25 | 174 | 20 |  | Fixed | Roof
NJSTRE1546273878 |  | Transition Incentive Program | Matawan | 7747 | 17 | 11.2 | Residential | No | Behind the Meter | Net-metered residential rooftop and canopy |  | None | Suntuity Solar LLC | JCP&L | Accepted | 2020-11-27 | 2020-12-02 | 2021-12-02 | Enphase Energy | IQ7-60-2-US | Inverters | 240 |  | 32 |  |  | 0.97 |  | Outdoor | Behind the PV Modules
NJSTRE1546273878 |  | Transition Incentive Program | Matawan | 7747 | 17 | 11.2 | Residential | No | Behind the Meter | Net-metered residential rooftop and canopy |  | None | Suntuity Solar LLC | JCP&L | Accepted | 2020-11-27 | 2020-12-02 | 2021-12-02 | Longi | LR4-60HPB-350M | Solar Panels |  | 0.35 | 9 | 110 | 22 |  | Fixed | Roof
NJSTRE1546273878 |  | Transition Incentive Program | Matawan | 7747 | 17 | 11.2 | Residential | No | Behind the Meter | Net-metered residential rooftop and canopy |  | None | Suntuity Solar LLC | JCP&L | Accepted | 2020-11-27 | 2020-12-02 | 2021-12-02 | Longi | LR4-60HPB-350M | Solar Panels |  | 0.35 | 23 | 200 | 22 |  | Fixed | Roof
NJSTRE1546273880 |  | Transition Incentive Program | Brooklawn | 8030 | 14 | 7.7 | Residential | No | Behind the Meter | Net-metered residential rooftop and canopy |  | None | Suntuity Solar LLC | PSE&G | Accepted | 2020-11-27 | 2020-12-03 | 2021-12-03 | Enphase Energy | IQ7-60-2-US | Inverters | 240 |  | 22 |  |  | 0.97 |  | Outdoor | Behind the PV Modules
NJSTRE1546273880 |  | Transition Incentive Program | Brooklawn | 8030 | 14 | 7.7 | Residential | No | Behind the Meter | Net-metered residential rooftop and canopy |  | None | Suntuity Solar LLC | PSE&G | Accepted | 2020-11-27 | 2020-12-03 | 2021-12-03 | Longi | LR4-60HPB-350M | Solar Panels |  | 0.35 | 12 | 294 | 24 |  | Fixed | Roof
NJSTRE1546273880 |  | Transition Incentive Program | Brooklawn | 8030 | 14 | 7.7 | Residential | No | Behind the Meter | Net-metered residential rooftop and canopy |  | None | Suntuity Solar LLC | PSE&G | Accepted | 2020-11-27 | 2020-12-03 | 2021-12-03 | Longi | LR4-60HPB-350M | Solar Panels |  | 0.35 | 10 | 114 | 27 |  | Fixed | Roof
NJSTRE1546273881 |  | Transition Incentive Program | Little Egg Harbor | 8087 | 18 | 12.25 | Residential | No | Behind the Meter | Net-metered residential rooftop and canopy |  | None | Suntuity Solar LLC | AC Electric | Accepted | 2020-11-27 | 2020-12-01 | 2021-12-01 | Enphase Energy | IQ7-60-2-US | Inverters | 240 |  | 35 |  |  | 0.97 |  | Outdoor | Behind the PV Modules
NJSTRE1546273881 |  | Transition Incentive Program | Little Egg Harbor | 8087 | 18 | 12.25 | Residential | No | Behind the Meter | Net-metered residential rooftop and canopy |  | None | Suntuity Solar LLC | AC Electric | Accepted | 2020-11-27 | 2020-12-01 | 2021-12-01 | Longi | LR4-60HPB-350M | Solar Panels |  | 0.35 | 11 | 114 | 22 |  | Fixed | Roof
NJSTRE1546273881 |  | Transition Incentive Program | Little Egg Harbor | 8087 | 18 | 12.25 | Residential | No | Behind the Meter | Net-metered residential rooftop and canopy |  | None | Suntuity Solar LLC | AC Electric | Accepted | 2020-11-27 | 2020-12-01 | 2021-12-01 | Longi | LR4-60HPB-350M | Solar Panels |  | 0.35 | 15 | 205 | 22 |  | Fixed | Roof
NJSTRE1546273881 |  | Transition Incentive Program | Little Egg Harbor | 8087 | 18 | 12.25 | Residential | No | Behind the Meter | Net-metered residential rooftop and canopy |  | None | Suntuity Solar LLC | AC Electric | Accepted | 2020-11-27 | 2020-12-01 | 2021-12-01 | Longi | LR4-60HPB-350M | Solar Panels |  | 0.35 | 9 | 114 | 29 |  | Fixed | Roof
NJSTRE1546273882 |  | Transition Incentive Program | Pittsgrove Township | 8318 | 16 | 1.4 | Residential | No | Behind the Meter | Net-metered residential rooftop and canopy |  | None | Suntuity Solar LLC | AC Electric | Accepted | 2020-11-27 | 2020-12-02 | 2021-12-02 | Enphase Energy | IQ7-60-2-US | Inverters | 240 |  | 4 |  |  | 0.97 |  | Outdoor | Behind the PV Modules
NJSTRE1546273882 |  | Transition Incentive Program | Pittsgrove Township | 8318 | 16 | 1.4 | Residential | No | Behind the Meter | Net-metered residential rooftop and canopy |  | None | Suntuity Solar LLC | AC Electric | Accepted | 2020-11-27 | 2020-12-02 | 2021-12-02 | Longi | LR4-60HPB-350M | Solar Panels |  | 0.35 | 4 | 174 | 20 |  | Fixed | Roof
NJSTRE1546273883 |  | Transition Incentive Program | Wayne | 7470 | 6 | 11.9 | Residential | Yes | Behind the Meter | Net-metered residential rooftop and canopy |  | None | Suntuity Solar LLC | PSE&G | Accepted | 2020-11-27 | 2020-12-01 | 2021-12-01 | Enphase Energy | IQ7-60-2-US | Inverters | 240 |  | 34 |  |  | 0.97 |  | Outdoor | Behind the PV Modules
NJSTRE1546273883 |  | Transition Incentive Program | Wayne | 7470 | 6 | 11.9 | Residential | Yes | Behind the Meter | Net-metered residential rooftop and canopy |  | None | Suntuity Solar LLC | PSE&G | Accepted | 2020-11-27 | 2020-12-01 | 2021-12-01 | Longi | LR4-60HPB-350M | Solar Panels |  | 0.35 | 4 | 80 | 22 |  | Fixed | Roof
NJSTRE1546273883 |  | Transition Incentive Program | Wayne | 7470 | 6 | 11.9 | Residential | Yes | Behind the Meter | Net-metered residential rooftop and canopy |  | None | Suntuity Solar LLC | PSE&G | Accepted | 2020-11-27 | 2020-12-01 | 2021-12-01 | Longi | LR4-60HPB-350M | Solar Panels |  | 0.35 | 13 | 260 | 22 |  | Fixed | Roof
NJSTRE1546273883 |  | Transition Incentive Program | Wayne | 7470 | 6 | 11.9 | Residential | Yes | Behind the Meter | Net-metered residential rooftop and canopy |  | None | Suntuity Solar LLC | PSE&G | Accepted | 2020-11-27 | 2020-12-01 | 2021-12-01 | Longi | LR4-60HPB-350M | Solar Panels |  | 0.35 | 7 | 259 | 22 |  | Fixed | Roof
NJSTRE1546273883 |  | Transition Incentive Program | Wayne | 7470 | 6 | 11.9 | Residential | Yes | Behind the Meter | Net-metered residential rooftop and canopy |  | None | Suntuity Solar LLC | PSE&G | Accepted | 2020-11-27 | 2020-12-01 | 2021-12-01 | Longi | LR4-60HPB-350M | Solar Panels |  | 0.35 | 2 | 349 | 24 |  | Fixed | Roof
NJSTRE1546273883 |  | Transition Incentive Program | Wayne | 7470 | 6 | 11.9 | Residential | Yes | Behind the Meter | Net-metered residential rooftop and canopy |  | None | Suntuity Solar LLC | PSE&G | Accepted | 2020-11-27 | 2020-12-01 | 2021-12-01 | Longi | LR4-60HPB-350M | Solar Panels |  | 0.35 | 6 | 79 | 22 |  | Fixed | Roof
NJSTRE1546273883 |  | Transition Incentive Program | Wayne | 7470 | 6 | 11.9 | Residential | Yes | Behind the Meter | Net-metered residential rooftop and canopy |  | None | Suntuity Solar LLC | PSE&G | Accepted | 2020-11-27 | 2020-12-01 | 2021-12-01 | Longi | LR4-60HPB-350M | Solar Panels |  | 0.35 | 2 | 350 | 21 |  | Fixed | Roof
NJSTRE1546273884 |  | Transition Incentive Program | Mullica Hill | 8062 | 15 | 8.4 | Residential | Yes | Behind the Meter | Net-metered residential rooftop and canopy |  | None | Suntuity Solar LLC | AC Electric | Accepted | 2020-11-27 | 2020-12-02 | 2021-12-02 | Enphase Energy | IQ7-60-2-US | Inverters | 240 |  | 24 |  |  | 0.97 |  | Outdoor | Behind the PV Modules
NJSTRE1546273884 |  | Transition Incentive Program | Mullica Hill | 8062 | 15 | 8.4 | Residential | Yes | Behind the Meter | Net-metered residential rooftop and canopy |  | None | Suntuity Solar LLC | AC Electric | Accepted | 2020-11-27 | 2020-12-02 | 2021-12-02 | Longi | LR4-60HPB-350M | Solar Panels |  | 0.35 | 24 | 213 | 33 |  | Fixed | Roof
NJSTRE1546273885 |  | Transition Incentive Program | North Bergen | 7047 | 8 | 7.35 | Residential | No | Behind the Meter | Net-metered residential rooftop and canopy |  | None | Suntuity Solar LLC | PSE&G | Accepted | 2020-11-27 | 2020-12-02 | 2021-12-02 | Enphase Energy | IQ7-60-2-US | Inverters | 240 |  | 21 |  |  | 0.97 |  | Outdoor | Behind the PV Modules
NJSTRE1546273885 |  | Transition Incentive Program | North Bergen | 7047 | 8 | 7.35 | Residential | No | Behind the Meter | Net-metered residential rooftop and canopy |  | None | Suntuity Solar LLC | PSE&G | Accepted | 2020-11-27 | 2020-12-02 | 2021-12-02 | Longi | LR4-60HPB-350M | Solar Panels |  | 0.35 | 3 | 32 | 19 |  | Fixed | Roof
NJSTRE1546273885 |  | Transition Incentive Program | North Bergen | 7047 | 8 | 7.35 | Residential | No | Behind the Meter | Net-metered residential rooftop and canopy |  | None | Suntuity Solar LLC | PSE&G | Accepted | 2020-11-27 | 2020-12-02 | 2021-12-02 | Longi | LR4-60HPB-350M | Solar Panels |  | 0.35 | 18 | 212 | 19 |  | Fixed | Roof
NJSTRE1546273886 |  | Transition Incentive Program | Williamstown | 8094 | 15 | 6.12 | Residential | No | Behind the Meter | Net-metered residential rooftop and canopy |  | None | Vision Solar LLC | AC Electric | Accepted | 2020-11-27 | 2020-12-01 | 2021-12-01 | ENPHASE | IQ7-60-2-US | Inverters | 0.24 |  | 18 |  |  | 0.96 |  | Other | BEHIND EACH PANEL
NJSTRE1546273886 |  | Transition Incentive Program | Williamstown | 8094 | 15 | 6.12 | Residential | No | Behind the Meter | Net-metered residential rooftop and canopy |  | None | Vision Solar LLC | AC Electric | Accepted | 2020-11-27 | 2020-12-01 | 2021-12-01 | HANWHA Q-CELLS | Q.PEAK DUO BLK-G6+ 340 | Solar Panels |  | 0.34 | 2 | 120 | 42 |  | Fixed | Roof
NJSTRE1546273886 |  | Transition Incentive Program | Williamstown | 8094 | 15 | 6.12 | Residential | No | Behind the Meter | Net-metered residential rooftop and canopy |  | None | Vision Solar LLC | AC Electric | Accepted | 2020-11-27 | 2020-12-01 | 2021-12-01 | HANWHA Q-CELLS | Q.PEAK DUO BLK-G6+ 340 | Solar Panels |  | 0.34 | 8 | 120 | 42 |  | Fixed | Roof
NJSTRE1546273886 |  | Transition Incentive Program | Williamstown | 8094 | 15 | 6.12 | Residential | No | Behind the Meter | Net-metered residential rooftop and canopy |  | None | Vision Solar LLC | AC Electric | Accepted | 2020-11-27 | 2020-12-01 | 2021-12-01 | 122 | 20 | Solar Panels |  | 0.34 | 4 | 122 | 20 |  | Fixed | Roof
NJSTRE1546273886 |  | Transition Incentive Program | Williamstown | 8094 | 15 | 6.12 | Residential | No | Behind the Meter | Net-metered residential rooftop and canopy |  | None | Vision Solar LLC | AC Electric | Accepted | 2020-11-27 | 2020-12-01 | 2021-12-01 | HANWHA Q-CELLS | Q.PEAK DUO BLK-G6+ 340 | Solar Panels |  | 0.34 | 4 | 302 | 20 |  | Fixed | Roof
NJSTRE1546273887 |  | Transition Incentive Program | Willingboro | 8046 | 13 | 12.73 | Residential | Yes | Behind the Meter | Net-metered residential rooftop and canopy |  | None | Vision Solar LLC | PSE&G | Accepted | 2020-11-27 | 2020-12-01 | 2021-12-01 | ENPHASE | IQ7-60-2-US | Inverters | 0.24 |  | 38 |  |  | 0.96 |  | Other | BEHIND EACH PANEL
NJSTRE1546273887 |  | Transition Incentive Program | Willingboro | 8046 | 13 | 12.73 | Residential | Yes | Behind the Meter | Net-metered residential rooftop and canopy |  | None | Vision Solar LLC | PSE&G | Accepted | 2020-11-27 | 2020-12-01 | 2021-12-01 | HANWHA Q-CELLS | Q.PEAK DUO BLK-G6+ 335 | Solar Panels |  | 0.335 | 4 | 327 | 14 |  | Fixed | Roof
NJSTRE1546273887 |  | Transition Incentive Program | Willingboro | 8046 | 13 | 12.73 | Residential | Yes | Behind the Meter | Net-metered residential rooftop and canopy |  | None | Vision Solar LLC | PSE&G | Accepted | 2020-11-27 | 2020-12-01 | 2021-12-01 | HANWHA Q-CELLS | Q.PEAK DUO BLK-G6+ 335 | Solar Panels |  | 0.335 | 14 | 327 | 27 |  | Fixed | Roof
NJSTRE1546273887 |  | Transition Incentive Program | Willingboro | 8046 | 13 | 12.73 | Residential | Yes | Behind the Meter | Net-metered residential rooftop and canopy |  | None | Vision Solar LLC | PSE&G | Accepted | 2020-11-27 | 2020-12-01 | 2021-12-01 | HANWHA Q-CELLS | Q.PEAK DUO BLK-G6+ 335 | Solar Panels |  | 0.335 | 4 | 147 | 20 |  | Fixed | Roof
NJSTRE1546273887 |  | Transition Incentive Program | Willingboro | 8046 | 13 | 12.73 | Residential | Yes | Behind the Meter | Net-metered residential rooftop and canopy |  | None | Vision Solar LLC | PSE&G | Accepted | 2020-11-27 | 2020-12-01 | 2021-12-01 | HANWHA Q-CELLS | Q.PEAK DUO BLK-G6+ 335 | Solar Panels |  | 0.335 | 16 | 147 | 26 |  | Fixed | Roof
NJSTRE1546273893 |  | Transition Incentive Program | Hamilton Square | 8690 | 12 | 6.72 | Residential | Yes | Behind the Meter | Net-metered residential rooftop and canopy |  | None | Solar Mite Solutions | PSE&G | Accepted | 2020-11-27 | 2020-12-01 | 2021-12-01 | Enphase | IQ7-60-2 | Inverters | 0.24 |  | 21 |  |  | 0.98 |  | Outdoor | Under Solar modules
NJSTRE1546273893 |  | Transition Incentive Program | Hamilton Square | 8690 | 12 | 6.72 | Residential | Yes | Behind the Meter | Net-metered residential rooftop and canopy |  | None | Solar Mite Solutions | PSE&G | Accepted | 2020-11-27 | 2020-12-01 | 2021-12-01 | Hanwha | Q.PEAK DUO BLK-G5 | Solar Panels |  | 0.32 | 21 | 130 | 24 |  | Fixed | Roof | array 1 & 2
NJSTRE1546273898 |  | Transition Incentive Program | West Creek | 8092 | 18 | 11.52 | Residential | Yes | Behind the Meter | Net-metered residential rooftop and canopy |  | None | Solar Mite Solutions | AC Electric | Accepted | 2020-11-27 | 2020-12-01 | 2021-12-01 | Enphase | IQ7-60-2-US | Inverters | 0.24 |  | 36 |  |  | 0.98 |  | Outdoor | Under solar modules
NJSTRE1546273898 |  | Transition Incentive Program | West Creek | 8092 | 18 | 11.52 | Residential | Yes | Behind the Meter | Net-metered residential rooftop and canopy |  | None | Solar Mite Solutions | AC Electric | Accepted | 2020-11-27 | 2020-12-01 | 2021-12-01 | Hanwha | Q.PEAK DUO BLK-G5 | Solar Panels |  | 0.32 | 18 | 104 | 24 |  | Fixed | Roof | array 1 & 2
NJSTRE1546273898 |  | Transition Incentive Program | West Creek | 8092 | 18 | 11.52 | Residential | Yes | Behind the Meter | Net-metered residential rooftop and canopy |  | None | Solar Mite Solutions | AC Electric | Accepted | 2020-11-27 | 2020-12-01 | 2021-12-01 | Hanwha | Q.PEAK DUO BLK-G5 | Solar Panels |  | 0.32 | 18 | 284 | 24 |  | Fixed | Roof | array 3, 4, 5
NJSTRE1546273899 |  | Transition Incentive Program | Lakewood | 8701 | 18 | 9.43 | Residential | No | Behind the Meter | Net-metered residential rooftop and canopy |  | None | Powerlutions | JCP&L | Accepted | 2020-11-27 | 2020-12-03 | 2021-12-03 | SolarEdge | SE7600H-US | Inverters | 7.6 |  | 1 |  |  | 0.99 |  | Outdoor | near meter
NJSTRE1546273899 |  | Transition Incentive Program | Lakewood | 8701 | 18 | 9.43 | Residential | No | Behind the Meter | Net-metered residential rooftop and canopy |  | None | Powerlutions | JCP&L | Accepted | 2020-11-27 | 2020-12-03 | 2021-12-03 | Trina | TSM-325 DD06M.05 | Solar Panels |  | 0.325 | 10 | 117 | 29 |  | Fixed | Roof
NJSTRE1546273899 |  | Transition Incentive Program | Lakewood | 8701 | 18 | 9.43 | Residential | No | Behind the Meter | Net-metered residential rooftop and canopy |  | None | Powerlutions | JCP&L | Accepted | 2020-11-27 | 2020-12-03 | 2021-12-03 | Trina | TSM-325 DD06M.05 | Solar Panels |  | 0.325 | 19 | 117 | 29 |  | Fixed | Roof
NJSTRE1546273906 |  | Transition Incentive Program | Delanco | 8075 | 13 | 11.84 | Residential | No | Behind the Meter | Net-metered residential rooftop and canopy |  | None | Vivint Solar Developer, LLC | PSE&G | Accepted | 2020-11-30 | 2020-12-01 | 2021-12-01 | Solar Edge | SE10000H-US | Inverters | 10000 |  | 1 |  |  | 0.992 |  | Outdoor | Near the Utility Meter
NJSTRE1546273906 |  | Transition Incentive Program | Delanco | 8075 | 13 | 11.84 | Residential | No | Behind the Meter | Net-metered residential rooftop and canopy |  | None | Vivint Solar Developer, LLC | PSE&G | Accepted | 2020-11-30 | 2020-12-01 | 2021-12-01 | JINKO SOLAR | JKM320M-60HBL | Solar Panels |  | 0.32 | 2 | 68 | 34 |  | Fixed | Roof
NJSTRE1546273906 |  | Transition Incentive Program | Delanco | 8075 | 13 | 11.84 | Residential | No | Behind the Meter | Net-metered residential rooftop and canopy |  | None | Vivint Solar Developer, LLC | PSE&G | Accepted | 2020-11-30 | 2020-12-01 | 2021-12-01 | JINKO SOLAR | JKM320M-60HBL | Solar Panels |  | 0.32 | 12 | 158 | 34 |  | Fixed | Roof
NJSTRE1546273906 |  | Transition Incentive Program | Delanco | 8075 | 13 | 11.84 | Residential | No | Behind the Meter | Net-metered residential rooftop and canopy |  | None | Vivint Solar Developer, LLC | PSE&G | Accepted | 2020-11-30 | 2020-12-01 | 2021-12-01 | JINKO SOLAR | JKM320M-60HBL | Solar Panels |  | 0.32 | 5 | 248 | 34 |  | Fixed | Roof
NJSTRE1546273906 |  | Transition Incentive Program | Delanco | 8075 | 13 | 11.84 | Residential | No | Behind the Meter | Net-metered residential rooftop and canopy |  | None | Vivint Solar Developer, LLC | PSE&G | Accepted | 2020-11-30 | 2020-12-01 | 2021-12-01 | JINKO SOLAR | JKM320M-60HBL | Solar Panels |  | 0.32 | 12 | 158 | 34 |  | Fixed | Roof
NJSTRE1546273906 |  | Transition Incentive Program | Delanco | 8075 | 13 | 11.84 | Residential | No | Behind the Meter | Net-metered residential rooftop and canopy |  | None | Vivint Solar Developer, LLC | PSE&G | Accepted | 2020-11-30 | 2020-12-01 | 2021-12-01 | JINKO SOLAR | JKM320M-60HBL | Solar Panels |  | 0.32 | 2 | 338 | 34 |  | Fixed | Roof
NJSTRE1546273906 |  | Transition Incentive Program | Delanco | 8075 | 13 | 11.84 | Residential | No | Behind the Meter | Net-metered residential rooftop and canopy |  | None | Vivint Solar Developer, LLC | PSE&G | Accepted | 2020-11-30 | 2020-12-01 | 2021-12-01 | JINKO SOLAR | JKM320M-60HBL | Solar Panels |  | 0.32 | 2 | 68 | 34 |  | Fixed | Roof
NJSTRE1546273906 |  | Transition Incentive Program | Delanco | 8075 | 13 | 11.84 | Residential | No | Behind the Meter | Net-metered residential rooftop and canopy |  | None | Vivint Solar Developer, LLC | PSE&G | Accepted | 2020-11-30 | 2020-12-01 | 2021-12-01 | JINKO SOLAR | JKM320M-60HBL | Solar Panels |  | 0.32 | 2 | 248 | 34 |  | Fixed | Roof
NJSTRE1546273919 |  | Transition Incentive Program | Toms River | 8757 | 18 | 4.48 | Residential | No | Behind the Meter | Net-metered residential rooftop and canopy |  | None | Vivint Solar Developer, LLC | JCP&L | Accepted | 2020-11-30 | 2020-12-01 | 2021-12-01 | Solar Edge | SE3800H-US | Inverters | 3800 |  | 1 |  |  | 0.992 |  | Outdoor | Near the Utility Meter
NJSTRE1546273919 |  | Transition Incentive Program | Toms River | 8757 | 18 | 4.48 | Residential | No | Behind the Meter | Net-metered residential rooftop and canopy |  | None | Vivint Solar Developer, LLC | JCP&L | Accepted | 2020-11-30 | 2020-12-01 | 2021-12-01 | JINKO SOLAR | JKM320M-60HBL | Solar Panels |  | 0.32 | 14 | 167 | 20 |  | Fixed | Roof
NJSTRE1546273954 |  | Transition Incentive Program | Woodstown | 8098 | 16 | 8.04 | Residential | Yes | Behind the Meter | Net-metered residential rooftop and canopy |  | None | Vision Solar LLC | AC Electric | Accepted | 2020-11-27 | 2020-12-01 | 2021-12-01 | ENPHASE | IQ7-60-2-US | Inverters | 0.24 |  | 24 |  |  | 0.96 |  | Other | BEHIND EACH PANEL
NJSTRE1546273954 |  | Transition Incentive Program | Woodstown | 8098 | 16 | 8.04 | Residential | Yes | Behind the Meter | Net-metered residential rooftop and canopy |  | None | Vision Solar LLC | AC Electric | Accepted | 2020-11-27 | 2020-12-01 | 2021-12-01 | HANWHA Q-CELLS | Q.PEAK DUO BLK-G6+ 335 | Solar Panels |  | 0.335 | 24 | 100 | 26 |  | Fixed | Roof
NJSTRE1546273958 |  | Transition Incentive Program | Haddonfield Boro | 8033 | 14 | 6.93 | Residential | No | Behind the Meter | Net-metered residential rooftop and canopy |  | None | Green Power Energy | PSE&G | Accepted | 2020-11-27 | 2020-12-01 | 2021-12-01 | Enphase Energy | IQ7PLUS-72-2-US (240V) | Inverters | 290 |  | 21 |  |  | 0.975 |  | Outside | next to meter
NJSTRE1546273958 |  | Transition Incentive Program | Haddonfield Boro | 8033 | 14 | 6.93 | Residential | No | Behind the Meter | Net-metered residential rooftop and canopy |  | None | Green Power Energy | PSE&G | Accepted | 2020-11-27 | 2020-12-01 | 2021-12-01 | LG Electronics | LG330N1C-A5 | Solar Panels |  | 0.33 | 5 | 120 | 35 |  | Fixed | Roof
NJSTRE1546273958 |  | Transition Incentive Program | Haddonfield Boro | 8033 | 14 | 6.93 | Residential | No | Behind the Meter | Net-metered residential rooftop and canopy |  | None | Green Power Energy | PSE&G | Accepted | 2020-11-27 | 2020-12-01 | 2021-12-01 | LG Electronics | LG330N1C-A5 | Solar Panels |  | 0.33 | 16 | 302 | 35 |  | Fixed | Roof
NJSTRE1546273982 |  | Transition Incentive Program | Burlington | 8016 | 13 | 11.52 | Residential | No | Behind the Meter | Net-metered residential rooftop and canopy |  | None | Vivint Solar Developer, LLC | PSE&G | Accepted | 2020-12-04 | 2020-12-07 | 2021-12-07 | Solar Edge | SE7600H-US | Inverters | 7600 |  | 1 |  |  | 0.992 |  | Outdoor | Near the Utility Meter
NJSTRE1546273982 |  | Transition Incentive Program | Burlington | 8016 | 13 | 11.52 | Residential | No | Behind the Meter | Net-metered residential rooftop and canopy |  | None | Vivint Solar Developer, LLC | PSE&G | Accepted | 2020-12-04 | 2020-12-07 | 2021-12-07 | JINKO SOLAR | JKM320M-60HBL | Solar Panels |  | 0.32 | 21 | 213 | 27 |  | Fixed | Roof
NJSTRE1546273982 |  | Transition Incentive Program | Burlington | 8016 | 13 | 11.52 | Residential | No | Behind the Meter | Net-metered residential rooftop and canopy |  | None | Vivint Solar Developer, LLC | PSE&G | Accepted | 2020-12-04 | 2020-12-07 | 2021-12-07 | JINKO SOLAR | JKM320M-60HBL | Solar Panels |  | 0.32 | 15 | 213 | 25 |  | Fixed | Roof
NJSTRE1546273992 |  | Transition Incentive Program | Egg Harbor TWP | 8234 | 19 | 6.08 | Residential | Yes | Behind the Meter | Net-metered residential rooftop and canopy |  | None | Vivint Solar Developer, LLC | AC Electric | Accepted | 2020-11-30 | 2020-12-01 | 2021-12-01 | Solar Edge | SE7600H-US | Inverters | 7600 |  | 1 |  |  | 0.992 |  | Outdoor | Near the Utility Meter
NJSTRE1546273992 |  | Transition Incentive Program | Egg Harbor TWP | 8234 | 19 | 6.08 | Residential | Yes | Behind the Meter | Net-metered residential rooftop and canopy |  | None | Vivint Solar Developer, LLC | AC Electric | Accepted | 2020-11-30 | 2020-12-01 | 2021-12-01 | JINKO SOLAR | JKM320M-60HBL | Solar Panels |  | 0.32 | 11 | 108 | 45 |  | Fixed | Roof
NJSTRE1546273992 |  | Transition Incentive Program | Egg Harbor TWP | 8234 | 19 | 6.08 | Residential | Yes | Behind the Meter | Net-metered residential rooftop and canopy |  | None | Vivint Solar Developer, LLC | AC Electric | Accepted | 2020-11-30 | 2020-12-01 | 2021-12-01 | JINKO SOLAR | JKM320M-60HBL | Solar Panels |  | 0.32 | 8 | 288 | 45 |  | Fixed | Roof
NJSTRE1546274018 |  | Transition Incentive Program | Whippany | 7981 | 3 | 5.12 | Residential | Yes | Behind the Meter | Net-metered residential rooftop and canopy |  | None | Vivint Solar Developer, LLC | JCP&L | Accepted | 2020-11-30 | 2020-12-01 | 2021-12-01 | Solar Edge | SE3800H-US | Inverters | 3800 |  | 1 |  |  | 0.992 |  | Outdoor | Near the Utility Meter
NJSTRE1546274018 |  | Transition Incentive Program | Whippany | 7981 | 3 | 5.12 | Residential | Yes | Behind the Meter | Net-metered residential rooftop and canopy |  | None | Vivint Solar Developer, LLC | JCP&L | Accepted | 2020-11-30 | 2020-12-01 | 2021-12-01 | JINKO SOLAR | JKM320M-60HBL | Solar Panels |  | 0.32 | 16 | 88 | 28 |  | Fixed | Roof
NJSTRE1546274034 |  | Transition Incentive Program | Mullica Hill, | 8062 | 15 | 13 | Residential | No | Behind the Meter | Net-metered residential rooftop and canopy |  | None | Solar States LLC | AC Electric | Accepted | 2020-11-27 | 2020-12-22 | 2021-12-22 | Enphase | Envoy | Meters |  |  | 1 |  |  |  | Yes | Outdoor
NJSTRE1546274034 |  | Transition Incentive Program | Mullica Hill, | 8062 | 15 | 13 | Residential | No | Behind the Meter | Net-metered residential rooftop and canopy |  | None | Solar States LLC | AC Electric | Accepted | 2020-11-27 | 2020-12-22 | 2021-12-22 | ENPHASE | IQ7-60-2-US | Inverters | 0.24 |  | 40 |  |  | 0.98 |  | Outside | ROOF
NJSTRE1546274034 |  | Transition Incentive Program | Mullica Hill, | 8062 | 15 | 13 | Residential | No | Behind the Meter | Net-metered residential rooftop and canopy |  | None | Solar States LLC | AC Electric | Accepted | 2020-11-27 | 2020-12-22 | 2021-12-22 | Hanwha | Q.PEAK DUO-G5 325 | Solar Panels |  | 0.325 | 31 | 136 | 36 |  | Fixed | Roof
NJSTRE1546274034 |  | Transition Incentive Program | Mullica Hill, | 8062 | 15 | 13 | Residential | No | Behind the Meter | Net-metered residential rooftop and canopy |  | None | Solar States LLC | AC Electric | Accepted | 2020-11-27 | 2020-12-22 | 2021-12-22 | Hanwha | Q.PEAK DUO-G5 325 | Solar Panels |  | 0.325 | 9 | 136 | 36 |  | Fixed | Roof
NJSTRE1546274049 |  | Transition Incentive Program | Egg Harbor TWP | 8234 | 19 | 11.38 | Residential | Yes | Behind the Meter | Net-metered residential rooftop and canopy |  | None | Vivint Solar Developer, LLC | AC Electric | Accepted | 2020-11-30 | 2020-12-01 | 2021-12-01 | Solar Edge | SE7600H-US | Inverters | 7600 |  | 1 |  |  | 0.992 |  | Outdoor | Near the Utility Meter
NJSTRE1546274049 |  | Transition Incentive Program | Egg Harbor TWP | 8234 | 19 | 11.38 | Residential | Yes | Behind the Meter | Net-metered residential rooftop and canopy |  | None | Vivint Solar Developer, LLC | AC Electric | Accepted | 2020-11-30 | 2020-12-01 | 2021-12-01 | JINKO SOLAR | JKM325M-60HBL | Solar Panels |  | 0.325 | 19 | 299 | 26 |  | Fixed | Roof
NJSTRE1546274049 |  | Transition Incentive Program | Egg Harbor TWP | 8234 | 19 | 11.38 | Residential | Yes | Behind the Meter | Net-metered residential rooftop and canopy |  | None | Vivint Solar Developer, LLC | AC Electric | Accepted | 2020-11-30 | 2020-12-01 | 2021-12-01 | JINKO SOLAR | JKM325M-60HBL | Solar Panels |  | 0.325 | 16 | 119 | 26 |  | Fixed | Roof
NJSTRE1546274064 |  | Transition Incentive Program | Toms River | 8755 | 18 | 5.44 | Residential | Yes | Behind the Meter | Net-metered residential rooftop and canopy |  | None | Vivint Solar Developer, LLC | JCP&L | Accepted | 2020-12-01 | 2020-12-01 | 2021-12-01 | Solar Edge | SE3800H-US | Inverters | 3800 |  | 1 |  |  | 0.992 |  | Outdoor | Near the Utility Meter
NJSTRE1546274064 |  | Transition Incentive Program | Toms River | 8755 | 18 | 5.44 | Residential | Yes | Behind the Meter | Net-metered residential rooftop and canopy |  | None | Vivint Solar Developer, LLC | JCP&L | Accepted | 2020-12-01 | 2020-12-01 | 2021-12-01 | JINKO SOLAR | JKM320M-60HBL | Solar Panels |  | 0.32 | 6 | 306 | 21 |  | Fixed | Roof
NJSTRE1546274064 |  | Transition Incentive Program | Toms River | 8755 | 18 | 5.44 | Residential | Yes | Behind the Meter | Net-metered residential rooftop and canopy |  | None | Vivint Solar Developer, LLC | JCP&L | Accepted | 2020-12-01 | 2020-12-01 | 2021-12-01 | JINKO SOLAR | JKM320M-60HBL | Solar Panels |  | 0.32 | 2 | 36 | 21 |  | Fixed | Roof
NJSTRE1546274064 |  | Transition Incentive Program | Toms River | 8755 | 18 | 5.44 | Residential | Yes | Behind the Meter | Net-metered residential rooftop and canopy |  | None | Vivint Solar Developer, LLC | JCP&L | Accepted | 2020-12-01 | 2020-12-01 | 2021-12-01 | JINKO SOLAR | JKM320M-60HBL | Solar Panels |  | 0.32 | 9 | 126 | 21 |  | Fixed | Roof
NJSTRE1546274091 |  | Transition Incentive Program | Union | 7083 | 10 | 3.52 | Residential | Yes | Behind the Meter | Net-metered residential rooftop and canopy |  | None | Vivint Solar Developer, LLC | PSE&G | Accepted | 2020-12-01 | 2020-12-03 | 2021-12-03 | Solar Edge | SE3800H-US | Inverters | 3800 |  | 1 |  |  | 0.992 |  | Outdoor | Near the Utility Meter
NJSTRE1546274091 |  | Transition Incentive Program | Union | 7083 | 10 | 3.52 | Residential | Yes | Behind the Meter | Net-metered residential rooftop and canopy |  | None | Vivint Solar Developer, LLC | PSE&G | Accepted | 2020-12-01 | 2020-12-03 | 2021-12-03 | JINKO SOLAR | JKM320M-60HBL | Solar Panels |  | 0.32 | 11 | 173 | 34 |  | Fixed | Roof
NJSTRE1546274092 |  | Transition Incentive Program | West Orange | 7052 | 9 | 1.8 | Residential | No | Behind the Meter | Net-metered residential rooftop and canopy |  | None | Solar States LLC | PSE&G | Accepted | 2020-11-27 | 2020-12-01 | 2021-12-01 | SolarEdge | SE7600-A-US | Inverters | 7.6 |  | 1 |  |  | 0.976 |  | Outdoor | rooftop
NJSTRE1546274092 |  | Transition Incentive Program | West Orange | 7052 | 9 | 1.8 | Residential | No | Behind the Meter | Net-metered residential rooftop and canopy |  | None | Solar States LLC | PSE&G | Accepted | 2020-11-27 | 2020-12-01 | 2021-12-01 | Solar World | SWA 300 MONO 300W | Solar Panels |  | 0.3 | 6 | 107 | 45 |  | Fixed | Roof
NJSTRE1546274099 |  | Transition Incentive Program | Oceanport | 7757 | 17 | 6.4 | Residential | Yes | Behind the Meter | Net-metered residential rooftop and canopy |  | None | Vivint Solar Developer, LLC | JCP&L | Accepted | 2020-11-28 | 2020-12-01 | 2021-12-01 | Solar Edge | SE7600H-US | Inverters | 7600 |  | 1 |  |  | 0.992 |  | Outdoor | Near the Utility Meter
NJSTRE1546274099 |  | Transition Incentive Program | Oceanport | 7757 | 17 | 6.4 | Residential | Yes | Behind the Meter | Net-metered residential rooftop and canopy |  | None | Vivint Solar Developer, LLC | JCP&L | Accepted | 2020-11-28 | 2020-12-01 | 2021-12-01 | JINKO SOLAR | JKM320M-60HBL | Solar Panels |  | 0.32 | 10 | 234 | 45 |  | Fixed | Roof
NJSTRE1546274099 |  | Transition Incentive Program | Oceanport | 7757 | 17 | 6.4 | Residential | Yes | Behind the Meter | Net-metered residential rooftop and canopy |  | None | Vivint Solar Developer, LLC | JCP&L | Accepted | 2020-11-28 | 2020-12-01 | 2021-12-01 | JINKO SOLAR | JKM320M-60HBL | Solar Panels |  | 0.32 | 10 | 144 | 46 |  | Fixed | Roof
NJSTRE1546274116 |  | Transition Incentive Program | South Plainfeild | 7080 | 11 | 8 | Residential | Yes | Behind the Meter | Net-metered residential rooftop and canopy |  | None | Vivint Solar Developer, LLC | PSE&G | Accepted | 2020-12-01 | 2020-12-01 | 2021-12-01 | Solar Edge | SE7600H-US | Inverters | 7600 |  | 1 |  |  | 0.992 |  | Outdoor | Near the Utility Meter
NJSTRE1546274116 |  | Transition Incentive Program | South Plainfeild | 7080 | 11 | 8 | Residential | Yes | Behind the Meter | Net-metered residential rooftop and canopy |  | None | Vivint Solar Developer, LLC | PSE&G | Accepted | 2020-12-01 | 2020-12-01 | 2021-12-01 | JINKO SOLAR | JKM320M-60HBL | Solar Panels |  | 0.32 | 12 | 161 | 31 |  | Fixed | Roof
NJSTRE1546274116 |  | Transition Incentive Program | South Plainfeild | 7080 | 11 | 8 | Residential | Yes | Behind the Meter | Net-metered residential rooftop and canopy |  | None | Vivint Solar Developer, LLC | PSE&G | Accepted | 2020-12-01 | 2020-12-01 | 2021-12-01 | JINKO SOLAR | JKM320M-60HBL | Solar Panels |  | 0.32 | 13 | 71 | 25 |  | Fixed | Roof
NJSTRE1546275503 |  | Transition Incentive Program | Millville | 8332 | 20 | 6.3 | Residential | Yes | Behind the Meter | Net-metered residential rooftop and canopy |  | None | Suntuity Solar LLC | AC Electric | Accepted | 2020-11-28 | 2020-12-01 | 2021-12-01 | Enphase Energy | IQ7-60-2-US | Inverters | 240 |  | 18 |  |  | 0.97 |  | Outdoor | Behind the PV Modules
NJSTRE1546275503 |  | Transition Incentive Program | Millville | 8332 | 20 | 6.3 | Residential | Yes | Behind the Meter | Net-metered residential rooftop and canopy |  | None | Suntuity Solar LLC | AC Electric | Accepted | 2020-11-28 | 2020-12-01 | 2021-12-01 | Longi | LR4-60HPB-350M | Solar Panels |  | 0.35 | 7 | 152 | 34 |  | Fixed | Roof
NJSTRE1546275503 |  | Transition Incentive Program | Millville | 8332 | 20 | 6.3 | Residential | Yes | Behind the Meter | Net-metered residential rooftop and canopy |  | None | Suntuity Solar LLC | AC Electric | Accepted | 2020-11-28 | 2020-12-01 | 2021-12-01 | Longi | LR4-60HPB-350M | Solar Panels |  | 0.35 | 11 | 332 | 34 |  | Fixed | Roof
NJSTRE1546275504 |  | Transition Incentive Program | WAYNE | 7470 | 6 | 5.6 | Residential | Yes | Behind the Meter | Net-metered residential rooftop and canopy |  | None | Suntuity Solar LLC | JCP&L | Accepted | 2020-11-28 | 2020-12-02 | 2021-12-02 | Enphase Energy | IQ7-60-2-US | Inverters | 240 |  | 16 |  |  | 0.97 |  | Outdoor | Behind the PV Modules
NJSTRE1546275504 |  | Transition Incentive Program | WAYNE | 7470 | 6 | 5.6 | Residential | Yes | Behind the Meter | Net-metered residential rooftop and canopy |  | None | Suntuity Solar LLC | JCP&L | Accepted | 2020-11-28 | 2020-12-02 | 2021-12-02 | Longi | LR4-60HPB-350M | Solar Panels |  | 0.35 | 9 | 261 | 30 |  | Fixed | Roof
NJSTRE1546275504 |  | Transition Incentive Program | WAYNE | 7470 | 6 | 5.6 | Residential | Yes | Behind the Meter | Net-metered residential rooftop and canopy |  | None | Suntuity Solar LLC | JCP&L | Accepted | 2020-11-28 | 2020-12-02 | 2021-12-02 | Longi | LR4-60HPB-350M | Solar Panels |  | 0.35 | 7 | 81 | 30 |  | Fixed | Roof
NJSTRE1546275511 |  | Transition Incentive Program | Edison | 8817 | 11 | 6.72 | Residential | Yes | Behind the Meter | Net-metered residential rooftop and canopy |  | None | Vivint Solar Developer, LLC | PSE&G | Accepted | 2020-11-30 | 2020-12-01 | 2021-12-01 | Solar Edge | SE7600H-US | Inverters | 7600 |  | 1 |  |  | 0.992 |  | Outdoor | Near the Utility Meter
NJSTRE1546275511 |  | Transition Incentive Program | Edison | 8817 | 11 | 6.72 | Residential | Yes | Behind the Meter | Net-metered residential rooftop and canopy |  | None | Vivint Solar Developer, LLC | PSE&G | Accepted | 2020-11-30 | 2020-12-01 | 2021-12-01 | JINKO SOLAR | JKM320M-60HBL | Solar Panels |  | 0.32 | 21 | 234 | 22 |  | Fixed | Roof
NJSTRE1546275555 |  | Transition Incentive Program | Cinnaminson | 8077 | 13 | 22.08 | Residential | Yes | Behind the Meter | Net-metered residential rooftop and canopy |  | None | Vivint Solar Developer, LLC | PSE&G | Accepted | 2020-12-01 | 2020-12-03 | 2021-12-03 | Solar Edge | SE7600H-US | Inverters | 7600 |  | 2 |  |  | 0.992 |  | Outdoor | Near the Utility Meter
NJSTRE1546275555 |  | Transition Incentive Program | Cinnaminson | 8077 | 13 | 22.08 | Residential | Yes | Behind the Meter | Net-metered residential rooftop and canopy |  | None | Vivint Solar Developer, LLC | PSE&G | Accepted | 2020-12-01 | 2020-12-03 | 2021-12-03 | JINKO SOLAR | JKM320M-60HBL | Solar Panels |  | 0.32 | 17 | 150 | 16 |  | Fixed | Roof
NJSTRE1546275555 |  | Transition Incentive Program | Cinnaminson | 8077 | 13 | 22.08 | Residential | Yes | Behind the Meter | Net-metered residential rooftop and canopy |  | None | Vivint Solar Developer, LLC | PSE&G | Accepted | 2020-12-01 | 2020-12-03 | 2021-12-03 | JINKO SOLAR | JKM320M-60HBL | Solar Panels |  | 0.32 | 25 | 150 | 19 |  | Fixed | Roof
NJSTRE1546275555 |  | Transition Incentive Program | Cinnaminson | 8077 | 13 | 22.08 | Residential | Yes | Behind the Meter | Net-metered residential rooftop and canopy |  | None | Vivint Solar Developer, LLC | PSE&G | Accepted | 2020-12-01 | 2020-12-03 | 2021-12-03 | JINKO SOLAR | JKM320M-60HBL | Solar Panels |  | 0.32 | 27 | 330 | 19 |  | Fixed | Roof
NJSTRE1546275569 |  | Transition Incentive Program | Roselle | 7203 | 10 | 5.85 | Residential | Yes | Behind the Meter | Net-metered residential rooftop and canopy |  | None | Vivint Solar Developer, LLC | PSE&G | Accepted | 2020-12-01 | 2020-12-02 | 2021-12-02 | Solar Edge | SE3800H-US | Inverters | 3800 |  | 1 |  |  | 0.992 |  | Outdoor | Near the Utility Meter
NJSTRE1546275569 |  | Transition Incentive Program | Roselle | 7203 | 10 | 5.85 | Residential | Yes | Behind the Meter | Net-metered residential rooftop and canopy |  | None | Vivint Solar Developer, LLC | PSE&G | Accepted | 2020-12-01 | 2020-12-02 | 2021-12-02 | JINKO SOLAR | JKM325M-60HBL | Solar Panels |  | 0.325 | 12 | 156 | 22 |  | Fixed | Roof
NJSTRE1546275569 |  | Transition Incentive Program | Roselle | 7203 | 10 | 5.85 | Residential | Yes | Behind the Meter | Net-metered residential rooftop and canopy |  | None | Vivint Solar Developer, LLC | PSE&G | Accepted | 2020-12-01 | 2020-12-02 | 2021-12-02 | JINKO SOLAR | JKM325M-60HBL | Solar Panels |  | 0.325 | 6 | 156 | 22 |  | Fixed | Roof
NJSTRE1546275581 |  | Transition Incentive Program | Flemington | 8822 | 4 | 16.32 | Residential | No | Behind the Meter | Net-metered residential rooftop and canopy |  | None | Tesla Energy Operations | JCP&L | Accepted | 2020-12-05 | 2020-12-08 | 2021-12-08 | Tesla | AC PowerWall 2.0 | Electric Storage Battery |  |  | 3 |  |  |  | Lithium Ion |  | Outside
NJSTRE1546275581 |  | Transition Incentive Program | Flemington | 8822 | 4 | 16.32 | Residential | No | Behind the Meter | Net-metered residential rooftop and canopy |  | None | Tesla Energy Operations | JCP&L | Accepted | 2020-12-05 | 2020-12-08 | 2021-12-08 | SolarEdge Technologies Ltd | SE7600H-US [240V] | Inverters | 7600 |  | 2 |  |  | 0.99 |  | Indoor | Inside
NJSTRE1546275581 |  | Transition Incentive Program | Flemington | 8822 | 4 | 16.32 | Residential | No | Behind the Meter | Net-metered residential rooftop and canopy |  | None | Tesla Energy Operations | JCP&L | Accepted | 2020-12-05 | 2020-12-08 | 2021-12-08 | Hanwha Q-CELLS | Q.Peak DUO BLK-G6+ 340 | Solar Panels |  | 0.34 | 9 | 261 | 20 |  | Fixed | Roof
NJSTRE1546275581 |  | Transition Incentive Program | Flemington | 8822 | 4 | 16.32 | Residential | No | Behind the Meter | Net-metered residential rooftop and canopy |  | None | Tesla Energy Operations | JCP&L | Accepted | 2020-12-05 | 2020-12-08 | 2021-12-08 | Hanwha Q-CELLS | Q.Peak DUO BLK-G6+ 340 | Solar Panels |  | 0.34 | 8 | 81 | 20 |  | Fixed | Roof
NJSTRE1546275581 |  | Transition Incentive Program | Flemington | 8822 | 4 | 16.32 | Residential | No | Behind the Meter | Net-metered residential rooftop and canopy |  | None | Tesla Energy Operations | JCP&L | Accepted | 2020-12-05 | 2020-12-08 | 2021-12-08 | Hanwha Q-CELLS | Q.Peak DUO BLK-G6+ 340 | Solar Panels |  | 0.34 | 19 | 81 | 20 |  | Fixed | Roof
NJSTRE1546275581 |  | Transition Incentive Program | Flemington | 8822 | 4 | 16.32 | Residential | No | Behind the Meter | Net-metered residential rooftop and canopy |  | None | Tesla Energy Operations | JCP&L | Accepted | 2020-12-05 | 2020-12-08 | 2021-12-08 | Hanwha Q-CELLS | Q.Peak DUO BLK-G6+ 340 | Solar Panels |  | 0.34 | 12 | 261 | 20 |  | Fixed | Roof
NJSTRE1546275595 |  | Transition Incentive Program | Plainfield | 7060 | 10 | 8.96 | Residential | Yes | Behind the Meter | Net-metered residential rooftop and canopy |  | None | Vivint Solar Developer, LLC | PSE&G | Accepted | 2020-12-01 | 2020-12-01 | 2021-12-01 | Solar Edge | SE7600H-US | Inverters | 7600 |  | 1 |  |  | 0.992 |  | Outdoor | Near the Utility Meter
NJSTRE1546275595 |  | Transition Incentive Program | Plainfield | 7060 | 10 | 8.96 | Residential | Yes | Behind the Meter | Net-metered residential rooftop and canopy |  | None | Vivint Solar Developer, LLC | PSE&G | Accepted | 2020-12-01 | 2020-12-01 | 2021-12-01 | JINKO SOLAR | JKM320M-60HBL | Solar Panels |  | 0.32 | 8 | 83 | 33 |  | Fixed | Roof
NJSTRE1546275595 |  | Transition Incentive Program | Plainfield | 7060 | 10 | 8.96 | Residential | Yes | Behind the Meter | Net-metered residential rooftop and canopy |  | None | Vivint Solar Developer, LLC | PSE&G | Accepted | 2020-12-01 | 2020-12-01 | 2021-12-01 | JINKO SOLAR | JKM320M-60HBL | Solar Panels |  | 0.32 | 20 | 263 | 33 |  | Fixed | Roof
NJSTRE1546275602 |  | Transition Incentive Program | Toms River | 8757 | 18 | 5.12 | Residential | Yes | Behind the Meter | Net-metered residential rooftop and canopy |  | None | Vivint Solar Developer, LLC | JCP&L | Accepted | 2020-12-01 | 2020-12-02 | 2021-12-02 | Solar Edge | SE7600H-US | Inverters | 7600 |  | 1 |  |  | 0.992 |  | Outdoor | Near the Utility Meter
NJSTRE1546275602 |  | Transition Incentive Program | Toms River | 8757 | 18 | 5.12 | Residential | Yes | Behind the Meter | Net-metered residential rooftop and canopy |  | None | Vivint Solar Developer, LLC | JCP&L | Accepted | 2020-12-01 | 2020-12-02 | 2021-12-02 | JINKO SOLAR | JKM320M-60HBL | Solar Panels |  | 0.32 | 16 | 257 | 19 |  | Fixed | Roof
NJSTRE1546275606 |  | Transition Incentive Program | Lebanon | 8833 | 4 | 13.6 | Residential | Yes | Behind the Meter | Net-metered residential rooftop and canopy |  | None | Tesla Energy Operations | JCP&L | Accepted | 2020-11-28 | 2020-12-01 | 2021-12-01 | TESLA | AC POWERWALL 2.0 | Electric Storage Battery |  |  | 4 |  |  |  | Lithium Ion |  | Inside
NJSTRE1546275606 |  | Transition Incentive Program | Lebanon | 8833 | 4 | 13.6 | Residential | Yes | Behind the Meter | Net-metered residential rooftop and canopy |  | None | Tesla Energy Operations | JCP&L | Accepted | 2020-11-28 | 2020-12-01 | 2021-12-01 | SolarEdge Technologies Ltd | SE11400H-US | Inverters | 11400 |  | 1 |  |  | 0.99 |  | Outside | outside- near meter
NJSTRE1546275606 |  | Transition Incentive Program | Lebanon | 8833 | 4 | 13.6 | Residential | Yes | Behind the Meter | Net-metered residential rooftop and canopy |  | None | Tesla Energy Operations | JCP&L | Accepted | 2020-11-28 | 2020-12-01 | 2021-12-01 | Hanwha Q-CELLS | Q.Peak DUO BLK-G6+ 340 | Solar Panels |  | 0.34 | 3 | 111 | 40 |  | Fixed | Roof
NJSTRE1546275606 |  | Transition Incentive Program | Lebanon | 8833 | 4 | 13.6 | Residential | Yes | Behind the Meter | Net-metered residential rooftop and canopy |  | None | Tesla Energy Operations | JCP&L | Accepted | 2020-11-28 | 2020-12-01 | 2021-12-01 | Hanwha Q-CELLS | Q.Peak DUO BLK-G6+ 340 | Solar Panels |  | 0.34 | 11 | 291 | 40 |  | Fixed | Roof
NJSTRE1546275606 |  | Transition Incentive Program | Lebanon | 8833 | 4 | 13.6 | Residential | Yes | Behind the Meter | Net-metered residential rooftop and canopy |  | None | Tesla Energy Operations | JCP&L | Accepted | 2020-11-28 | 2020-12-01 | 2021-12-01 | Hanwha Q-CELLS | Q.Peak DUO BLK-G6+ 340 | Solar Panels |  | 0.34 | 3 | 201 | 40 |  | Fixed | Roof
NJSTRE1546275606 |  | Transition Incentive Program | Lebanon | 8833 | 4 | 13.6 | Residential | Yes | Behind the Meter | Net-metered residential rooftop and canopy |  | None | Tesla Energy Operations | JCP&L | Accepted | 2020-11-28 | 2020-12-01 | 2021-12-01 | Hanwha Q-CELLS | Q.Peak DUO BLK-G6+ 340 | Solar Panels |  | 0.34 | 20 | 111 | 40 |  | Fixed | Roof
NJSTRE1546275606 |  | Transition Incentive Program | Lebanon | 8833 | 4 | 13.6 | Residential | Yes | Behind the Meter | Net-metered residential rooftop and canopy |  | None | Tesla Energy Operations | JCP&L | Accepted | 2020-11-28 | 2020-12-01 | 2021-12-01 | Hanwha Q-CELLS | Q.Peak DUO BLK-G6+ 340 | Solar Panels |  | 0.34 | 3 | 291 | 40 |  | Fixed | Roof
NJSTRE1546275609 |  | Transition Incentive Program | Spring Lake | 7762 | 17 | 5.76 | Residential | Yes | Behind the Meter | Net-metered residential rooftop and canopy |  | None | Vivint Solar Developer, LLC | JCP&L | Accepted | 2020-12-01 | 2020-12-01 | 2021-12-01 | Solar Edge | SE3800H-US | Inverters | 3800 |  | 1 |  |  | 0.992 |  | Outdoor | Near the Utility Meter
NJSTRE1546275609 |  | Transition Incentive Program | Spring Lake | 7762 | 17 | 5.76 | Residential | Yes | Behind the Meter | Net-metered residential rooftop and canopy |  | None | Vivint Solar Developer, LLC | JCP&L | Accepted | 2020-12-01 | 2020-12-01 | 2021-12-01 | JINKO SOLAR | JKM320M-60HBL | Solar Panels |  | 0.32 | 14 | 191 | 36 |  | Fixed | Roof
NJSTRE1546275609 |  | Transition Incentive Program | Spring Lake | 7762 | 17 | 5.76 | Residential | Yes | Behind the Meter | Net-metered residential rooftop and canopy |  | None | Vivint Solar Developer, LLC | JCP&L | Accepted | 2020-12-01 | 2020-12-01 | 2021-12-01 | JINKO SOLAR | JKM320M-60HBL | Solar Panels |  | 0.32 | 4 | 11 | 36 |  | Fixed | Roof
NJSTRE1546275616 |  | Transition Incentive Program | Bloomfield | 7003 | 9 | 10.56 | Residential | Yes | Behind the Meter | Net-metered residential rooftop and canopy |  | None | Vivint Solar Developer, LLC | PSE&G | Accepted | 2020-12-01 | 2020-12-01 | 2021-12-01 | Solar Edge | SE7600H-US | Inverters | 7600 |  | 1 |  |  | 0.992 |  | Outdoor | Near the Utility Meter
NJSTRE1546275616 |  | Transition Incentive Program | Bloomfield | 7003 | 9 | 10.56 | Residential | Yes | Behind the Meter | Net-metered residential rooftop and canopy |  | None | Vivint Solar Developer, LLC | PSE&G | Accepted | 2020-12-01 | 2020-12-01 | 2021-12-01 | JINKO SOLAR | JKM320M-60HBL | Solar Panels |  | 0.32 | 19 | 207 | 22 |  | Fixed | Roof
NJSTRE1546275616 |  | Transition Incentive Program | Bloomfield | 7003 | 9 | 10.56 | Residential | Yes | Behind the Meter | Net-metered residential rooftop and canopy |  | None | Vivint Solar Developer, LLC | PSE&G | Accepted | 2020-12-01 | 2020-12-01 | 2021-12-01 | JINKO SOLAR | JKM320M-60HBL | Solar Panels |  | 0.32 | 14 | 27 | 22 |  | Fixed | Roof
NJSTRE1546275623 |  | Transition Incentive Program | Fair Lawn | 7410 | 7 | 9.6 | Residential | No | Behind the Meter | Net-metered residential rooftop and canopy |  | None | New Jersey Suntech | PSE&G | Accepted | 2020-11-28 | 2020-12-01 | 2021-12-01 | Solaredge | SE7600-US | Inverters | 7600 |  | 1 |  |  | 0.98 |  | Outside | Side of house
NJSTRE1546275623 |  | Transition Incentive Program | Fair Lawn | 7410 | 7 | 9.6 | Residential | No | Behind the Meter | Net-metered residential rooftop and canopy |  | None | New Jersey Suntech | PSE&G | Accepted | 2020-11-28 | 2020-12-01 | 2021-12-01 | Hanwha | Q.Peak Duo 320 | Solar Panels |  | 0.32 | 18 | 69 | 18 |  | Fixed | Roof
NJSTRE1546275623 |  | Transition Incentive Program | Fair Lawn | 7410 | 7 | 9.6 | Residential | No | Behind the Meter | Net-metered residential rooftop and canopy |  | None | New Jersey Suntech | PSE&G | Accepted | 2020-11-28 | 2020-12-01 | 2021-12-01 | Hanwha | Q.Peak Duo 320 | Solar Panels |  | 0.32 | 12 | 249 | 18 |  | Fixed | Roof
NJSTRE1546275624 |  | Transition Incentive Program | Vorhees | 8043 | 14 | 5.76 | Residential | Yes | Behind the Meter | Net-metered residential rooftop and canopy |  | None | Vivint Solar Developer, LLC | PSE&G | Accepted | 2020-12-01 | 2020-12-02 | 2021-12-02 | Solar Edge | SE3800H-US | Inverters | 3800 |  | 1 |  |  | 0.992 |  | Outdoor | Near the Utility Meter
NJSTRE1546275624 |  | Transition Incentive Program | Vorhees | 8043 | 14 | 5.76 | Residential | Yes | Behind the Meter | Net-metered residential rooftop and canopy |  | None | Vivint Solar Developer, LLC | PSE&G | Accepted | 2020-12-01 | 2020-12-02 | 2021-12-02 | JINKO SOLAR | JKM320M-60HBL | Solar Panels |  | 0.32 | 4 | 236 | 30 |  | Fixed | Roof
NJSTRE1546275624 |  | Transition Incentive Program | Vorhees | 8043 | 14 | 5.76 | Residential | Yes | Behind the Meter | Net-metered residential rooftop and canopy |  | None | Vivint Solar Developer, LLC | PSE&G | Accepted | 2020-12-01 | 2020-12-02 | 2021-12-02 | JINKO SOLAR | JKM320M-60HBL | Solar Panels |  | 0.32 | 7 | 56 | 30 |  | Fixed | Roof
NJSTRE1546275624 |  | Transition Incentive Program | Vorhees | 8043 | 14 | 5.76 | Residential | Yes | Behind the Meter | Net-metered residential rooftop and canopy |  | None | Vivint Solar Developer, LLC | PSE&G | Accepted | 2020-12-01 | 2020-12-02 | 2021-12-02 | JINKO SOLAR | JKM320M-60HBL | Solar Panels |  | 0.32 | 7 | 56 | 30 |  | Fixed | Roof
NJSTRE1546275635 |  | Transition Incentive Program | Manahawkin | 8050 | 18 | 6.4 | Residential | Yes | Behind the Meter | Net-metered residential rooftop and canopy |  | None | Vivint Solar Developer, LLC | AC Electric | Accepted | 2020-12-02 | 2020-12-02 | 2021-12-02 | Solar Edge | SE7600H-US | Inverters | 7600 |  | 1 |  |  | 0.992 |  | Outdoor | Near the Utility Meter
NJSTRE1546275635 |  | Transition Incentive Program | Manahawkin | 8050 | 18 | 6.4 | Residential | Yes | Behind the Meter | Net-metered residential rooftop and canopy |  | None | Vivint Solar Developer, LLC | AC Electric | Accepted | 2020-12-02 | 2020-12-02 | 2021-12-02 | JINKO SOLAR | JKM320M-60HBL | Solar Panels |  | 0.32 | 4 | 210 | 34 |  | Fixed | Roof
NJSTRE1546275635 |  | Transition Incentive Program | Manahawkin | 8050 | 18 | 6.4 | Residential | Yes | Behind the Meter | Net-metered residential rooftop and canopy |  | None | Vivint Solar Developer, LLC | AC Electric | Accepted | 2020-12-02 | 2020-12-02 | 2021-12-02 | JINKO SOLAR | JKM320M-60HBL | Solar Panels |  | 0.32 | 5 | 210 | 34 |  | Fixed | Roof
NJSTRE1546275635 |  | Transition Incentive Program | Manahawkin | 8050 | 18 | 6.4 | Residential | Yes | Behind the Meter | Net-metered residential rooftop and canopy |  | None | Vivint Solar Developer, LLC | AC Electric | Accepted | 2020-12-02 | 2020-12-02 | 2021-12-02 | JINKO SOLAR | JKM320M-60HBL | Solar Panels |  | 0.32 | 11 | 120 | 34 |  | Fixed | Roof
NJSTRE1546275638 |  | Transition Incentive Program | Atlantic Highlands | 7716 | 17 | 8.5 | Residential | Yes | Behind the Meter | Net-metered residential rooftop and canopy |  | None | Tesla Energy Operations | JCP&L | Accepted | 2020-11-28 | 2020-12-01 | 2021-12-01 | TESLA | AC POWERWALL 2.0 | Electric Storage Battery |  |  | 2 |  |  |  | Lithium Ion |  | inside
NJSTRE1546275638 |  | Transition Incentive Program | Atlantic Highlands | 7716 | 17 | 8.5 | Residential | Yes | Behind the Meter | Net-metered residential rooftop and canopy |  | None | Tesla Energy Operations | JCP&L | Accepted | 2020-11-28 | 2020-12-01 | 2021-12-01 | SolarEdge Technologies Ltd | SE7600H-US | Inverters | 7600 |  | 1 |  |  | 0.99 |  | Outdoor | Near meter
NJSTRE1546275638 |  | Transition Incentive Program | Atlantic Highlands | 7716 | 17 | 8.5 | Residential | Yes | Behind the Meter | Net-metered residential rooftop and canopy |  | None | Tesla Energy Operations | JCP&L | Accepted | 2020-11-28 | 2020-12-01 | 2021-12-01 | Hanwha Q-CELLS | Q.Peak DUO BLK-G6+ 340 | Solar Panels |  | 0.34 | 10 | 261 | 37 |  | Fixed | Roof
NJSTRE1546275638 |  | Transition Incentive Program | Atlantic Highlands | 7716 | 17 | 8.5 | Residential | Yes | Behind the Meter | Net-metered residential rooftop and canopy |  | None | Tesla Energy Operations | JCP&L | Accepted | 2020-11-28 | 2020-12-01 | 2021-12-01 | Hanwha Q-CELLS | Q.Peak DUO BLK-G6+ 340 | Solar Panels |  | 0.34 | 3 | 81 | 37 |  | Fixed | Roof
NJSTRE1546275638 |  | Transition Incentive Program | Atlantic Highlands | 7716 | 17 | 8.5 | Residential | Yes | Behind the Meter | Net-metered residential rooftop and canopy |  | None | Tesla Energy Operations | JCP&L | Accepted | 2020-11-28 | 2020-12-01 | 2021-12-01 | Hanwha Q-CELLS | Q.Peak DUO BLK-G6+ 340 | Solar Panels |  | 0.34 | 4 | 81 | 37 |  | Fixed | Roof
NJSTRE1546275638 |  | Transition Incentive Program | Atlantic Highlands | 7716 | 17 | 8.5 | Residential | Yes | Behind the Meter | Net-metered residential rooftop and canopy |  | None | Tesla Energy Operations | JCP&L | Accepted | 2020-11-28 | 2020-12-01 | 2021-12-01 | Hanwha Q-CELLS | Q.Peak DUO BLK-G6+ 340 | Solar Panels |  | 0.34 | 4 | 351 | 40 |  | Fixed | Roof
NJSTRE1546275638 |  | Transition Incentive Program | Atlantic Highlands | 7716 | 17 | 8.5 | Residential | Yes | Behind the Meter | Net-metered residential rooftop and canopy |  | None | Tesla Energy Operations | JCP&L | Accepted | 2020-11-28 | 2020-12-01 | 2021-12-01 | Hanwha Q-CELLS | Q.Peak DUO BLK-G6+ 340 | Solar Panels |  | 0.34 | 4 | 171 | 40 |  | Fixed | Roof
NJSTRE1546275642 |  | Transition Incentive Program | Lindenwold | 8021 | 14 | 7.04 | Residential | Yes | Behind the Meter | Net-metered residential rooftop and canopy |  | None | Vivint Solar Developer, LLC | AC Electric | Accepted | 2020-12-02 | 2020-12-02 | 2021-12-02 | Solar Edge | SE7600H-US | Inverters | 7600 |  | 1 |  |  | 0.992 |  | Outdoor | Near the Utility Meter
NJSTRE1546275642 |  | Transition Incentive Program | Lindenwold | 8021 | 14 | 7.04 | Residential | Yes | Behind the Meter | Net-metered residential rooftop and canopy |  | None | Vivint Solar Developer, LLC | AC Electric | Accepted | 2020-12-02 | 2020-12-02 | 2021-12-02 | JINKO SOLAR | JKM320M-60HBL | Solar Panels |  | 0.32 | 14 | 108 | 22 |  | Fixed | Roof
NJSTRE1546275642 |  | Transition Incentive Program | Lindenwold | 8021 | 14 | 7.04 | Residential | Yes | Behind the Meter | Net-metered residential rooftop and canopy |  | None | Vivint Solar Developer, LLC | AC Electric | Accepted | 2020-12-02 | 2020-12-02 | 2021-12-02 | JINKO SOLAR | JKM320M-60HBL | Solar Panels |  | 0.32 | 8 | 288 | 22 |  | Fixed | Roof
NJSTRE1546275644 |  | Transition Incentive Program | South Amboy | 8879 | 11 | 8 | Residential | Yes | Behind the Meter | Net-metered residential rooftop and canopy |  | None | Vivint Solar Developer, LLC | JCP&L | Accepted | 2020-12-02 | 2020-12-02 | 2021-12-02 | Solar Edge | SE7600H-US | Inverters | 7600 |  | 1 |  |  | 0.992 |  | Outdoor | Near the Utility Meter
NJSTRE1546275644 |  | Transition Incentive Program | South Amboy | 8879 | 11 | 8 | Residential | Yes | Behind the Meter | Net-metered residential rooftop and canopy |  | None | Vivint Solar Developer, LLC | JCP&L | Accepted | 2020-12-02 | 2020-12-02 | 2021-12-02 | JINKO SOLAR | JKM320M-60HBL | Solar Panels |  | 0.32 | 5 | 147 | 12 |  | Fixed | Roof
NJSTRE1546275644 |  | Transition Incentive Program | South Amboy | 8879 | 11 | 8 | Residential | Yes | Behind the Meter | Net-metered residential rooftop and canopy |  | None | Vivint Solar Developer, LLC | JCP&L | Accepted | 2020-12-02 | 2020-12-02 | 2021-12-02 | JINKO SOLAR | JKM320M-60HBL | Solar Panels |  | 0.32 | 13 | 327 | 40 |  | Fixed | Roof
NJSTRE1546275644 |  | Transition Incentive Program | South Amboy | 8879 | 11 | 8 | Residential | Yes | Behind the Meter | Net-metered residential rooftop and canopy |  | None | Vivint Solar Developer, LLC | JCP&L | Accepted | 2020-12-02 | 2020-12-02 | 2021-12-02 | JINKO SOLAR | JKM320M-60HBL | Solar Panels |  | 0.32 | 7 | 147 | 40 |  | Fixed | Roof
NJSTRE1546276444 |  | Transition Incentive Program | Westfield Town | 7090 | 10 | 7.25 | Residential | No | Behind the Meter | Net-metered residential rooftop and canopy |  | None | Tesla Energy Operations Inc. | PSE&G | Accepted | 2020-11-29 | 2020-12-01 | 2021-12-01 | Delta Electronics | M8-TL-US [240V] | Inverters | 7680 |  | 1 |  |  | 0.975 |  | Outside | Outside
NJSTRE1546276444 |  | Transition Incentive Program | Westfield Town | 7090 | 10 | 7.25 | Residential | No | Behind the Meter | Net-metered residential rooftop and canopy |  | None | Tesla Energy Operations Inc. | PSE&G | Accepted | 2020-11-29 | 2020-12-01 | 2021-12-01 | Tesla | SR60T1 | Solar Panels |  | 0.05847 | 103 | 216 | 40 |  | Fixed | Roof
NJSTRE1546276444 |  | Transition Incentive Program | Westfield Town | 7090 | 10 | 7.25 | Residential | No | Behind the Meter | Net-metered residential rooftop and canopy |  | None | Tesla Energy Operations Inc. | PSE&G | Accepted | 2020-11-29 | 2020-12-01 | 2021-12-01 | Tesla | SR60T1 | Solar Panels |  | 0.05847 | 21 | 36 | 18 |  | Fixed | Roof
NJSTRE1546276458 |  | Transition Incentive Program | Robbinsville | 8691 | 12 | 8.16 | Residential | No | Behind the Meter | Net-metered residential rooftop and canopy |  | None | Tesla Energy Operations Inc. | JCP&L | Accepted | 2020-11-29 | 2020-12-01 | 2021-12-01 | SolarEdge Technologies | SE7600H-US [240V] | Inverters | 7600 |  | 1 |  |  | 0.99 |  | Outside | Outside
NJSTRE1546276458 |  | Transition Incentive Program | Robbinsville | 8691 | 12 | 8.16 | Residential | No | Behind the Meter | Net-metered residential rooftop and canopy |  | None | Tesla Energy Operations Inc. | JCP&L | Accepted | 2020-11-29 | 2020-12-01 | 2021-12-01 | Hanwha Q-CELLS | Q.Peak DUO BLK-G6+ 340 | Solar Panels |  | 0.34 | 4 | 229 | 43 |  | Fixed | Roof
NJSTRE1546276458 |  | Transition Incentive Program | Robbinsville | 8691 | 12 | 8.16 | Residential | No | Behind the Meter | Net-metered residential rooftop and canopy |  | None | Tesla Energy Operations Inc. | JCP&L | Accepted | 2020-11-29 | 2020-12-01 | 2021-12-01 | Hanwha Q-CELLS | Q.Peak DUO BLK-G6+ 340 | Solar Panels |  | 0.34 | 16 | 318 | 30 |  | Fixed | Roof
NJSTRE1546276458 |  | Transition Incentive Program | Robbinsville | 8691 | 12 | 8.16 | Residential | No | Behind the Meter | Net-metered residential rooftop and canopy |  | None | Tesla Energy Operations Inc. | JCP&L | Accepted | 2020-11-29 | 2020-12-01 | 2021-12-01 | Hanwha Q-CELLS | Q.Peak DUO BLK-G6+ 340 | Solar Panels |  | 0.34 | 4 | 318 | 30 |  | Fixed | Roof
NJSTRE1546277300 |  | Transition Incentive Program | Swedesboro | 8085 | 15 | 5.6 | Residential | No | Behind the Meter | Net-metered residential rooftop and canopy |  | None | Suntuity Solar LLC | AC Electric | Accepted | 2020-11-30 | 2020-12-01 | 2021-12-01 | Enphase Energy | IQ7-60-2-US | Inverters | 240 |  | 16 |  |  | 0.97 |  | Outdoor | Behind the PV Modules
NJSTRE1546277300 |  | Transition Incentive Program | Swedesboro | 8085 | 15 | 5.6 | Residential | No | Behind the Meter | Net-metered residential rooftop and canopy |  | None | Suntuity Solar LLC | AC Electric | Accepted | 2020-11-30 | 2020-12-01 | 2021-12-01 | Longi | LR4-60HPB-350M | Solar Panels |  | 0.35 | 3 | 320 | 28 |  | Fixed | Roof
NJSTRE1546277300 |  | Transition Incentive Program | Swedesboro | 8085 | 15 | 5.6 | Residential | No | Behind the Meter | Net-metered residential rooftop and canopy |  | None | Suntuity Solar LLC | AC Electric | Accepted | 2020-11-30 | 2020-12-01 | 2021-12-01 | Longi | LR4-60HPB-350M | Solar Panels |  | 0.35 | 13 | 140 | 28 |  | Fixed | Roof
NJSTRE1546277304 |  | Transition Incentive Program | Franklin | 8322 | 15 | 5.25 | Residential | No | Behind the Meter | Net-metered residential rooftop and canopy |  | None | Suntuity Solar LLC | AC Electric | Accepted | 2020-11-30 | 2020-12-01 | 2021-12-01 | Enphase Energy | IQ7-60-2-US | Inverters | 240 |  | 15 |  |  | 0.97 |  | Outdoor | Behind the PV Modules
NJSTRE1546277304 |  | Transition Incentive Program | Franklin | 8322 | 15 | 5.25 | Residential | No | Behind the Meter | Net-metered residential rooftop and canopy |  | None | Suntuity Solar LLC | AC Electric | Accepted | 2020-11-30 | 2020-12-01 | 2021-12-01 | Longi | LR4-60HPB-350M | Solar Panels |  | 0.35 | 3 | 335 | 22 |  | Fixed | Roof
NJSTRE1546277304 |  | Transition Incentive Program | Franklin | 8322 | 15 | 5.25 | Residential | No | Behind the Meter | Net-metered residential rooftop and canopy |  | None | Suntuity Solar LLC | AC Electric | Accepted | 2020-11-30 | 2020-12-01 | 2021-12-01 | Longi | LR4-60HPB-350M | Solar Panels |  | 0.35 | 12 | 155 | 22 |  | Fixed | Roof
NJSTRE1546277309 |  | Transition Incentive Program | Pleasantville | 8232 | 19 | 5.03 | Residential | Yes | Behind the Meter | Net-metered residential rooftop and canopy |  | None | Vision Solar LLC | AC Electric | Accepted | 2020-11-30 | 2020-12-01 | 2021-12-01 | ENPHASE | IQ7-60-2-US | Inverters | 0.24 |  | 15 |  |  | 0.96 |  | Other | BEHIND EACH PANEL
NJSTRE1546277309 |  | Transition Incentive Program | Pleasantville | 8232 | 19 | 5.03 | Residential | Yes | Behind the Meter | Net-metered residential rooftop and canopy |  | None | Vision Solar LLC | AC Electric | Accepted | 2020-11-30 | 2020-12-01 | 2021-12-01 | HANWHA Q-CELLS | Q.PEAK DUO BLK-G6+ 335 | Solar Panels |  | 0.335 | 9 | 314 | 20 |  | Fixed | Roof
NJSTRE1546277309 |  | Transition Incentive Program | Pleasantville | 8232 | 19 | 5.03 | Residential | Yes | Behind the Meter | Net-metered residential rooftop and canopy |  | None | Vision Solar LLC | AC Electric | Accepted | 2020-11-30 | 2020-12-01 | 2021-12-01 | HANWHA Q-CELLS | Q.PEAK DUO BLK-G6+ 335 | Solar Panels |  | 0.335 | 6 | 134 | 20 |  | Fixed | Roof
NJSTRE1546277311 |  | Transition Incentive Program | Sicklerville | 8081 | 14 | 10.88 | Residential | No | Behind the Meter | Net-metered residential rooftop and canopy |  | None | Vision Solar LLC | AC Electric | Accepted | 2020-11-30 | 2020-12-01 | 2021-12-01 | ENPHASE | IQ7-60-2-US | Inverters | 0.24 |  | 32 |  |  | 0.96 |  | Outdoor | BEHIND EACH PANEL
NJSTRE1546277311 |  | Transition Incentive Program | Sicklerville | 8081 | 14 | 10.88 | Residential | No | Behind the Meter | Net-metered residential rooftop and canopy |  | None | Vision Solar LLC | AC Electric | Accepted | 2020-11-30 | 2020-12-01 | 2021-12-01 | HANWHA Q-CELLS | Q.PEAK DUO BLK-G6+ 340 | Solar Panels |  | 0.34 | 10 | 249 | 27 |  | Fixed | Roof
NJSTRE1546277311 |  | Transition Incentive Program | Sicklerville | 8081 | 14 | 10.88 | Residential | No | Behind the Meter | Net-metered residential rooftop and canopy |  | None | Vision Solar LLC | AC Electric | Accepted | 2020-11-30 | 2020-12-01 | 2021-12-01 | HANWHA Q-CELLS | Q.PEAK DUO BLK-G6+ 340 | Solar Panels |  | 0.34 | 10 | 339 | 27 |  | Fixed | Roof
NJSTRE1546277311 |  | Transition Incentive Program | Sicklerville | 8081 | 14 | 10.88 | Residential | No | Behind the Meter | Net-metered residential rooftop and canopy |  | None | Vision Solar LLC | AC Electric | Accepted | 2020-11-30 | 2020-12-01 | 2021-12-01 | HANWHA Q-CELLS | Q.PEAK DUO BLK-G6+ 340 | Solar Panels |  | 0.34 | 4 | 249 | 27 |  | Fixed | Roof
NJSTRE1546277311 |  | Transition Incentive Program | Sicklerville | 8081 | 14 | 10.88 | Residential | No | Behind the Meter | Net-metered residential rooftop and canopy |  | None | Vision Solar LLC | AC Electric | Accepted | 2020-11-30 | 2020-12-01 | 2021-12-01 | HANWHA Q-CELLS | Q.PEAK DUO BLK-G6+ 340 | Solar Panels |  | 0.34 | 8 | 159 | 27 |  | Fixed | Roof
NJSTRE1546277318 |  | Transition Incentive Program | Elmwood Park | 7407 | 7 | 7.48 | Residential | No | Behind the Meter | Net-metered residential rooftop and canopy |  | None | Vision Solar LLC | PSE&G | Accepted | 2020-11-30 | 2020-12-01 | 2021-12-01 | ENPHASE | IQ7-60-2-US | Inverters | 0.24 |  | 22 |  |  | 0.96 |  | Other | BEHIND EACH PANEL
NJSTRE1546277318 |  | Transition Incentive Program | Elmwood Park | 7407 | 7 | 7.48 | Residential | No | Behind the Meter | Net-metered residential rooftop and canopy |  | None | Vision Solar LLC | PSE&G | Accepted | 2020-11-30 | 2020-12-01 | 2021-12-01 | HANWHA Q-CELLS | Q.PEAK DUO BLK-G6+ 340 | Solar Panels |  | 0.34 | 12 | 161 | 36 |  | Fixed | Roof
NJSTRE1546277318 |  | Transition Incentive Program | Elmwood Park | 7407 | 7 | 7.48 | Residential | No | Behind the Meter | Net-metered residential rooftop and canopy |  | None | Vision Solar LLC | PSE&G | Accepted | 2020-11-30 | 2020-12-01 | 2021-12-01 | HANWHA Q-CELLS | Q.PEAK DUO BLK-G6+ 340 | Solar Panels |  | 0.34 | 10 | 341 | 36 |  | Fixed | Roof
NJSTRE1546277325 |  | Transition Incentive Program | South Plainfield | 7080 | 11 | 9.45 | Residential | No | Behind the Meter | Net-metered residential rooftop and canopy |  | None | Maier Solar Engineering dba Solar Me | PSE&G | Accepted | 2020-11-30 | 2020-12-18 | 2021-12-18 | Enphase | IQ7X | Inverters | 315 |  | 27 |  |  | 0.96 |  | Outdoor | Next to meter
NJSTRE1546277325 |  | Transition Incentive Program | South Plainfield | 7080 | 11 | 9.45 | Residential | No | Behind the Meter | Net-metered residential rooftop and canopy |  | None | Maier Solar Engineering dba Solar Me | PSE&G | Accepted | 2020-11-30 | 2020-12-18 | 2021-12-18 | Sunpower | Sunpower 350 | Solar Panels |  | 0.35 | 27 | 248 | 20 |  | Fixed | Roof
NJSTRE1546277338 |  | Transition Incentive Program | Burlington | 8016 | 13 | 2.35 | Residential | No | Behind the Meter | Net-metered residential rooftop and canopy |  | None | Vision Solar LLC | PSE&G | Accepted | 2020-11-30 | 2020-12-01 | 2021-12-01 | ENPHASE | IQ7-60-2-US | Inverters | 0.24 |  | 7 |  |  | 0.96 |  | Other | BEHIND EACH PANEL
NJSTRE1546277338 |  | Transition Incentive Program | Burlington | 8016 | 13 | 2.35 | Residential | No | Behind the Meter | Net-metered residential rooftop and canopy |  | None | Vision Solar LLC | PSE&G | Accepted | 2020-11-30 | 2020-12-01 | 2021-12-01 | HANWHA Q-CELLS | Q.PEAK DUO BLK-G6+ 335 | Solar Panels |  | 0.335 | 3 | 158 | 20 |  | Fixed | Roof
NJSTRE1546277338 |  | Transition Incentive Program | Burlington | 8016 | 13 | 2.35 | Residential | No | Behind the Meter | Net-metered residential rooftop and canopy |  | None | Vision Solar LLC | PSE&G | Accepted | 2020-11-30 | 2020-12-01 | 2021-12-01 | HANWHA Q-CELLS | Q.PEAK DUO BLK-G6+ 335 | Solar Panels |  | 0.335 | 4 | 158 | 0 |  | Fixed | Roof
NJSTRE1546277352 |  | Transition Incentive Program | Rio Grande | 8242 | 21 | 12.92 | Residential | No | Behind the Meter | Net-metered residential rooftop and canopy |  | None | Vision Solar LLC | AC Electric | Accepted | 2020-11-30 | 2020-12-01 | 2021-12-01 | ENPHASE | IQ7-60-2-US | Inverters | 0.24 |  | 38 |  |  | 0.96 |  | Other | BEHIND EACH PANEL
NJSTRE1546277352 |  | Transition Incentive Program | Rio Grande | 8242 | 21 | 12.92 | Residential | No | Behind the Meter | Net-metered residential rooftop and canopy |  | None | Vision Solar LLC | AC Electric | Accepted | 2020-11-30 | 2020-12-01 | 2021-12-01 | HANWHA Q-CELLS | Q.PEAK DUO BLK-G6+ 340 | Solar Panels |  | 0.34 | 15 | 115 | 20 |  | Fixed | Roof
NJSTRE1546277352 |  | Transition Incentive Program | Rio Grande | 8242 | 21 | 12.92 | Residential | No | Behind the Meter | Net-metered residential rooftop and canopy |  | None | Vision Solar LLC | AC Electric | Accepted | 2020-11-30 | 2020-12-01 | 2021-12-01 | HANWHA Q-CELLS | Q.PEAK DUO BLK-G6+ 340 | Solar Panels |  | 0.34 | 15 | 295 | 20 |  | Fixed | Roof
NJSTRE1546277352 |  | Transition Incentive Program | Rio Grande | 8242 | 21 | 12.92 | Residential | No | Behind the Meter | Net-metered residential rooftop and canopy |  | None | Vision Solar LLC | AC Electric | Accepted | 2020-11-30 | 2020-12-01 | 2021-12-01 | HANWHA Q-CELLS | Q.PEAK DUO BLK-G6+ 340 | Solar Panels |  | 0.34 | 8 | 204 | 20 |  | Fixed | Roof
NJSTRE1546277372 |  | Transition Incentive Program | Williamstown | 8094 | 15 | 17.34 | Residential | Yes | Behind the Meter | Net-metered residential rooftop and canopy |  | None | Trinity Solar | AC Electric | Accepted | 2020-11-30 | 2020-12-01 | 2021-12-01 | Solar Edge | SE6000 | Inverters | 6000 |  | 1 |  |  | 0.97 |  | Outside | side of home
NJSTRE1546277372 |  | Transition Incentive Program | Williamstown | 8094 | 15 | 17.34 | Residential | Yes | Behind the Meter | Net-metered residential rooftop and canopy |  | None | Trinity Solar | AC Electric | Accepted | 2020-11-30 | 2020-12-01 | 2021-12-01 | Solar Edge | SE7600 | Inverters | 7600 |  | 1 |  |  | 0.97 |  | Outside | side of home
NJSTRE1546277372 |  | Transition Incentive Program | Williamstown | 8094 | 15 | 17.34 | Residential | Yes | Behind the Meter | Net-metered residential rooftop and canopy |  | None | Trinity Solar | AC Electric | Accepted | 2020-11-30 | 2020-12-01 | 2021-12-01 | Hanwha | Q.PEAK DUO BLK-G6 340 | Solar Panels |  | 0.34 | 4 | 253 | 18 |  | Fixed | Roof
NJSTRE1546277372 |  | Transition Incentive Program | Williamstown | 8094 | 15 | 17.34 | Residential | Yes | Behind the Meter | Net-metered residential rooftop and canopy |  | None | Trinity Solar | AC Electric | Accepted | 2020-11-30 | 2020-12-01 | 2021-12-01 | Hanwha | Q.PEAK DUO BLK-G6 340 | Solar Panels |  | 0.34 | 3 | 73 | 18 |  | Fixed | Roof
NJSTRE1546277372 |  | Transition Incentive Program | Williamstown | 8094 | 15 | 17.34 | Residential | Yes | Behind the Meter | Net-metered residential rooftop and canopy |  | None | Trinity Solar | AC Electric | Accepted | 2020-11-30 | 2020-12-01 | 2021-12-01 | Hanwha | Q.PEAK DUO BLK-G6 340 | Solar Panels |  | 0.34 | 9 | 253 | 23 |  | Fixed | Roof
NJSTRE1546277372 |  | Transition Incentive Program | Williamstown | 8094 | 15 | 17.34 | Residential | Yes | Behind the Meter | Net-metered residential rooftop and canopy |  | None | Trinity Solar | AC Electric | Accepted | 2020-11-30 | 2020-12-01 | 2021-12-01 | Hanwha | Q.PEAK DUO BLK-G6 340 | Solar Panels |  | 0.34 | 2 | 163 | 30 |  | Fixed | Roof
NJSTRE1546277372 |  | Transition Incentive Program | Williamstown | 8094 | 15 | 17.34 | Residential | Yes | Behind the Meter | Net-metered residential rooftop and canopy |  | None | Trinity Solar | AC Electric | Accepted | 2020-11-30 | 2020-12-01 | 2021-12-01 | Hanwha | Q.PEAK DUO BLK-G6 340 | Solar Panels |  | 0.34 | 13 | 73 | 18 |  | Fixed | Roof
NJSTRE1546277372 |  | Transition Incentive Program | Williamstown | 8094 | 15 | 17.34 | Residential | Yes | Behind the Meter | Net-metered residential rooftop and canopy |  | None | Trinity Solar | AC Electric | Accepted | 2020-11-30 | 2020-12-01 | 2021-12-01 | Hanwha | Q.PEAK DUO BLK-G6 340 | Solar Panels |  | 0.34 | 20 | 253 | 18 |  | Fixed | Roof
NJSTRE1546277375 |  | Transition Incentive Program | Linden | 7036 | 10 | 3.74 | Residential | Yes | Behind the Meter | Net-metered residential rooftop and canopy |  | None | Trinity Solar | PSE&G | Accepted | 2020-11-30 | 2020-12-01 | 2021-12-01 | Solar Edge | SE3000H-US | Inverters | 3000 |  | 1 |  |  | 0.97 |  | Outside | side of home
NJSTRE1546277375 |  | Transition Incentive Program | Linden | 7036 | 10 | 3.74 | Residential | Yes | Behind the Meter | Net-metered residential rooftop and canopy |  | None | Trinity Solar | PSE&G | Accepted | 2020-11-30 | 2020-12-01 | 2021-12-01 | Hanwha 340 | Q.PEAK DUO BLK-G6 340 | Solar Panels |  | 0.34 | 3 | 228 | 19 |  | Fixed | Roof
NJSTRE1546277375 |  | Transition Incentive Program | Linden | 7036 | 10 | 3.74 | Residential | Yes | Behind the Meter | Net-metered residential rooftop and canopy |  | None | Trinity Solar | PSE&G | Accepted | 2020-11-30 | 2020-12-01 | 2021-12-01 | Hanwha 340 | Q.PEAK DUO BLK-G6 340 | Solar Panels |  | 0.34 | 8 | 138 | 20 |  | Fixed | Roof
NJSTRE1546277381 |  | Transition Incentive Program | Dumont | 7628 | 7 | 7.36 | Residential | Yes | Behind the Meter | Net-metered residential rooftop and canopy |  | None | Vivint Solar Developer, LLC | PSE&G | Accepted | 2020-12-02 | 2020-12-02 | 2021-12-02 | Solar Edge | SE7600H-US | Inverters | 7600 |  | 1 |  |  | 0.992 |  | Outdoor | Near the Utility Meter
NJSTRE1546277381 |  | Transition Incentive Program | Dumont | 7628 | 7 | 7.36 | Residential | Yes | Behind the Meter | Net-metered residential rooftop and canopy |  | None | Vivint Solar Developer, LLC | PSE&G | Accepted | 2020-12-02 | 2020-12-02 | 2021-12-02 | JINKO SOLAR | JKM320M-60HBL | Solar Panels |  | 0.32 | 20 | 178 | 26 |  | Fixed | Roof
NJSTRE1546277381 |  | Transition Incentive Program | Dumont | 7628 | 7 | 7.36 | Residential | Yes | Behind the Meter | Net-metered residential rooftop and canopy |  | None | Vivint Solar Developer, LLC | PSE&G | Accepted | 2020-12-02 | 2020-12-02 | 2021-12-02 | JINKO SOLAR | JKM320M-60HBL | Solar Panels |  | 0.32 | 3 | 268 | 23 |  | Fixed | Roof
NJSTRE1546277388 |  | Transition Incentive Program | Southampton | 8088 | 13 | 16.66 | Residential | Yes | Behind the Meter | Net-metered residential rooftop and canopy |  | None | Trinity Solar | JCP&L | Accepted | 2020-11-30 | 2020-12-01 | 2021-12-01 | Solar Edge | SE10000 | Inverters | 10000 |  | 1 |  |  | 0.97 |  | Outside | side of home
NJSTRE1546277388 |  | Transition Incentive Program | Southampton | 8088 | 13 | 16.66 | Residential | Yes | Behind the Meter | Net-metered residential rooftop and canopy |  | None | Trinity Solar | JCP&L | Accepted | 2020-11-30 | 2020-12-01 | 2021-12-01 | Solar Edge | SE3800 | Inverters | 3800 |  | 1 |  |  | 0.97 |  | Outside | side of home
NJSTRE1546277388 |  | Transition Incentive Program | Southampton | 8088 | 13 | 16.66 | Residential | Yes | Behind the Meter | Net-metered residential rooftop and canopy |  | None | Trinity Solar | JCP&L | Accepted | 2020-11-30 | 2020-12-01 | 2021-12-01 | Hanwha | Q.PEAK DUO BLK-G6 340 | Solar Panels |  | 0.34 | 34 | 125 | 26 |  | Fixed | Roof
NJSTRE1546277388 |  | Transition Incentive Program | Southampton | 8088 | 13 | 16.66 | Residential | Yes | Behind the Meter | Net-metered residential rooftop and canopy |  | None | Trinity Solar | JCP&L | Accepted | 2020-11-30 | 2020-12-01 | 2021-12-01 | Hanwha | Q.PEAK DUO BLK-G6 340 | Solar Panels |  | 0.34 | 15 | 305 | 26 |  | Fixed | Roof
NJSTRE1546277404 |  | Transition Incentive Program | Magnolia | 8049 | 14 | 5.78 | Residential | Yes | Behind the Meter | Net-metered residential rooftop and canopy |  | None | Trinity Solar | PSE&G | Accepted | 2020-11-30 | 2020-12-02 | 2021-12-02 | Solar Edge | SE5000 | Inverters | 5000 |  | 1 |  |  | 0.97 |  | Outside | side of home
NJSTRE1546277404 |  | Transition Incentive Program | Magnolia | 8049 | 14 | 5.78 | Residential | Yes | Behind the Meter | Net-metered residential rooftop and canopy |  | None | Trinity Solar | PSE&G | Accepted | 2020-11-30 | 2020-12-02 | 2021-12-02 | Hanwha | Q.PEAK DUO BLK-G6 340 | Solar Panels |  | 0.34 | 17 | 175 | 23 |  | Fixed | Roof
NJSTRE1546277408 |  | Transition Incentive Program | Egg Harbor Township | 8234 | 19 | 10.54 | Residential | Yes | Behind the Meter | Net-metered residential rooftop and canopy |  | None | Trinity Solar | AC Electric | Accepted | 2020-11-30 | 2020-12-02 | 2021-12-02 | SOLAR EDGE | SE10000H-US | Inverters | 10000 |  | 1 |  |  | 0.97 |  | Outside | SIDE OF HOME
NJSTRE1546277408 |  | Transition Incentive Program | Egg Harbor Township | 8234 | 19 | 10.54 | Residential | Yes | Behind the Meter | Net-metered residential rooftop and canopy |  | None | Trinity Solar | AC Electric | Accepted | 2020-11-30 | 2020-12-02 | 2021-12-02 | HANWHA 340 (Q.PEAK DUO BLK-G6 340) | HANWHA 340 (Q.PEAK DUO BLK-G6 340) | Solar Panels |  | 0.34 | 3 | 202 | 36 |  | Fixed | Roof
NJSTRE1546277408 |  | Transition Incentive Program | Egg Harbor Township | 8234 | 19 | 10.54 | Residential | Yes | Behind the Meter | Net-metered residential rooftop and canopy |  | None | Trinity Solar | AC Electric | Accepted | 2020-11-30 | 2020-12-02 | 2021-12-02 | HANWHA 340 (Q.PEAK DUO BLK-G6 340) | HANWHA 340 (Q.PEAK DUO BLK-G6 340) | Solar Panels |  | 0.34 | 12 | 202 | 38 |  | Fixed | Roof
NJSTRE1546277408 |  | Transition Incentive Program | Egg Harbor Township | 8234 | 19 | 10.54 | Residential | Yes | Behind the Meter | Net-metered residential rooftop and canopy |  | None | Trinity Solar | AC Electric | Accepted | 2020-11-30 | 2020-12-02 | 2021-12-02 | HANWHA 340 (Q.PEAK DUO BLK-G6 340) | HANWHA 340 (Q.PEAK DUO BLK-G6 340) | Solar Panels |  | 0.34 | 3 | 112 | 38 |  | Fixed | Roof
NJSTRE1546277408 |  | Transition Incentive Program | Egg Harbor Township | 8234 | 19 | 10.54 | Residential | Yes | Behind the Meter | Net-metered residential rooftop and canopy |  | None | Trinity Solar | AC Electric | Accepted | 2020-11-30 | 2020-12-02 | 2021-12-02 | HANWHA 340 (Q.PEAK DUO BLK-G6 340) | HANWHA 340 (Q.PEAK DUO BLK-G6 340) | Solar Panels |  | 0.34 | 12 | 292 | 39 |  | Fixed | Roof
NJSTRE1546277408 |  | Transition Incentive Program | Egg Harbor Township | 8234 | 19 | 10.54 | Residential | Yes | Behind the Meter | Net-metered residential rooftop and canopy |  | None | Trinity Solar | AC Electric | Accepted | 2020-11-30 | 2020-12-02 | 2021-12-02 | HANWHA 340 (Q.PEAK DUO BLK-G6 340) | HANWHA 340 (Q.PEAK DUO BLK-G6 340) | Solar Panels |  | 0.34 | 1 | 112 | 36 |  | Fixed | Roof
NJSTRE1546277410 |  | Transition Incentive Program | Clayton | 8312 | 15 | 4.16 | Residential | Yes | Behind the Meter | Net-metered residential rooftop and canopy |  | None | Vivint Solar Developer, LLC | AC Electric | Accepted | 2020-12-02 | 2020-12-02 | 2021-12-02 | Solar Edge | SE3800H-US | Inverters | 3800 |  | 1 |  |  | 0.992 |  | Outdoor | Near the Utility Meter
NJSTRE1546277410 |  | Transition Incentive Program | Clayton | 8312 | 15 | 4.16 | Residential | Yes | Behind the Meter | Net-metered residential rooftop and canopy |  | None | Vivint Solar Developer, LLC | AC Electric | Accepted | 2020-12-02 | 2020-12-02 | 2021-12-02 | JINKO SOLAR | JKM320M-60HL | Solar Panels |  | 0.32 | 13 | 176 | 27 |  | Fixed | Roof
NJSTRE1546277414 |  | Transition Incentive Program | Hillsborough TWP | 8844 | 5 | 8.84 | Residential | No | Behind the Meter | Net-metered residential rooftop and canopy |  | None | Tesla Energy Operations Inc. | PSE&G | Accepted | 2020-11-30 | 2020-12-01 | 2021-12-01 | Tesla | AC Powerwall 2.0 | Electric Storage Battery |  |  | 2 |  |  |  | Lithium Ion |  | Inside garage
NJSTRE1546277414 |  | Transition Incentive Program | Hillsborough TWP | 8844 | 5 | 8.84 | Residential | No | Behind the Meter | Net-metered residential rooftop and canopy |  | None | Tesla Energy Operations Inc. | PSE&G | Accepted | 2020-11-30 | 2020-12-01 | 2021-12-01 | SolarEdge Technologies | SE7600H-US [240V] | Inverters | 7600 |  | 1 |  |  | 0.99 |  | Indoor | Inside garage
NJSTRE1546277414 |  | Transition Incentive Program | Hillsborough TWP | 8844 | 5 | 8.84 | Residential | No | Behind the Meter | Net-metered residential rooftop and canopy |  | None | Tesla Energy Operations Inc. | PSE&G | Accepted | 2020-11-30 | 2020-12-01 | 2021-12-01 | Hanwha Q-CELLS | Q.Peak DUO BLK-G6+ 340 | Solar Panels |  | 0.34 | 26 | 197 | 26 |  | Fixed | Roof
NJSTRE1546277420 |  | Transition Incentive Program | Toms River | 8757 | 18 | 3.06 | Residential | Yes | Behind the Meter | Net-metered residential rooftop and canopy |  | None | Trinity Solar | JCP&L | Accepted | 2020-11-30 | 2020-12-01 | 2021-12-01 | Solar Edge | SE3000H-US | Inverters | 3000 |  | 1 |  |  | 0.97 |  | Outside | side of home
NJSTRE1546277420 |  | Transition Incentive Program | Toms River | 8757 | 18 | 3.06 | Residential | Yes | Behind the Meter | Net-metered residential rooftop and canopy |  | None | Trinity Solar | JCP&L | Accepted | 2020-11-30 | 2020-12-01 | 2021-12-01 | Hanwha 340 | Q.PEAK DUO BLK-G6 340 | Solar Panels |  | 0.34 | 9 | 268 | 18 |  | Fixed | Roof
NJSTRE1546277444 |  | Transition Incentive Program | Manahawkin | 8005 | 18 | 9.81 | Residential | No | Behind the Meter | Net-metered residential rooftop and canopy |  | None | SunPower Corporation, Systems | AC Electric | Accepted | 2020-11-30 | 2020-12-02 | 2021-12-02 | SunPower | SPR-E20-327-E-AC | Inverters | 320 |  | 30 |  |  | 0.96 |  | Other | under each panel
NJSTRE1546277444 |  | Transition Incentive Program | Manahawkin | 8005 | 18 | 9.81 | Residential | No | Behind the Meter | Net-metered residential rooftop and canopy |  | None | SunPower Corporation, Systems | AC Electric | Accepted | 2020-11-30 | 2020-12-02 | 2021-12-02 | SunPower | SPR-E20-327-E-AC | Solar Panels |  | 0.327 | 8 | 305 | 26 |  | Fixed | Roof
NJSTRE1546277444 |  | Transition Incentive Program | Manahawkin | 8005 | 18 | 9.81 | Residential | No | Behind the Meter | Net-metered residential rooftop and canopy |  | None | SunPower Corporation, Systems | AC Electric | Accepted | 2020-11-30 | 2020-12-02 | 2021-12-02 | SunPower | SPR-E20-327-E-AC | Solar Panels |  | 0.327 | 4 | 215 | 33 |  | Fixed | Roof
NJSTRE1546277444 |  | Transition Incentive Program | Manahawkin | 8005 | 18 | 9.81 | Residential | No | Behind the Meter | Net-metered residential rooftop and canopy |  | None | SunPower Corporation, Systems | AC Electric | Accepted | 2020-11-30 | 2020-12-02 | 2021-12-02 | SunPower | SPR-E20-327-E-AC | Solar Panels |  | 0.327 | 18 | 125 | 26 |  | Fixed | Roof
NJSTRE1546277454 |  | Transition Incentive Program | Bayonne City | 07002-4727 |  | 5.04 | Residential | No | Behind the Meter | Net-metered residential rooftop and canopy |  | None | Sundial Solar Innovations | PSE&G | Accepted | 2020-11-30 | 2020-12-02 | 2021-12-02 | Enphase | IQ7+ | Inverters | 0.29 |  | 14 |  |  | 0.96 |  | Outside | roof
NJSTRE1546277454 |  | Transition Incentive Program | Bayonne City | 07002-4727 |  | 5.04 | Residential | No | Behind the Meter | Net-metered residential rooftop and canopy |  | None | Sundial Solar Innovations | PSE&G | Accepted | 2020-11-30 | 2020-12-02 | 2021-12-02 | RECSolar | Rec360 | Solar Panels |  | 0.36 | 14 | 210 | 40 |  | Fixed | Roof | outside
NJSTRE1546277455 |  | Transition Incentive Program | Palmya | 8065 | 13 | 2.56 | Residential | Yes | Behind the Meter | Net-metered residential rooftop and canopy |  | None | Vivint Solar Developer, LLC | PSE&G | Accepted | 2020-12-02 | 2020-12-03 | 2021-12-03 | Solar Edge | SE3800H-US | Inverters | 3800 |  | 1 |  |  | 0.992 |  | Outdoor | Near the Utility Meter
NJSTRE1546277455 |  | Transition Incentive Program | Palmya | 8065 | 13 | 2.56 | Residential | Yes | Behind the Meter | Net-metered residential rooftop and canopy |  | None | Vivint Solar Developer, LLC | PSE&G | Accepted | 2020-12-02 | 2020-12-03 | 2021-12-03 | JINKO SOLAR | JKM320M-60HBL | Solar Panels |  | 0.32 | 8 | 352 | 23 |  | Fixed | Roof
NJSTRE1546277456 |  | Transition Incentive Program | Bordentown Twp | 8505 | 13 | 13.98 | Residential | No | Behind the Meter | Net-metered residential rooftop and canopy |  | None | SunnyMac LLC | PSE&G | Accepted | 2020-11-30 | 2020-12-02 | 2021-12-02 | Solaredge | SE10000H-US | Inverters | 10000 |  | 1 |  |  | 0.99 |  | Outdoor | Next to Meter
NJSTRE1546277456 |  | Transition Incentive Program | Bordentown Twp | 8505 | 13 | 13.98 | Residential | No | Behind the Meter | Net-metered residential rooftop and canopy |  | None | SunnyMac LLC | PSE&G | Accepted | 2020-11-30 | 2020-12-02 | 2021-12-02 | REC | TwinPeak 2 Mono | Solar Panels |  | 0.325 | 12 | 226 | 34 |  | Fixed | Roof
NJSTRE1546277456 |  | Transition Incentive Program | Bordentown Twp | 8505 | 13 | 13.98 | Residential | No | Behind the Meter | Net-metered residential rooftop and canopy |  | None | SunnyMac LLC | PSE&G | Accepted | 2020-11-30 | 2020-12-02 | 2021-12-02 | REC | TwinPeak 2 Mono | Solar Panels |  | 0.325 | 20 | 46 | 34 |  | Fixed | Roof
NJSTRE1546277456 |  | Transition Incentive Program | Bordentown Twp | 8505 | 13 | 13.98 | Residential | No | Behind the Meter | Net-metered residential rooftop and canopy |  | None | SunnyMac LLC | PSE&G | Accepted | 2020-11-30 | 2020-12-02 | 2021-12-02 | REC | TwinPeak 2 Mono | Solar Panels |  | 0.325 | 11 | 226 | 34 |  | Fixed | Roof
NJSTRE1546277457 |  | Transition Incentive Program | Somerdale | 8083 | 14 | 11.22 | Residential | Yes | Behind the Meter | Net-metered residential rooftop and canopy |  | None | Trinity Solar | PSE&G | Accepted | 2020-11-30 | 2020-12-02 | 2021-12-02 | Solar Edge | SE10000 | Inverters | 10000 |  | 1 |  |  | 0.97 |  | Outside | side of home
NJSTRE1546277457 |  | Transition Incentive Program | Somerdale | 8083 | 14 | 11.22 | Residential | Yes | Behind the Meter | Net-metered residential rooftop and canopy |  | None | Trinity Solar | PSE&G | Accepted | 2020-11-30 | 2020-12-02 | 2021-12-02 | Hanwha | Q.PEAK DUO BLK-G6 340 | Solar Panels |  | 0.34 | 6 | 174 | 23 |  | Fixed | Roof
NJSTRE1546277457 |  | Transition Incentive Program | Somerdale | 8083 | 14 | 11.22 | Residential | Yes | Behind the Meter | Net-metered residential rooftop and canopy |  | None | Trinity Solar | PSE&G | Accepted | 2020-11-30 | 2020-12-02 | 2021-12-02 | Hanwha | Q.PEAK DUO BLK-G6 340 | Solar Panels |  | 0.34 | 8 | 264 | 13 |  | Fixed | Roof
NJSTRE1546277457 |  | Transition Incentive Program | Somerdale | 8083 | 14 | 11.22 | Residential | Yes | Behind the Meter | Net-metered residential rooftop and canopy |  | None | Trinity Solar | PSE&G | Accepted | 2020-11-30 | 2020-12-02 | 2021-12-02 | Hanwha | Q.PEAK DUO BLK-G6 340 | Solar Panels |  | 0.34 | 8 | 264 | 18 |  | Fixed | Roof
NJSTRE1546277457 |  | Transition Incentive Program | Somerdale | 8083 | 14 | 11.22 | Residential | Yes | Behind the Meter | Net-metered residential rooftop and canopy |  | None | Trinity Solar | PSE&G | Accepted | 2020-11-30 | 2020-12-02 | 2021-12-02 | Hanwha | Q.PEAK DUO BLK-G6 340 | Solar Panels |  | 0.34 | 3 | 264 | 23 |  | Fixed | Roof
NJSTRE1546277457 |  | Transition Incentive Program | Somerdale | 8083 | 14 | 11.22 | Residential | Yes | Behind the Meter | Net-metered residential rooftop and canopy |  | None | Trinity Solar | PSE&G | Accepted | 2020-11-30 | 2020-12-02 | 2021-12-02 | Hanwha | Q.PEAK DUO BLK-G6 340 | Solar Panels |  | 0.34 | 8 | 84 | 18 |  | Fixed | Roof
NJSTRE1546277473 |  | Transition Incentive Program | East Orange | 7018 | 9 | 4.42 | Residential | Yes | Behind the Meter | Net-metered residential rooftop and canopy |  | None | Trinity Solar | PSE&G | Accepted | 2020-11-30 | 2020-12-08 | 2021-12-08 | Solar edge | SE3800 | Inverters | 3800 |  | 1 |  |  | 0.97 |  | Outside | side of home
NJSTRE1546277473 |  | Transition Incentive Program | East Orange | 7018 | 9 | 4.42 | Residential | Yes | Behind the Meter | Net-metered residential rooftop and canopy |  | None | Trinity Solar | PSE&G | Accepted | 2020-11-30 | 2020-12-08 | 2021-12-08 | Hanwha | Q.PEAK DUO BLK-G6 340 | Solar Panels |  | 0.34 | 2 | 202 | 30 |  | Fixed | Roof
NJSTRE1546277473 |  | Transition Incentive Program | East Orange | 7018 | 9 | 4.42 | Residential | Yes | Behind the Meter | Net-metered residential rooftop and canopy |  | None | Trinity Solar | PSE&G | Accepted | 2020-11-30 | 2020-12-08 | 2021-12-08 | Hanwha | Q.PEAK DUO BLK-G6 340 | Solar Panels |  | 0.34 | 11 | 112 | 14 |  | Fixed | Roof
NJSTRE1546277479 |  | Transition Incentive Program | Paterson | 7502 | 6 | 6.12 | Residential | Yes | Behind the Meter | Net-metered residential rooftop and canopy |  | None | Trinity Solar | PSE&G | Accepted | 2020-11-30 | 2020-12-03 | 2021-12-03 | SolarEdge | SE5000H-US | Inverters | 5000 |  | 1 |  |  | 0.97 |  | Outside | side of home
NJSTRE1546277479 |  | Transition Incentive Program | Paterson | 7502 | 6 | 6.12 | Residential | Yes | Behind the Meter | Net-metered residential rooftop and canopy |  | None | Trinity Solar | PSE&G | Accepted | 2020-11-30 | 2020-12-03 | 2021-12-03 | Hanwha 340 | Q.PEAK DUO BLK-G6 340 | Solar Panels |  | 0.34 | 5 | 230 | 23 |  | Fixed | Roof
NJSTRE1546277479 |  | Transition Incentive Program | Paterson | 7502 | 6 | 6.12 | Residential | Yes | Behind the Meter | Net-metered residential rooftop and canopy |  | None | Trinity Solar | PSE&G | Accepted | 2020-11-30 | 2020-12-03 | 2021-12-03 | Hanwha 340 | Q.PEAK DUO BLK-G6 340 | Solar Panels |  | 0.34 | 8 | 140 | 23 |  | Fixed | Roof
NJSTRE1546277479 |  | Transition Incentive Program | Paterson | 7502 | 6 | 6.12 | Residential | Yes | Behind the Meter | Net-metered residential rooftop and canopy |  | None | Trinity Solar | PSE&G | Accepted | 2020-11-30 | 2020-12-03 | 2021-12-03 | Hanwha 340 | Q.PEAK DUO BLK-G6 340 | Solar Panels |  | 0.34 | 5 | 230 | 23 |  | Fixed | Roof
NJSTRE1546277494 |  | Transition Incentive Program | Parlin | 8859 | 11 | 2.93 | Residential | Yes | Behind the Meter | Net-metered residential rooftop and canopy |  | None | Vivint Solar Developer, LLC | JCP&L | Accepted | 2020-12-02 | 2020-12-03 | 2021-12-03 | Solar Edge | SE3800H-US | Inverters | 3800 |  | 1 |  |  | 0.992 |  | Outdoor | Near the Utility Meter
NJSTRE1546277494 |  | Transition Incentive Program | Parlin | 8859 | 11 | 2.93 | Residential | Yes | Behind the Meter | Net-metered residential rooftop and canopy |  | None | Vivint Solar Developer, LLC | JCP&L | Accepted | 2020-12-02 | 2020-12-03 | 2021-12-03 | JINKO SOLAR | JKM325M-60HBL | Solar Panels |  | 0.325 | 9 | 148 | 20 |  | Fixed | Roof
NJSTRE1546277497 |  | Transition Incentive Program | Brick | 8724 | 18 | 7.48 | Residential | Yes | Behind the Meter | Net-metered residential rooftop and canopy |  | None | Trinity Solar | JCP&L | Accepted | 2020-11-30 | 2020-12-02 | 2021-12-02 | Solar Edge | SE6000 | Inverters | 6000 |  | 1 |  |  | 0.97 |  | Outside | side of home
NJSTRE1546277497 |  | Transition Incentive Program | Brick | 8724 | 18 | 7.48 | Residential | Yes | Behind the Meter | Net-metered residential rooftop and canopy |  | None | Trinity Solar | JCP&L | Accepted | 2020-11-30 | 2020-12-02 | 2021-12-02 | Hanwha | Q.PEAK DUO BLK-G6 340 | Solar Panels |  | 0.34 | 6 | 89 | 11 |  | Fixed | Roof
NJSTRE1546277497 |  | Transition Incentive Program | Brick | 8724 | 18 | 7.48 | Residential | Yes | Behind the Meter | Net-metered residential rooftop and canopy |  | None | Trinity Solar | JCP&L | Accepted | 2020-11-30 | 2020-12-02 | 2021-12-02 | Hanwha | Q.PEAK DUO BLK-G6 340 | Solar Panels |  | 0.34 | 16 | 269 | 38 |  | Fixed | Roof
NJSTRE1546277502 |  | Transition Incentive Program | Chesterfield TWP | 8515 | 13 | 6.12 | Residential | No | Behind the Meter | Net-metered residential rooftop and canopy |  | None | Tesla Energy Operations Inc. | PSE&G | Accepted | 2020-11-30 | 2020-12-02 | 2021-12-02 | SolarEdge Technologies | SE7600H-US [240V] | Inverters | 7600 |  | 1 |  |  | 0.99 |  | Outside | Outside
NJSTRE1546277502 |  | Transition Incentive Program | Chesterfield TWP | 8515 | 13 | 6.12 | Residential | No | Behind the Meter | Net-metered residential rooftop and canopy |  | None | Tesla Energy Operations Inc. | PSE&G | Accepted | 2020-11-30 | 2020-12-02 | 2021-12-02 | Hanwha Q-CELLS | Q.Peak DUO BLK-G6+ 340 | Solar Panels |  | 0.34 | 4 | 180 | 34 |  | Fixed | Roof
NJSTRE1546277502 |  | Transition Incentive Program | Chesterfield TWP | 8515 | 13 | 6.12 | Residential | No | Behind the Meter | Net-metered residential rooftop and canopy |  | None | Tesla Energy Operations Inc. | PSE&G | Accepted | 2020-11-30 | 2020-12-02 | 2021-12-02 | Hanwha Q-CELLS | Q.Peak DUO BLK-G6+ 340 | Solar Panels |  | 0.34 | 6 | 180 | 37 |  | Fixed | Roof
NJSTRE1546277502 |  | Transition Incentive Program | Chesterfield TWP | 8515 | 13 | 6.12 | Residential | No | Behind the Meter | Net-metered residential rooftop and canopy |  | None | Tesla Energy Operations Inc. | PSE&G | Accepted | 2020-11-30 | 2020-12-02 | 2021-12-02 | Hanwha Q-CELLS | Q.Peak DUO BLK-G6+ 340 | Solar Panels |  | 0.34 | 8 | 270 | 26 |  | Fixed | Roof
NJSTRE1546277511 |  | Transition Incentive Program | Elmer | 8318 | 16 | 16.25 | Residential | Yes | Behind the Meter | Net-metered residential rooftop and canopy |  | None | All Season Solar | AC Electric | Accepted | 2020-11-30 | 2020-12-02 | 2021-12-02 | Enphase | IQ7 | Inverters | 240 |  | 50 |  |  | 0.97 |  | Outdoor | under module
NJSTRE1546277511 |  | Transition Incentive Program | Elmer | 8318 | 16 | 16.25 | Residential | Yes | Behind the Meter | Net-metered residential rooftop and canopy |  | None | All Season Solar | AC Electric | Accepted | 2020-11-30 | 2020-12-02 | 2021-12-02 | Trina | TSMDD06M.05II | Solar Panels |  | 0.325 | 20 | 222 | 21 |  | Fixed | Roof
NJSTRE1546277511 |  | Transition Incentive Program | Elmer | 8318 | 16 | 16.25 | Residential | Yes | Behind the Meter | Net-metered residential rooftop and canopy |  | None | All Season Solar | AC Electric | Accepted | 2020-11-30 | 2020-12-02 | 2021-12-02 | Trina | TSMDD06M.05II | Solar Panels |  | 0.325 | 7 | 312 | 24 |  | Fixed | Roof
NJSTRE1546277511 |  | Transition Incentive Program | Elmer | 8318 | 16 | 16.25 | Residential | Yes | Behind the Meter | Net-metered residential rooftop and canopy |  | None | All Season Solar | AC Electric | Accepted | 2020-11-30 | 2020-12-02 | 2021-12-02 | Trina | TSMDD06M.05II | Solar Panels |  | 0.325 | 9 | 222 | 21 |  | Fixed | Roof
NJSTRE1546277511 |  | Transition Incentive Program | Elmer | 8318 | 16 | 16.25 | Residential | Yes | Behind the Meter | Net-metered residential rooftop and canopy |  | None | All Season Solar | AC Electric | Accepted | 2020-11-30 | 2020-12-02 | 2021-12-02 | Trina | TSMDD06M.05II | Solar Panels |  | 0.325 | 14 | 132 | 24 |  | Fixed | Roof
NJSTRE1546277530 |  | Transition Incentive Program | Union | 7083 | 10 | 6.56 | Residential | Yes | Behind the Meter | Net-metered residential rooftop and canopy |  | None | Sunrun Installation Services, Inc. | PSE&G | Accepted | 2020-11-30 | 2020-12-02 | 2021-12-02 | Enphase Energy | IQ7PLUS-72-x-US (240V) | Inverters | 290 |  | 19 |  |  | 0.96 |  | Outdoor | Rooftop
NJSTRE1546277530 |  | Transition Incentive Program | Union | 7083 | 10 | 6.56 | Residential | Yes | Behind the Meter | Net-metered residential rooftop and canopy |  | None | Sunrun Installation Services, Inc. | PSE&G | Accepted | 2020-11-30 | 2020-12-02 | 2021-12-02 | LG Electronics | LG345N1C-V5 | Solar Panels |  | 0.345 | 3 | 216 | 35 |  | Fixed | Roof
NJSTRE1546277530 |  | Transition Incentive Program | Union | 7083 | 10 | 6.56 | Residential | Yes | Behind the Meter | Net-metered residential rooftop and canopy |  | None | Sunrun Installation Services, Inc. | PSE&G | Accepted | 2020-11-30 | 2020-12-02 | 2021-12-02 | LG Electronics | LG345N1C-V5 | Solar Panels |  | 0.345 | 6 | 127 | 11 |  | Fixed | Roof
NJSTRE1546277530 |  | Transition Incentive Program | Union | 7083 | 10 | 6.56 | Residential | Yes | Behind the Meter | Net-metered residential rooftop and canopy |  | None | Sunrun Installation Services, Inc. | PSE&G | Accepted | 2020-11-30 | 2020-12-02 | 2021-12-02 | LG Electronics | LG345N1C-V5 | Solar Panels |  | 0.345 | 7 | 37 | 38 |  | Fixed | Roof
NJSTRE1546277530 |  | Transition Incentive Program | Union | 7083 | 10 | 6.56 | Residential | Yes | Behind the Meter | Net-metered residential rooftop and canopy |  | None | Sunrun Installation Services, Inc. | PSE&G | Accepted | 2020-11-30 | 2020-12-02 | 2021-12-02 | LG Electronics | LG345N1C-V5 | Solar Panels |  | 0.345 | 3 | 127 | 38 |  | Fixed | Roof
NJSTRE1546277538 |  | Transition Incentive Program | Union | 7083 | 10 | 3.84 | Residential | Yes | Behind the Meter | Net-metered residential rooftop and canopy |  | None | Vivint Solar Developer, LLC | PSE&G | Accepted | 2020-12-02 | 2020-12-02 | 2021-12-02 | Solar Edge | SE3800H-US | Inverters | 3800 |  | 1 |  |  | 0.992 |  | Outdoor | Near the Utility Meter
NJSTRE1546277538 |  | Transition Incentive Program | Union | 7083 | 10 | 3.84 | Residential | Yes | Behind the Meter | Net-metered residential rooftop and canopy |  | None | Vivint Solar Developer, LLC | PSE&G | Accepted | 2020-12-02 | 2020-12-02 | 2021-12-02 | JINKO SOLAR | JKM320M-60HBL | Solar Panels |  | 0.32 | 4 | 88 | 16 |  | Fixed | Roof
NJSTRE1546277538 |  | Transition Incentive Program | Union | 7083 | 10 | 3.84 | Residential | Yes | Behind the Meter | Net-metered residential rooftop and canopy |  | None | Vivint Solar Developer, LLC | PSE&G | Accepted | 2020-12-02 | 2020-12-02 | 2021-12-02 | JINKO SOLAR | JKM320M-60HBL | Solar Panels |  | 0.32 | 8 | 88 | 13 |  | Fixed | Roof
NJSTRE1546277594 |  | Transition Incentive Program | East Brunswick | 8816 | 11 | 6.12 | Residential | No | Behind the Meter | Net-metered residential rooftop and canopy |  | None | Trinity Solar | PSE&G | Accepted | 2020-11-30 | 2020-12-02 | 2021-12-02 | Solar Edge | SE5000 | Inverters | 5000 |  | 1 |  |  | 0.97 |  | Outside | side of home
NJSTRE1546277594 |  | Transition Incentive Program | East Brunswick | 8816 | 11 | 6.12 | Residential | No | Behind the Meter | Net-metered residential rooftop and canopy |  | None | Trinity Solar | PSE&G | Accepted | 2020-11-30 | 2020-12-02 | 2021-12-02 | Hanwha | Q.PEAK DUO BLK-G6 340 | Solar Panels |  | 0.34 | 18 | 175 | 32 |  | Fixed | Roof
NJSTRE1546277597 |  | Transition Incentive Program | Washington | 7882 | 2 | 12.92 | Residential | No | Behind the Meter | Net-metered residential rooftop and canopy |  | None | Vision Solar LLC | JCP&L | Accepted | 2020-11-30 | 2020-12-02 | 2021-12-02 | ENPHASE | IQ7-60-2-US | Inverters | 0.24 |  | 38 |  |  | 0.96 |  | Other | BEHIND EACH PANEL
NJSTRE1546277597 |  | Transition Incentive Program | Washington | 7882 | 2 | 12.92 | Residential | No | Behind the Meter | Net-metered residential rooftop and canopy |  | None | Vision Solar LLC | JCP&L | Accepted | 2020-11-30 | 2020-12-02 | 2021-12-02 | HANWHA Q-CELLS | Q.PEAK DUO BLK-G6+ 340 | Solar Panels |  | 0.34 | 38 | 150 | 17 |  | Fixed | Roof
NJSTRE1546277605 |  | Transition Incentive Program | Carteret | 7008 | 11 | 8.85 | Residential | Yes | Behind the Meter | Net-metered residential rooftop and canopy |  | None | Sunrun Installation Services, Inc. | PSE&G | Accepted | 2020-11-30 | 2020-12-02 | 2021-12-02 | Enphase Energy | IQ7-60-x-US (240V) | Inverters | 240 |  | 29 |  |  | 0.96 |  | Outdoor | Rooftop
NJSTRE1546277605 |  | Transition Incentive Program | Carteret | 7008 | 11 | 8.85 | Residential | Yes | Behind the Meter | Net-metered residential rooftop and canopy |  | None | Sunrun Installation Services, Inc. | PSE&G | Accepted | 2020-11-30 | 2020-12-02 | 2021-12-02 | LONGi Green Energy Technology Co Ltd | LR6-60HPB-305M | Solar Panels |  | 0.305 | 12 | 206 | 24 |  | Fixed | Roof
NJSTRE1546277605 |  | Transition Incentive Program | Carteret | 7008 | 11 | 8.85 | Residential | Yes | Behind the Meter | Net-metered residential rooftop and canopy |  | None | Sunrun Installation Services, Inc. | PSE&G | Accepted | 2020-11-30 | 2020-12-02 | 2021-12-02 | LONGi Green Energy Technology Co Ltd | LR6-60HPB-305M | Solar Panels |  | 0.305 | 6 | 26 | 22 |  | Fixed | Roof
NJSTRE1546277605 |  | Transition Incentive Program | Carteret | 7008 | 11 | 8.85 | Residential | Yes | Behind the Meter | Net-metered residential rooftop and canopy |  | None | Sunrun Installation Services, Inc. | PSE&G | Accepted | 2020-11-30 | 2020-12-02 | 2021-12-02 | LONGi Green Energy Technology Co Ltd | LR6-60HPB-305M | Solar Panels |  | 0.305 | 3 | 296 | 23 |  | Fixed | Roof
NJSTRE1546277605 |  | Transition Incentive Program | Carteret | 7008 | 11 | 8.85 | Residential | Yes | Behind the Meter | Net-metered residential rooftop and canopy |  | None | Sunrun Installation Services, Inc. | PSE&G | Accepted | 2020-11-30 | 2020-12-02 | 2021-12-02 | LONGi Green Energy Technology Co Ltd | LR6-60HPB-305M | Solar Panels |  | 0.305 | 8 | 116 | 22 |  | Fixed | Roof
NJSTRE1546277608 |  | Transition Incentive Program | West Windsor TWP | 8550 | 12 | 7.14 | Residential | No | Behind the Meter | Net-metered residential rooftop and canopy |  | None | Tesla Energy Operations Inc. | PSE&G | Accepted | 2020-11-30 | 2020-12-02 | 2021-12-02 | SolarEdge Technologies | SE7600H-US [240V] | Inverters | 7600 |  | 1 |  |  | 0.99 |  | Outside | Outside
NJSTRE1546277608 |  | Transition Incentive Program | West Windsor TWP | 8550 | 12 | 7.14 | Residential | No | Behind the Meter | Net-metered residential rooftop and canopy |  | None | Tesla Energy Operations Inc. | PSE&G | Accepted | 2020-11-30 | 2020-12-02 | 2021-12-02 | Hanwha Q-CELLS | Q.Peak DUO BLK-G6+ 340 | Solar Panels |  | 0.34 | 2 | 184 | 23 |  | Fixed | Roof
NJSTRE1546277608 |  | Transition Incentive Program | West Windsor TWP | 8550 | 12 | 7.14 | Residential | No | Behind the Meter | Net-metered residential rooftop and canopy |  | None | Tesla Energy Operations Inc. | PSE&G | Accepted | 2020-11-30 | 2020-12-02 | 2021-12-02 | Hanwha Q-CELLS | Q.Peak DUO BLK-G6+ 340 | Solar Panels |  | 0.34 | 6 | 183 | 23 |  | Fixed | Roof
NJSTRE1546277608 |  | Transition Incentive Program | West Windsor TWP | 8550 | 12 | 7.14 | Residential | No | Behind the Meter | Net-metered residential rooftop and canopy |  | None | Tesla Energy Operations Inc. | PSE&G | Accepted | 2020-11-30 | 2020-12-02 | 2021-12-02 | Hanwha Q-CELLS | Q.Peak DUO BLK-G6+ 340 | Solar Panels |  | 0.34 | 13 | 184 | 25 |  | Fixed | Roof
NJSTRE1546277710 |  | Transition Incentive Program | Millville | 8332 | 20 | 5.1 | Residential | Yes | Behind the Meter | Net-metered residential rooftop and canopy |  | None | Trinity Solar | AC Electric | Accepted | 2020-11-30 | 2020-12-02 | 2021-12-02 | Solar edge | SE3800 | Inverters | 3800 |  | 1 |  |  | 0.97 |  | Outside | side of home
NJSTRE1546277710 |  | Transition Incentive Program | Millville | 8332 | 20 | 5.1 | Residential | Yes | Behind the Meter | Net-metered residential rooftop and canopy |  | None | Trinity Solar | AC Electric | Accepted | 2020-11-30 | 2020-12-02 | 2021-12-02 | Hanwha | Q.PEAK DUO BLK-G6 340 | Solar Panels |  | 0.34 | 15 | 139 | 21 |  | Fixed | Roof
NJSTRE1546277713 |  | Transition Incentive Program | Vineland | 8360 | 20 | 4.08 | Residential | Yes | Behind the Meter | Net-metered residential rooftop and canopy |  | None | Trinity Solar | Vineland Muni Electric | Accepted | 2020-11-30 | 2020-12-02 | 2021-12-02 | Solar Edge | SE3800 | Inverters | 3800 |  | 1 |  |  | 0.97 |  | Outside | side of home
NJSTRE1546277713 |  | Transition Incentive Program | Vineland | 8360 | 20 | 4.08 | Residential | Yes | Behind the Meter | Net-metered residential rooftop and canopy |  | None | Trinity Solar | Vineland Muni Electric | Accepted | 2020-11-30 | 2020-12-02 | 2021-12-02 | Hanwha | Q.PEAK DUO BLK-G6 340 | Solar Panels |  | 0.34 | 12 | 184 | 22 |  | Fixed | Roof
NJSTRE1546277714 |  | Transition Incentive Program | High Bridge | 8829 | 4 | 13.26 | Residential | No | Behind the Meter | Net-metered residential rooftop and canopy |  | None | Maier Solar Engineering dba Solar Me | JCP&L | Accepted | 2020-11-30 | 2020-12-03 | 2021-12-03 | Enphase | IQ7+ | Inverters | 290 |  | 39 |  |  | 0.96 |  | Outdoor | Next to meter
NJSTRE1546277714 |  | Transition Incentive Program | High Bridge | 8829 | 4 | 13.26 | Residential | No | Behind the Meter | Net-metered residential rooftop and canopy |  | None | Maier Solar Engineering dba Solar Me | JCP&L | Accepted | 2020-11-30 | 2020-12-03 | 2021-12-03 | Hanwha | Q.CELL DUO BLK G6 340W | Solar Panels |  | 0.34 | 29 | 165 | 40 |  | Fixed | Roof
NJSTRE1546277714 |  | Transition Incentive Program | High Bridge | 8829 | 4 | 13.26 | Residential | No | Behind the Meter | Net-metered residential rooftop and canopy |  | None | Maier Solar Engineering dba Solar Me | JCP&L | Accepted | 2020-11-30 | 2020-12-03 | 2021-12-03 | Hanwha | Q.CELL DUO BLK G6 340W | Solar Panels |  | 0.34 | 10 | 345 | 40 |  | Fixed | Roof
NJSTRE1546277715 |  | Transition Incentive Program | Scotch Plains | 7076 | 10 | 7.93 | Residential | Yes | Behind the Meter | Net-metered residential rooftop and canopy |  | None | Sunrun Installation Services, Inc. | PSE&G | Accepted | 2020-11-30 | 2020-12-02 | 2021-12-02 | Enphase Energy | IQ7-60-x-US (240V) | Inverters | 240 |  | 26 |  |  | 0.96 |  | Outdoor | Rooftop
NJSTRE1546277715 |  | Transition Incentive Program | Scotch Plains | 7076 | 10 | 7.93 | Residential | Yes | Behind the Meter | Net-metered residential rooftop and canopy |  | None | Sunrun Installation Services, Inc. | PSE&G | Accepted | 2020-11-30 | 2020-12-02 | 2021-12-02 | LONGi Green Energy Technology Co Ltd | LR6-60HPB-305M | Solar Panels |  | 0.305 | 12 | 129 | 23 |  | Fixed | Roof
NJSTRE1546277715 |  | Transition Incentive Program | Scotch Plains | 7076 | 10 | 7.93 | Residential | Yes | Behind the Meter | Net-metered residential rooftop and canopy |  | None | Sunrun Installation Services, Inc. | PSE&G | Accepted | 2020-11-30 | 2020-12-02 | 2021-12-02 | LONGi Green Energy Technology Co Ltd | LR6-60HPB-305M | Solar Panels |  | 0.305 | 2 | 218 | 21 |  | Fixed | Roof
NJSTRE1546277715 |  | Transition Incentive Program | Scotch Plains | 7076 | 10 | 7.93 | Residential | Yes | Behind the Meter | Net-metered residential rooftop and canopy |  | None | Sunrun Installation Services, Inc. | PSE&G | Accepted | 2020-11-30 | 2020-12-02 | 2021-12-02 | LONGi Green Energy Technology Co Ltd | LR6-60HPB-305M | Solar Panels |  | 0.305 | 2 | 38 | 25 |  | Fixed | Roof
NJSTRE1546277715 |  | Transition Incentive Program | Scotch Plains | 7076 | 10 | 7.93 | Residential | Yes | Behind the Meter | Net-metered residential rooftop and canopy |  | None | Sunrun Installation Services, Inc. | PSE&G | Accepted | 2020-11-30 | 2020-12-02 | 2021-12-02 | LONGi Green Energy Technology Co Ltd | LR6-60HPB-305M | Solar Panels |  | 0.305 | 10 | 309 | 22 |  | Fixed | Roof
NJSTRE1546277723 |  | Transition Incentive Program | Northfield | 8225 | 19 | 4.08 | Residential | Yes | Behind the Meter | Net-metered residential rooftop and canopy |  | None | Trinity Solar | AC Electric | Accepted | 2020-11-30 | 2020-12-02 | 2021-12-02 | Solar Edge | SE3800H-US | Inverters | 3800 |  | 1 |  |  | 0.97 |  | Outside | side of home
NJSTRE1546277723 |  | Transition Incentive Program | Northfield | 8225 | 19 | 4.08 | Residential | Yes | Behind the Meter | Net-metered residential rooftop and canopy |  | None | Trinity Solar | AC Electric | Accepted | 2020-11-30 | 2020-12-02 | 2021-12-02 | Hanwha 340 | Q.PEAK DUO BLK-G6 340 | Solar Panels |  | 0.34 | 12 | 133 | 21 |  | Fixed | Roof
NJSTRE1546277730 |  | Transition Incentive Program | Turnersville | 8012 | 14 | 6.93 | Residential | No | Behind the Meter | Net-metered residential rooftop and canopy |  | None | All Season Solar | AC Electric | Accepted | 2020-11-30 | 2020-12-02 | 2021-12-02 | Enphase | IQ7 | Inverters | 240 |  | 22 |  |  | 0.97 |  | Outdoor | under module
NJSTRE1546277730 |  | Transition Incentive Program | Turnersville | 8012 | 14 | 6.93 | Residential | No | Behind the Meter | Net-metered residential rooftop and canopy |  | None | All Season Solar | AC Electric | Accepted | 2020-11-30 | 2020-12-02 | 2021-12-02 | Certainteed | CT315HC11-04 | Solar Panels |  | 0.315 | 22 | 164 | 24 |  | Fixed | Roof
NJSTRE1546277732 |  | Transition Incentive Program | Chesilhurst | 8089 | 14 | 4.76 | Residential | Yes | Behind the Meter | Net-metered residential rooftop and canopy |  | None | Trinity Solar | AC Electric | Accepted | 2020-11-30 | 2020-12-02 | 2021-12-02 | Solar Edge | SE3800H-US000BNC4 | Inverters | 3800 |  | 1 |  |  | 0.97 |  | Outdoor | side of home
NJSTRE1546277732 |  | Transition Incentive Program | Chesilhurst | 8089 | 14 | 4.76 | Residential | Yes | Behind the Meter | Net-metered residential rooftop and canopy |  | None | Trinity Solar | AC Electric | Accepted | 2020-11-30 | 2020-12-02 | 2021-12-02 | HANWHA | Q.PEAK DUO BLK-G6 340 | Solar Panels |  | 0.34 | 14 | 196 | 20 |  | Fixed | Roof
NJSTRE1546277750 |  | Transition Incentive Program | Westville | 8093 | 15 | 5.76 | Residential | Yes | Behind the Meter | Net-metered residential rooftop and canopy |  | None | Sunrun Installation Services, Inc. | PSE&G | Accepted | 2020-11-30 | 2020-12-02 | 2021-12-02 | Enphase Energy | IQ7PLUS-72-x-US (240V) | Inverters | 290 |  | 16 |  |  | 0.96 |  | Outdoor | Rooftop
NJSTRE1546277750 |  | Transition Incentive Program | Westville | 8093 | 15 | 5.76 | Residential | Yes | Behind the Meter | Net-metered residential rooftop and canopy |  | None | Sunrun Installation Services, Inc. | PSE&G | Accepted | 2020-11-30 | 2020-12-02 | 2021-12-02 | LG Electronics | LG360Q1C-A5 | Solar Panels |  | 0.36 | 16 | 33 | 9 |  | Fixed | Roof
NJSTRE1546277754 |  | Transition Incentive Program | Toms River | 8753 | 18 | 7.04 | Residential | Yes | Behind the Meter | Net-metered residential rooftop and canopy |  | None | Vivint Solar Developer, LLC | JCP&L | Accepted | 2020-12-01 | 2020-12-02 | 2021-12-02 | Solar Edge | SE7600H-US | Inverters | 7600 |  | 1 |  |  | 0.992 |  | Outdoor | Near the Utility Meter
NJSTRE1546277754 |  | Transition Incentive Program | Toms River | 8753 | 18 | 7.04 | Residential | Yes | Behind the Meter | Net-metered residential rooftop and canopy |  | None | Vivint Solar Developer, LLC | JCP&L | Accepted | 2020-12-01 | 2020-12-02 | 2021-12-02 | JINKO SOLAR | JKM320M-60HBL | Solar Panels |  | 0.32 | 17 | 3 | 23 |  | Fixed | Roof
NJSTRE1546277754 |  | Transition Incentive Program | Toms River | 8753 | 18 | 7.04 | Residential | Yes | Behind the Meter | Net-metered residential rooftop and canopy |  | None | Vivint Solar Developer, LLC | JCP&L | Accepted | 2020-12-01 | 2020-12-02 | 2021-12-02 | JINKO SOLAR | JKM320M-60HBL | Solar Panels |  | 0.32 | 5 | 3 | 22 |  | Fixed | Roof
NJSTRE1546277766 |  | Transition Incentive Program | Glassboro | 8028 | 15 | 11.38 | Residential | Yes | Behind the Meter | Net-metered residential rooftop and canopy |  | None | All Season Solar | AC Electric | Accepted | 2020-11-30 | 2020-12-02 | 2021-12-02 | Enphase | IQ7 | Inverters | 240 |  | 35 |  |  | 0.97 |  | Outdoor | under module
NJSTRE1546277766 |  | Transition Incentive Program | Glassboro | 8028 | 15 | 11.38 | Residential | Yes | Behind the Meter | Net-metered residential rooftop and canopy |  | None | All Season Solar | AC Electric | Accepted | 2020-11-30 | 2020-12-02 | 2021-12-02 | Trina | TSMDD06M.05II | Solar Panels |  | 0.325 | 35 | 41 | 226 |  | Fixed | Roof
NJSTRE1546277774 |  | Transition Incentive Program | Pennsauken | 8105 | 14 | 3.78 | Residential | Yes | Behind the Meter | Net-metered residential rooftop and canopy |  | None | Sunrun Inc | PSE&G | Accepted | 2020-12-01 | 2020-12-07 | 2021-12-07 | ENPHASE | IQ7-60-2-US | Inverters | 240 |  | 12 |  |  | 0.97 |  | Outdoor | ROOF
NJSTRE1546277774 |  | Transition Incentive Program | Pennsauken | 8105 | 14 | 3.78 | Residential | Yes | Behind the Meter | Net-metered residential rooftop and canopy |  | None | Sunrun Inc | PSE&G | Accepted | 2020-12-01 | 2020-12-07 | 2021-12-07 | HANWHA | QPEAK DUO BLK | Solar Panels |  | 0.315 | 6 | 128 | 14 |  | Fixed | Roof
NJSTRE1546277774 |  | Transition Incentive Program | Pennsauken | 8105 | 14 | 3.78 | Residential | Yes | Behind the Meter | Net-metered residential rooftop and canopy |  | None | Sunrun Inc | PSE&G | Accepted | 2020-12-01 | 2020-12-07 | 2021-12-07 | HANWHA | QPEAK DUO BLK | Solar Panels |  | 0.315 | 2 | 128 | 30 |  | Fixed | Roof
NJSTRE1546277774 |  | Transition Incentive Program | Pennsauken | 8105 | 14 | 3.78 | Residential | Yes | Behind the Meter | Net-metered residential rooftop and canopy |  | None | Sunrun Inc | PSE&G | Accepted | 2020-12-01 | 2020-12-07 | 2021-12-07 | HANWHA | QPEAK DUO BLK | Solar Panels |  | 0.315 | 4 | 127 | 40 |  | Fixed | Roof
NJSTRE1546277782 |  | Transition Incentive Program | Carteret Boro | 7008 | 11 | 9.3 | Residential | Yes | Behind the Meter | Net-metered residential rooftop and canopy |  | None | Bright Planet Solar | PSE&G | Accepted | 2020-11-30 | 2020-12-02 | 2021-12-02 | SOLAR EDGE | SE7600H-USRGM | Inverters | 7600 |  | 1 |  |  | 0.98 |  | Outdoor | OUTSIDE
NJSTRE1546277782 |  | Transition Incentive Program | Carteret Boro | 7008 | 11 | 9.3 | Residential | Yes | Behind the Meter | Net-metered residential rooftop and canopy |  | None | Bright Planet Solar | PSE&G | Accepted | 2020-11-30 | 2020-12-02 | 2021-12-02 | LONGI | LR6-60HPB-310M | Solar Panels |  | 0.31 | 15 | 285 | 36 |  | Fixed | Roof
NJSTRE1546277782 |  | Transition Incentive Program | Carteret Boro | 7008 | 11 | 9.3 | Residential | Yes | Behind the Meter | Net-metered residential rooftop and canopy |  | None | Bright Planet Solar | PSE&G | Accepted | 2020-11-30 | 2020-12-02 | 2021-12-02 | LONGI | LR6-60HPB-310M | Solar Panels |  | 0.31 | 15 | 105 | 36 |  | Fixed | Roof
NJSTRE1546277785 |  | Transition Incentive Program | Beach Haven | 8008 | 18 | 5.4 | Residential | No | Behind the Meter | Net-metered residential rooftop and canopy |  | None | Sunrun Installation Services, Inc. | AC Electric | Accepted | 2020-11-30 | 2020-12-02 | 2021-12-02 | Enphase Energy | IQ7PLUS-72-x-US (240V) | Inverters | 290 |  | 15 |  |  | 0.96 |  | Outdoor | Rooftop
NJSTRE1546277785 |  | Transition Incentive Program | Beach Haven | 8008 | 18 | 5.4 | Residential | No | Behind the Meter | Net-metered residential rooftop and canopy |  | None | Sunrun Installation Services, Inc. | AC Electric | Accepted | 2020-11-30 | 2020-12-02 | 2021-12-02 | LG Electronics | LG360Q1C-A5 | Solar Panels |  | 0.36 | 15 | 208 | 23 |  | Fixed | Roof
NJSTRE1546277808 |  | Transition Incentive Program | Mercerville | 8619 | 12 | 6.8 | Residential | Yes | Behind the Meter | Net-metered residential rooftop and canopy |  | None | Trinity Solar | PSE&G | Accepted | 2020-11-30 | 2020-12-02 | 2021-12-02 | Solar Edge | SE6000H-US | Inverters | 6000 |  | 1 |  |  | 0.97 |  | Outside | side of home
NJSTRE1546277808 |  | Transition Incentive Program | Mercerville | 8619 | 12 | 6.8 | Residential | Yes | Behind the Meter | Net-metered residential rooftop and canopy |  | None | Trinity Solar | PSE&G | Accepted | 2020-11-30 | 2020-12-02 | 2021-12-02 | Hanwha 340 | Q.PEAK DUO BLK-G6 340 | Solar Panels |  | 0.34 | 8 | 337 | 21 |  | Fixed | Roof
NJSTRE1546277808 |  | Transition Incentive Program | Mercerville | 8619 | 12 | 6.8 | Residential | Yes | Behind the Meter | Net-metered residential rooftop and canopy |  | None | Trinity Solar | PSE&G | Accepted | 2020-11-30 | 2020-12-02 | 2021-12-02 | Hanwha 340 | Q.PEAK DUO BLK-G6 340 | Solar Panels |  | 0.34 | 12 | 157 | 21 |  | Fixed | Roof
NJSTRE1546277823 |  | Transition Incentive Program | Marlboro | 7746 | 17 | 16.32 | Residential | Yes | Behind the Meter | Net-metered residential rooftop and canopy |  | None | Tesla Energy Operations Inc. | JCP&L | Accepted | 2020-11-30 | 2020-12-02 | 2021-12-02 | SolarEdge Technologies | SE7600H-US [240V] | Inverters | 7600 |  | 2 |  |  | 0.99 |  | Outside | Outside
NJSTRE1546277823 |  | Transition Incentive Program | Marlboro | 7746 | 17 | 16.32 | Residential | Yes | Behind the Meter | Net-metered residential rooftop and canopy |  | None | Tesla Energy Operations Inc. | JCP&L | Accepted | 2020-11-30 | 2020-12-02 | 2021-12-02 | Hanwha Q-CELLS | Q.Peak DUO BLK-G6+ 340 | Solar Panels |  | 0.34 | 18 | 188 | 34 |  | Fixed | Roof
NJSTRE1546277823 |  | Transition Incentive Program | Marlboro | 7746 | 17 | 16.32 | Residential | Yes | Behind the Meter | Net-metered residential rooftop and canopy |  | None | Tesla Energy Operations Inc. | JCP&L | Accepted | 2020-11-30 | 2020-12-02 | 2021-12-02 | Hanwha Q-CELLS | Q.Peak DUO BLK-G6+ 340 | Solar Panels |  | 0.34 | 3 | 278 | 40 |  | Fixed | Roof
NJSTRE1546277823 |  | Transition Incentive Program | Marlboro | 7746 | 17 | 16.32 | Residential | Yes | Behind the Meter | Net-metered residential rooftop and canopy |  | None | Tesla Energy Operations Inc. | JCP&L | Accepted | 2020-11-30 | 2020-12-02 | 2021-12-02 | Hanwha Q-CELLS | Q.Peak DUO BLK-G6+ 340 | Solar Panels |  | 0.34 | 13 | 279 | 42 |  | Fixed | Roof
NJSTRE1546277823 |  | Transition Incentive Program | Marlboro | 7746 | 17 | 16.32 | Residential | Yes | Behind the Meter | Net-metered residential rooftop and canopy |  | None | Tesla Energy Operations Inc. | JCP&L | Accepted | 2020-11-30 | 2020-12-02 | 2021-12-02 | Hanwha Q-CELLS | Q.Peak DUO BLK-G6+ 340 | Solar Panels |  | 0.34 | 5 | 98 | 37 |  | Fixed | Roof
NJSTRE1546277823 |  | Transition Incentive Program | Marlboro | 7746 | 17 | 16.32 | Residential | Yes | Behind the Meter | Net-metered residential rooftop and canopy |  | None | Tesla Energy Operations Inc. | JCP&L | Accepted | 2020-11-30 | 2020-12-02 | 2021-12-02 | Hanwha Q-CELLS | Q.Peak DUO BLK-G6+ 340 | Solar Panels |  | 0.34 | 4 | 98 | 43 |  | Fixed | Roof
NJSTRE1546277823 |  | Transition Incentive Program | Marlboro | 7746 | 17 | 16.32 | Residential | Yes | Behind the Meter | Net-metered residential rooftop and canopy |  | None | Tesla Energy Operations Inc. | JCP&L | Accepted | 2020-11-30 | 2020-12-02 | 2021-12-02 | Hanwha Q-CELLS | Q.Peak DUO BLK-G6+ 340 | Solar Panels |  | 0.34 | 5 | 278 | 37 |  | Fixed | Roof
NJSTRE1546277824 |  | Transition Incentive Program | Lakewood | 8701 | 18 | 21.45 | Commercial | Yes | Behind the Meter | Net-metered non-residential rooftop and canopy |  | None | Powerlutions | JCP&L | Accepted | 2020-11-30 | 2020-12-02 | 2021-12-02 | SolarEdge | SE7600H-US | Inverters | 7.6 |  | 2 |  |  | 0.99 |  | Outdoor | near meter
NJSTRE1546277824 |  | Transition Incentive Program | Lakewood | 8701 | 18 | 21.45 | Commercial | Yes | Behind the Meter | Net-metered non-residential rooftop and canopy |  | None | Powerlutions | JCP&L | Accepted | 2020-11-30 | 2020-12-02 | 2021-12-02 | Trina | TSM-325 DD06M.05 | Solar Panels |  | 0.325 | 18 | 165 | 26 |  | Fixed | Roof
NJSTRE1546277824 |  | Transition Incentive Program | Lakewood | 8701 | 18 | 21.45 | Commercial | Yes | Behind the Meter | Net-metered non-residential rooftop and canopy |  | None | Powerlutions | JCP&L | Accepted | 2020-11-30 | 2020-12-02 | 2021-12-02 | Trina | TSM-325 DD06M.05 | Solar Panels |  | 0.325 | 29 | 255 | 26 |  | Fixed | Roof
NJSTRE1546277824 |  | Transition Incentive Program | Lakewood | 8701 | 18 | 21.45 | Commercial | Yes | Behind the Meter | Net-metered non-residential rooftop and canopy |  | None | Powerlutions | JCP&L | Accepted | 2020-11-30 | 2020-12-02 | 2021-12-02 | Trina | TSM-325 DD06M.05 | Solar Panels |  | 0.325 | 4 | 75 | 26 |  | Fixed | Roof
NJSTRE1546277824 |  | Transition Incentive Program | Lakewood | 8701 | 18 | 21.45 | Commercial | Yes | Behind the Meter | Net-metered non-residential rooftop and canopy |  | None | Powerlutions | JCP&L | Accepted | 2020-11-30 | 2020-12-02 | 2021-12-02 | Trina | TSM-325 DD06M.05 | Solar Panels |  | 0.325 | 15 | 75 | 26 |  | Fixed | Roof
NJSTRE1546277832 |  | Transition Incentive Program | Egg Harbor Twp. | 8234 | 19 | 7.8 | Residential | No | Behind the Meter | Net-metered residential rooftop and canopy |  | None | Amped On Solar LLC | AC Electric | Accepted | 2020-12-16 | 2020-12-18 | 2021-12-18 | ENPHASE | IQ7 PLUS | Inverters | 290 |  | 26 |  |  | 0.975 |  | Outside | ON RACKING
NJSTRE1546277832 |  | Transition Incentive Program | Egg Harbor Twp. | 8234 | 19 | 7.8 | Residential | No | Behind the Meter | Net-metered residential rooftop and canopy |  | None | Amped On Solar LLC | AC Electric | Accepted | 2020-12-16 | 2020-12-18 | 2021-12-18 | CANADIAN SOLAR | CS6-300MS | Solar Panels |  | 0.3 | 4 | 233 | 14 |  | Fixed | Roof
NJSTRE1546277832 |  | Transition Incentive Program | Egg Harbor Twp. | 8234 | 19 | 7.8 | Residential | No | Behind the Meter | Net-metered residential rooftop and canopy |  | None | Amped On Solar LLC | AC Electric | Accepted | 2020-12-16 | 2020-12-18 | 2021-12-18 | CANADIAN SOLAR | CS6-300MS | Solar Panels |  | 0.3 | 6 | 233 | 14 |  | Fixed | Roof
NJSTRE1546277832 |  | Transition Incentive Program | Egg Harbor Twp. | 8234 | 19 | 7.8 | Residential | No | Behind the Meter | Net-metered residential rooftop and canopy |  | None | Amped On Solar LLC | AC Electric | Accepted | 2020-12-16 | 2020-12-18 | 2021-12-18 | CANADIAN SOLAR | CS6-300MS | Solar Panels |  | 0.3 | 6 | 233 | 14 |  | Fixed | Roof
NJSTRE1546277832 |  | Transition Incentive Program | Egg Harbor Twp. | 8234 | 19 | 7.8 | Residential | No | Behind the Meter | Net-metered residential rooftop and canopy |  | None | Amped On Solar LLC | AC Electric | Accepted | 2020-12-16 | 2020-12-18 | 2021-12-18 | CANADIAN SOLAR | CS6-300MS | Solar Panels |  | 0.3 | 6 | 233 | 14 |  | Fixed | Roof
NJSTRE1546277832 |  | Transition Incentive Program | Egg Harbor Twp. | 8234 | 19 | 7.8 | Residential | No | Behind the Meter | Net-metered residential rooftop and canopy |  | None | Amped On Solar LLC | AC Electric | Accepted | 2020-12-16 | 2020-12-18 | 2021-12-18 | CANADIAN SOLAR | CS6-300MS | Solar Panels |  | 0.3 | 4 | 233 | 14 |  | Fixed | Roof
NJSTRE1546277836 |  | Transition Incentive Program | Lawrenceville | 8648 | 12 | 496.8 | Commercial | No | Behind the Meter | Net-metered non-residential rooftop and canopy |  | None | Geoscape Solar | PSE&G | Accepted | 2020-11-30 | 2020-12-02 | 2021-12-02 | SOLAREDGE | SE100k-us | Inverters | 100000 |  | 4 |  |  | 0.98 |  | Outdoor | adj. to utility meter
NJSTRE1546277836 |  | Transition Incentive Program | Lawrenceville | 8648 | 12 | 496.8 | Commercial | No | Behind the Meter | Net-metered non-residential rooftop and canopy |  | None | Geoscape Solar | PSE&G | Accepted | 2020-11-30 | 2020-12-02 | 2021-12-02 | Hanwha Q-cells | Q.peak Duo L-G7.2 | Solar Panels |  | 0.4 | 1242 | 183 | 5 |  | Fixed | Roof
NJSTRE1546277845 |  | Transition Incentive Program | Morris Plains | 7950 | 3 | 7.04 | Residential | Yes | Behind the Meter | Net-metered residential rooftop and canopy |  | None | Vivint Solar Developer, LLC | JCP&L | Accepted | 2020-12-02 | 2020-12-02 | 2021-12-02 | Solar Edge | SE7600H-US | Inverters | 7600 |  | 1 |  |  | 0.992 |  | Outdoor | Near the Utility Meter
NJSTRE1546277845 |  | Transition Incentive Program | Morris Plains | 7950 | 3 | 7.04 | Residential | Yes | Behind the Meter | Net-metered residential rooftop and canopy |  | None | Vivint Solar Developer, LLC | JCP&L | Accepted | 2020-12-02 | 2020-12-02 | 2021-12-02 | JINKO SOLAR | JKM320M-60HBL | Solar Panels |  | 0.32 | 7 | 154 | 31 |  | Fixed | Roof
NJSTRE1546277845 |  | Transition Incentive Program | Morris Plains | 7950 | 3 | 7.04 | Residential | Yes | Behind the Meter | Net-metered residential rooftop and canopy |  | None | Vivint Solar Developer, LLC | JCP&L | Accepted | 2020-12-02 | 2020-12-02 | 2021-12-02 | JINKO SOLAR | JKM320M-60HBL | Solar Panels |  | 0.32 | 15 | 154 | 27 |  | Fixed | Roof
NJSTRE1546277854 |  | Transition Incentive Program | Linden | 7036 | 10 | 7.63 | Residential | Yes | Behind the Meter | Net-metered residential rooftop and canopy |  | None | Sunrun Installation Services, Inc. | PSE&G | Accepted | 2020-11-30 | 2020-12-04 | 2021-12-04 | Enphase Energy | IQ7-60-x-US (240V) | Inverters | 240 |  | 25 |  |  | 0.96 |  | Outdoor | Rooftop
NJSTRE1546277854 |  | Transition Incentive Program | Linden | 7036 | 10 | 7.63 | Residential | Yes | Behind the Meter | Net-metered residential rooftop and canopy |  | None | Sunrun Installation Services, Inc. | PSE&G | Accepted | 2020-11-30 | 2020-12-04 | 2021-12-04 | LONGi Green Energy Technology Co Ltd | LR6-60HPB-305M | Solar Panels |  | 0.305 | 21 | 225 | 26 |  | Fixed | Roof
NJSTRE1546277854 |  | Transition Incentive Program | Linden | 7036 | 10 | 7.63 | Residential | Yes | Behind the Meter | Net-metered residential rooftop and canopy |  | None | Sunrun Installation Services, Inc. | PSE&G | Accepted | 2020-11-30 | 2020-12-04 | 2021-12-04 | LONGi Green Energy Technology Co Ltd | LR6-60HPB-305M | Solar Panels |  | 0.305 | 4 | 135 | 27 |  | Fixed | Roof
NJSTRE1546277867 |  | Transition Incentive Program | Pennsauken Twp | 8110 | 14 | 54 | Commercial | No | Behind the Meter | Net-metered non-residential rooftop and canopy |  | None | Alien Fuel, Inc. | PSE&G | Accepted | 2020-11-30 | 2020-12-03 | 2021-12-03 | BYRAM LABS | A3TL | Meters |  |  | 1 |  |  |  | Yes | Indoor
NJSTRE1546277867 |  | Transition Incentive Program | Pennsauken Twp | 8110 | 14 | 54 | Commercial | No | Behind the Meter | Net-metered non-residential rooftop and canopy |  | None | Alien Fuel, Inc. | PSE&G | Accepted | 2020-11-30 | 2020-12-03 | 2021-12-03 | SOLAREDGE | SE43.2KUS | Inverters | 43200 |  | 1 |  |  | 0.97 |  | Indoor | INSIDE WAREHOUSE
NJSTRE1546277867 |  | Transition Incentive Program | Pennsauken Twp | 8110 | 14 | 54 | Commercial | No | Behind the Meter | Net-metered non-residential rooftop and canopy |  | None | Alien Fuel, Inc. | PSE&G | Accepted | 2020-11-30 | 2020-12-03 | 2021-12-03 | AXITEC | AC400MH/144S | Solar Panels |  | 0.4 | 135 | 189 | 10 |  | Fixed | Roof
NJSTRE1546277884 |  | Transition Incentive Program | Wenonah | 8090 | 15 | 16.92 | Residential | No | Behind the Meter | Net-metered residential rooftop and canopy |  | None | SunnyMac LLC | AC Electric | Accepted | 2020-11-30 | 2020-12-03 | 2021-12-03 | Solaredge | SE11400H-US | Inverters | 11400 |  | 1 |  |  | 0.99 |  | Outdoor | Next to Meter
NJSTRE1546277884 |  | Transition Incentive Program | Wenonah | 8090 | 15 | 16.92 | Residential | No | Behind the Meter | Net-metered residential rooftop and canopy |  | None | SunnyMac LLC | AC Electric | Accepted | 2020-11-30 | 2020-12-03 | 2021-12-03 | REC | Twinpeak 2 mono | Solar Panels |  | 0.36 | 12 | 159 | 20 |  | Fixed | Roof
NJSTRE1546277884 |  | Transition Incentive Program | Wenonah | 8090 | 15 | 16.92 | Residential | No | Behind the Meter | Net-metered residential rooftop and canopy |  | None | SunnyMac LLC | AC Electric | Accepted | 2020-11-30 | 2020-12-03 | 2021-12-03 | REC | TwinPeak 2 Mono | Solar Panels |  | 0.36 | 6 | 159 | 9 |  | Fixed | Roof
NJSTRE1546277884 |  | Transition Incentive Program | Wenonah | 8090 | 15 | 16.92 | Residential | No | Behind the Meter | Net-metered residential rooftop and canopy |  | None | SunnyMac LLC | AC Electric | Accepted | 2020-11-30 | 2020-12-03 | 2021-12-03 | REC | TwinPeak 2 Mono | Solar Panels |  | 0.36 | 6 | 339 | 7 |  | Fixed | Roof
NJSTRE1546277884 |  | Transition Incentive Program | Wenonah | 8090 | 15 | 16.92 | Residential | No | Behind the Meter | Net-metered residential rooftop and canopy |  | None | SunnyMac LLC | AC Electric | Accepted | 2020-11-30 | 2020-12-03 | 2021-12-03 | REC | TwinPeak 2 Mono | Solar Panels |  | 0.36 | 13 | 339 | 20 |  | Fixed | Roof
NJSTRE1546277884 |  | Transition Incentive Program | Wenonah | 8090 | 15 | 16.92 | Residential | No | Behind the Meter | Net-metered residential rooftop and canopy |  | None | SunnyMac LLC | AC Electric | Accepted | 2020-11-30 | 2020-12-03 | 2021-12-03 | REC | TwinPeak 2 Mono | Solar Panels |  | 0.36 | 10 | 159 | 18 |  | Fixed | Roof
NJSTRE1546277892 |  | Transition Incentive Program | West Windsor | 8550 | 12 | 7.44 | Residential | No | Behind the Meter | Net-metered residential rooftop and canopy |  | None | Solar Energy World | PSE&G | Accepted | 2020-11-30 | 2020-12-02 | 2021-12-02 | Enphase Energy | IQ7-60-2-US | Inverters | 240 |  | 1 |  |  | 0.986 |  | Outdoor | near panels
NJSTRE1546277892 |  | Transition Incentive Program | West Windsor | 8550 | 12 | 7.44 | Residential | No | Behind the Meter | Net-metered residential rooftop and canopy |  | None | Solar Energy World | PSE&G | Accepted | 2020-11-30 | 2020-12-02 | 2021-12-02 | Silfab | SIL320NL | Solar Panels |  | 0.31 | 24 | 130 | 25 |  | Fixed | Roof
NJSTRE1546277902 |  | Transition Incentive Program | Little Falls | 7424 | 6 | 7.26 | Residential | Yes | Behind the Meter | Net-metered residential rooftop and canopy |  | None | Posigen NJ LLC | PSE&G | Accepted | 2020-11-30 | 2020-12-04 | 2021-12-04 | SolarEdge | SE7600H-US | Inverters | 7600 |  | 1 |  |  | 0.99 |  | Outside | within ten feet of meter
NJSTRE1546277902 |  | Transition Incentive Program | Little Falls | 7424 | 6 | 7.26 | Residential | Yes | Behind the Meter | Net-metered residential rooftop and canopy |  | None | Posigen NJ LLC | PSE&G | Accepted | 2020-11-30 | 2020-12-04 | 2021-12-04 | Silfab | SIL330HL | Solar Panels |  | 0.33 | 22 | 124 | 20 |  | Fixed | Roof
NJSTRE1546277917 |  | Transition Incentive Program | Toms River | 8755 | 18 | 18.15 | Residential | No | Behind the Meter | Net-metered residential rooftop and canopy |  | None | Powerlutions | JCP&L | Accepted | 2020-11-30 | 2020-12-02 | 2021-12-02 | REC | 330NP | Solar Panels |  | 0.33 | 17 | 266 | 40 |  | Fixed | Roof
NJSTRE1546277917 |  | Transition Incentive Program | Toms River | 8755 | 18 | 18.15 | Residential | No | Behind the Meter | Net-metered residential rooftop and canopy |  | None | Powerlutions | JCP&L | Accepted | 2020-11-30 | 2020-12-02 | 2021-12-02 | REC | 330NP | Solar Panels |  | 0.33 | 6 | 266 | 40 |  | Fixed | Roof
NJSTRE1546277917 |  | Transition Incentive Program | Toms River | 8755 | 18 | 18.15 | Residential | No | Behind the Meter | Net-metered residential rooftop and canopy |  | None | Powerlutions | JCP&L | Accepted | 2020-11-30 | 2020-12-02 | 2021-12-02 | REC | 330NP | Solar Panels |  | 0.33 | 7 | 86 | 40 |  | Fixed | Roof
NJSTRE1546277917 |  | Transition Incentive Program | Toms River | 8755 | 18 | 18.15 | Residential | No | Behind the Meter | Net-metered residential rooftop and canopy |  | None | Powerlutions | JCP&L | Accepted | 2020-11-30 | 2020-12-02 | 2021-12-02 | REC | 330NP | Solar Panels |  | 0.33 | 25 | 176 | 35 |  | Fixed | Roof
NJSTRE1546277942 |  | Transition Incentive Program | City of Orange | 7050 | 9 | 3.8 | Residential | Yes | Behind the Meter | Net-metered residential rooftop and canopy |  | None | Sunrun Installation Services, Inc. | PSE&G | Accepted | 2020-11-30 | 2020-12-03 | 2021-12-03 | Enphase Energy | IQ7PLUS-72-x-US (240V) | Inverters | 290 |  | 11 |  |  | 0.96 |  | Outdoor | Rooftop
NJSTRE1546277942 |  | Transition Incentive Program | City of Orange | 7050 | 9 | 3.8 | Residential | Yes | Behind the Meter | Net-metered residential rooftop and canopy |  | None | Sunrun Installation Services, Inc. | PSE&G | Accepted | 2020-11-30 | 2020-12-03 | 2021-12-03 | LG Electronics | LG345N1C-V5 | Solar Panels |  | 0.345 | 11 | 126 | 40 |  | Fixed | Roof
NJSTRE1546277945 |  | Transition Incentive Program | Blackwood | 8012 | 14 | 10.54 | Residential | No | Behind the Meter | Net-metered residential rooftop and canopy |  | None | Maier Solar Engineering dba Solar Me | PSE&G | Accepted | 2020-11-30 | 2020-12-02 | 2021-12-02 | Enphase | IQ7+ | Inverters | 290 |  | 31 |  |  | 0.96 |  | Outdoor | Next to meter
NJSTRE1546277945 |  | Transition Incentive Program | Blackwood | 8012 | 14 | 10.54 | Residential | No | Behind the Meter | Net-metered residential rooftop and canopy |  | None | Maier Solar Engineering dba Solar Me | PSE&G | Accepted | 2020-11-30 | 2020-12-02 | 2021-12-02 | Hanwha | Q.CELL DUO BLK G6 340w | Solar Panels |  | 0.34 | 31 | 194 | 17 |  | Fixed | Roof
NJSTRE1546277946 |  | Transition Incentive Program | Jersey City | 7307 | 8 | 4.96 | Residential | Yes | Behind the Meter | Net-metered residential rooftop and canopy |  | None | Bright Planet Solar | PSE&G | Accepted | 2020-11-30 | 2020-12-02 | 2021-12-02 | SOLAR EDGE | SE5000H-USRGM | Inverters | 5000 |  | 1 |  |  | 0.98 |  | Outdoor | OUTSIDE
NJSTRE1546277946 |  | Transition Incentive Program | Jersey City | 7307 | 8 | 4.96 | Residential | Yes | Behind the Meter | Net-metered residential rooftop and canopy |  | None | Bright Planet Solar | PSE&G | Accepted | 2020-11-30 | 2020-12-02 | 2021-12-02 | HANWHA Q-CELLS | Q.PEAK DUO BLK-G5 310W | Solar Panels |  | 0.31 | 16 | 118 | 9 |  | Fixed | Roof
NJSTRE1546277951 |  | Transition Incentive Program | Hardyston | 7460 | 1 | 15.64 | Residential | No | Behind the Meter | Net-metered residential rooftop and canopy |  | None | Trinity Solar | JCP&L | Accepted | 2020-11-30 | 2020-12-02 | 2021-12-02 | Solar Edge | SE7600H-US000BNC4 | Inverters | 7600 |  | 1 |  |  | 0.97 |  | Outdoor | side of home
NJSTRE1546277951 |  | Transition Incentive Program | Hardyston | 7460 | 1 | 15.64 | Residential | No | Behind the Meter | Net-metered residential rooftop and canopy |  | None | Trinity Solar | JCP&L | Accepted | 2020-11-30 | 2020-12-02 | 2021-12-02 | Solar Edge | SE5000H-US000BNC4 | Inverters | 5000 |  | 1 |  |  | 0.97 |  | Outdoor | side of home
NJSTRE1546277951 |  | Transition Incentive Program | Hardyston | 7460 | 1 | 15.64 | Residential | No | Behind the Meter | Net-metered residential rooftop and canopy |  | None | Trinity Solar | JCP&L | Accepted | 2020-11-30 | 2020-12-02 | 2021-12-02 | HANWHA | Q.PEAK DUO BLK-G6 340 | Solar Panels |  | 0.34 | 25 | 61 | 37 |  | Fixed | Roof
NJSTRE1546277951 |  | Transition Incentive Program | Hardyston | 7460 | 1 | 15.64 | Residential | No | Behind the Meter | Net-metered residential rooftop and canopy |  | None | Trinity Solar | JCP&L | Accepted | 2020-11-30 | 2020-12-02 | 2021-12-02 | HANWHA | Q.PEAK DUO BLK-G6 340 | Solar Panels |  | 0.34 | 21 | 241 | 37 |  | Fixed | Roof
NJSTRE1546277953 |  | Transition Incentive Program | Hillsborough TWP | 8844 | 5 | 13.6 | Residential | Yes | Behind the Meter | Net-metered residential rooftop and canopy |  | None | Tesla Energy Operations Inc. | PSE&G | Accepted | 2020-11-30 | 2020-12-02 | 2021-12-02 | SolarEdge Technologies | SE7600H-US [240V] | Inverters | 7600 |  | 2 |  |  | 0.99 |  | Outside | Outside
NJSTRE1546277953 |  | Transition Incentive Program | Hillsborough TWP | 8844 | 5 | 13.6 | Residential | Yes | Behind the Meter | Net-metered residential rooftop and canopy |  | None | Tesla Energy Operations Inc. | PSE&G | Accepted | 2020-11-30 | 2020-12-02 | 2021-12-02 | Hanwha Q-CELLS | Q.Peak DUO BLK-G6+ 340 | Solar Panels |  | 0.34 | 12 | 264 | 35 |  | Fixed | Roof
NJSTRE1546277953 |  | Transition Incentive Program | Hillsborough TWP | 8844 | 5 | 13.6 | Residential | Yes | Behind the Meter | Net-metered residential rooftop and canopy |  | None | Tesla Energy Operations Inc. | PSE&G | Accepted | 2020-11-30 | 2020-12-02 | 2021-12-02 | Hanwha Q-CELLS | Q.Peak DUO BLK-G6+ 340 | Solar Panels |  | 0.34 | 5 | 264 | 35 |  | Fixed | Roof
NJSTRE1546277953 |  | Transition Incentive Program | Hillsborough TWP | 8844 | 5 | 13.6 | Residential | Yes | Behind the Meter | Net-metered residential rooftop and canopy |  | None | Tesla Energy Operations Inc. | PSE&G | Accepted | 2020-11-30 | 2020-12-02 | 2021-12-02 | Hanwha Q-CELLS | Q.Peak DUO BLK-G6+ 340 | Solar Panels |  | 0.34 | 19 | 84 | 35 |  | Fixed | Roof
NJSTRE1546277953 |  | Transition Incentive Program | Hillsborough TWP | 8844 | 5 | 13.6 | Residential | Yes | Behind the Meter | Net-metered residential rooftop and canopy |  | None | Tesla Energy Operations Inc. | PSE&G | Accepted | 2020-11-30 | 2020-12-02 | 2021-12-02 | Hanwha Q-CELLS | Q.Peak DUO BLK-G6+ 340 | Solar Panels |  | 0.34 | 2 | 354 | 35 |  | Fixed | Roof
NJSTRE1546277953 |  | Transition Incentive Program | Hillsborough TWP | 8844 | 5 | 13.6 | Residential | Yes | Behind the Meter | Net-metered residential rooftop and canopy |  | None | Tesla Energy Operations Inc. | PSE&G | Accepted | 2020-11-30 | 2020-12-02 | 2021-12-02 | Hanwha Q-CELLS | Q.Peak DUO BLK-G6+ 340 | Solar Panels |  | 0.34 | 2 | 174 | 35 |  | Fixed | Roof
NJSTRE1546277963 |  | Transition Incentive Program | Marlboro Township | 7751 | 17 | 26.57 | Residential | Yes | Behind the Meter | Net-metered residential rooftop and canopy |  | None | Sunrun Installation Services, Inc. | JCP&L | Accepted | 2020-11-30 | 2020-12-02 | 2021-12-02 | Enphase Energy | IQ7PLUS-72-x-US (240V) | Inverters | 290 |  | 77 |  |  | 0.96 |  | Outdoor | Rooftop
NJSTRE1546277963 |  | Transition Incentive Program | Marlboro Township | 7751 | 17 | 26.57 | Residential | Yes | Behind the Meter | Net-metered residential rooftop and canopy |  | None | Sunrun Installation Services, Inc. | JCP&L | Accepted | 2020-11-30 | 2020-12-02 | 2021-12-02 | LG Electronics | LG345N1C-V5 | Solar Panels |  | 0.345 | 8 | 330 | 40 |  | Fixed | Roof
NJSTRE1546277963 |  | Transition Incentive Program | Marlboro Township | 7751 | 17 | 26.57 | Residential | Yes | Behind the Meter | Net-metered residential rooftop and canopy |  | None | Sunrun Installation Services, Inc. | JCP&L | Accepted | 2020-11-30 | 2020-12-02 | 2021-12-02 | LG Electronics | LG345N1C-V5 | Solar Panels |  | 0.345 | 11 | 59 | 40 |  | Fixed | Roof
NJSTRE1546277963 |  | Transition Incentive Program | Marlboro Township | 7751 | 17 | 26.57 | Residential | Yes | Behind the Meter | Net-metered residential rooftop and canopy |  | None | Sunrun Installation Services, Inc. | JCP&L | Accepted | 2020-11-30 | 2020-12-02 | 2021-12-02 | LG Electronics | LG345N1C-V5 | Solar Panels |  | 0.345 | 10 | 240 | 38 |  | Fixed | Roof
NJSTRE1546277963 |  | Transition Incentive Program | Marlboro Township | 7751 | 17 | 26.57 | Residential | Yes | Behind the Meter | Net-metered residential rooftop and canopy |  | None | Sunrun Installation Services, Inc. | JCP&L | Accepted | 2020-11-30 | 2020-12-02 | 2021-12-02 | LG Electronics | LG345N1C-V5 | Solar Panels |  | 0.345 | 48 | 150 | 39 |  | Fixed | Roof
NJSTRE1546277976 |  | Transition Incentive Program | Egg Harbor Township | 8234 | 19 | 10.88 | Residential | No | Behind the Meter | Net-metered residential ground mount |  | None | Rise Solutions and Contracting LLC | AC Electric | Accepted | 2020-12-06 | 2020-12-15 | 2021-12-15 | solar edge | US10000H | Inverters | 9940 |  | 1 |  |  | 0.96 |  | Outdoor | n/a
NJSTRE1546277976 |  | Transition Incentive Program | Egg Harbor Township | 8234 | 19 | 10.88 | Residential | No | Behind the Meter | Net-metered residential ground mount |  | None | Rise Solutions and Contracting LLC | AC Electric | Accepted | 2020-12-06 | 2020-12-15 | 2021-12-15 | Silfab | SLA-M320 | Solar Panels |  | 0.32 | 34 | 180 | 40 |  | Fixed | Ground
NJSTRE1546277984 |  | Transition Incentive Program | Millville | 8332 | 20 | 5.1 | Residential | Yes | Behind the Meter | Net-metered residential rooftop and canopy |  | None | Trinity Solar | AC Electric | Accepted | 2020-11-30 | 2020-12-02 | 2021-12-02 | Solar Edge | SE3800 | Inverters | 3800 |  | 1 |  |  | 0.97 |  | Outside | side of home
NJSTRE1546277984 |  | Transition Incentive Program | Millville | 8332 | 20 | 5.1 | Residential | Yes | Behind the Meter | Net-metered residential rooftop and canopy |  | None | Trinity Solar | AC Electric | Accepted | 2020-11-30 | 2020-12-02 | 2021-12-02 | Hanwha | Q.PEAK DUO BLK-G6 340 | Solar Panels |  | 0.34 | 15 | 139 | 21 |  | Fixed | Roof
NJSTRE1546277991 |  | Transition Incentive Program | Edison | 8820 | 11 | 11.07 | Residential | No | Behind the Meter | Net-metered residential rooftop and canopy |  | None | Green House Solar | PSE&G | Accepted | 2020-12-01 | 2020-12-02 | 2021-12-02 | SunPower | G | Inverters | 349 |  | 23 |  |  | 0.97 |  | Outdoor | Roof
NJSTRE1546277991 |  | Transition Incentive Program | Edison | 8820 | 11 | 11.07 | Residential | No | Behind the Meter | Net-metered residential rooftop and canopy |  | None | Green House Solar | PSE&G | Accepted | 2020-12-01 | 2020-12-02 | 2021-12-02 | SunPower | G | Inverters | 349 |  | 4 |  |  | 0 |  | Outside | Roof
NJSTRE1546277991 |  | Transition Incentive Program | Edison | 8820 | 11 | 11.07 | Residential | No | Behind the Meter | Net-metered residential rooftop and canopy |  | None | Green House Solar | PSE&G | Accepted | 2020-12-01 | 2020-12-02 | 2021-12-02 | SunPower | A410-G-AC | Solar Panels |  | 0.41 | 4 | 221 | 38 |  | Fixed | Roof
NJSTRE1546277991 |  | Transition Incentive Program | Edison | 8820 | 11 | 11.07 | Residential | No | Behind the Meter | Net-metered residential rooftop and canopy |  | None | Green House Solar | PSE&G | Accepted | 2020-12-01 | 2020-12-02 | 2021-12-02 | Sunpower | A410-G-AC | Solar Panels |  | 0.41 | 23 | 221 | 24 |  | Fixed | Roof
NJSTRE1546278003 |  | Transition Incentive Program | Keyport | 7735 | 17 | 7.04 | Residential | Yes | Behind the Meter | Net-metered residential rooftop and canopy |  | None | Vivint Solar Developer, LLC | JCP&L | Accepted | 2020-12-01 | 2020-12-02 | 2021-12-02 | Solar Edge | SE7600H-US | Inverters | 7600 |  | 1 |  |  | 0.992 |  | Outdoor | Near the Utility Meter
NJSTRE1546278003 |  | Transition Incentive Program | Keyport | 7735 | 17 | 7.04 | Residential | Yes | Behind the Meter | Net-metered residential rooftop and canopy |  | None | Vivint Solar Developer, LLC | JCP&L | Accepted | 2020-12-01 | 2020-12-02 | 2021-12-02 | JINKO SOLAR | JKM320M-60HBL | Solar Panels |  | 0.32 | 3 | 171 | 23 |  | Fixed | Roof
NJSTRE1546278003 |  | Transition Incentive Program | Keyport | 7735 | 17 | 7.04 | Residential | Yes | Behind the Meter | Net-metered residential rooftop and canopy |  | None | Vivint Solar Developer, LLC | JCP&L | Accepted | 2020-12-01 | 2020-12-02 | 2021-12-02 | JINKO SOLAR | JKM320M-60HBL | Solar Panels |  | 0.32 | 6 | 261 | 23 |  | Fixed | Roof
NJSTRE1546278003 |  | Transition Incentive Program | Keyport | 7735 | 17 | 7.04 | Residential | Yes | Behind the Meter | Net-metered residential rooftop and canopy |  | None | Vivint Solar Developer, LLC | JCP&L | Accepted | 2020-12-01 | 2020-12-02 | 2021-12-02 | JINKO SOLAR | JKM320M-60HBL | Solar Panels |  | 0.32 | 5 | 351 | 23 |  | Fixed | Roof
NJSTRE1546278003 |  | Transition Incentive Program | Keyport | 7735 | 17 | 7.04 | Residential | Yes | Behind the Meter | Net-metered residential rooftop and canopy |  | None | Vivint Solar Developer, LLC | JCP&L | Accepted | 2020-12-01 | 2020-12-02 | 2021-12-02 | JINKO SOLAR | JKM320M-60HBL | Solar Panels |  | 0.32 | 8 | 81 | 23 |  | Fixed | Roof
NJSTRE1546278004 |  | Transition Incentive Program | Edison Twp | 8820 | 11 | 7.02 | Residential | Yes | Behind the Meter | Net-metered residential rooftop and canopy |  | None | Bright Planet Solar | PSE&G | Accepted | 2020-11-30 | 2020-12-02 | 2021-12-02 | SOLAR EDGE | SE6000H-USRGM | Inverters | 6000 |  | 1 |  |  | 0.98 |  | Outdoor | OUTSIDE
NJSTRE1546278004 |  | Transition Incentive Program | Edison Twp | 8820 | 11 | 7.02 | Residential | Yes | Behind the Meter | Net-metered residential rooftop and canopy |  | None | Bright Planet Solar | PSE&G | Accepted | 2020-11-30 | 2020-12-02 | 2021-12-02 | LONGI | LR6-60HPB-305M | Solar Panels |  | 0.305 | 5 | 303 | 23 |  | Fixed | Roof
NJSTRE1546278004 |  | Transition Incentive Program | Edison Twp | 8820 | 11 | 7.02 | Residential | Yes | Behind the Meter | Net-metered residential rooftop and canopy |  | None | Bright Planet Solar | PSE&G | Accepted | 2020-11-30 | 2020-12-02 | 2021-12-02 | LONGI | LR6-60HPB-305M | Solar Panels |  | 0.305 | 14 | 123 | 23 |  | Fixed | Roof
NJSTRE1546278004 |  | Transition Incentive Program | Edison Twp | 8820 | 11 | 7.02 | Residential | Yes | Behind the Meter | Net-metered residential rooftop and canopy |  | None | Bright Planet Solar | PSE&G | Accepted | 2020-11-30 | 2020-12-02 | 2021-12-02 | LONGI | LR6-60HPB-305M | Solar Panels |  | 0.305 | 4 | 211 | 23 |  | Fixed | Roof
NJSTRE1546278012 |  | Transition Incentive Program | Dunellen | 8812 | 11 | 18.24 | Residential | Yes | Behind the Meter | Net-metered residential rooftop and canopy |  | None | Vivint Solar Developer, LLC | PSE&G | Accepted | 2020-12-02 | 2020-12-03 | 2021-12-03 | Solar Edge | SE7600H-US | Inverters | 7600 |  | 2 |  |  | 0.992 |  | Outdoor | Near the Utility Meter
NJSTRE1546278012 |  | Transition Incentive Program | Dunellen | 8812 | 11 | 18.24 | Residential | Yes | Behind the Meter | Net-metered residential rooftop and canopy |  | None | Vivint Solar Developer, LLC | PSE&G | Accepted | 2020-12-02 | 2020-12-03 | 2021-12-03 | JINKO SOLAR | JKM320M-60HBL | Solar Panels |  | 0.32 | 10 | 59 | 17 |  | Fixed | Roof
NJSTRE1546278012 |  | Transition Incentive Program | Dunellen | 8812 | 11 | 18.24 | Residential | Yes | Behind the Meter | Net-metered residential rooftop and canopy |  | None | Vivint Solar Developer, LLC | PSE&G | Accepted | 2020-12-02 | 2020-12-03 | 2021-12-03 | JINKO SOLAR | JKM320M-60HBL | Solar Panels |  | 0.32 | 47 | 239 | 16 |  | Fixed | Roof
NJSTRE1546278022 |  | Transition Incentive Program | Jersey City | 7304 | 8 | 10.2 | Commercial | Yes | Behind the Meter | Net-metered non-residential rooftop and canopy |  | None | Maier Engineering dba Solar Me | PSE&G | Accepted | 2020-11-30 | 2020-12-02 | 2021-12-02 | Enphase | IQ7+ | Inverters | 290 |  | 30 |  |  | 0.96 |  | Outdoor | Next to meter
NJSTRE1546278022 |  | Transition Incentive Program | Jersey City | 7304 | 8 | 10.2 | Commercial | Yes | Behind the Meter | Net-metered non-residential rooftop and canopy |  | None | Maier Engineering dba Solar Me | PSE&G | Accepted | 2020-11-30 | 2020-12-02 | 2021-12-02 | Hanwha | Q.CELL DUO BLK G6 340W | Solar Panels |  | 0.34 | 30 | 215 | 5 |  | Fixed | Roof
NJSTRE1546278027 |  | Transition Incentive Program | Stanhope | 7874 | 1 | 5.78 | Residential | Yes | Behind the Meter | Net-metered residential rooftop and canopy |  | None | Trinity Solar | JCP&L | Accepted | 2020-11-30 | 2020-12-02 | 2021-12-02 | Solar Edge | SE5000H-US | Inverters | 5000 |  | 1 |  |  | 0.97 |  | Outside | side of home
NJSTRE1546278027 |  | Transition Incentive Program | Stanhope | 7874 | 1 | 5.78 | Residential | Yes | Behind the Meter | Net-metered residential rooftop and canopy |  | None | Trinity Solar | JCP&L | Accepted | 2020-11-30 | 2020-12-02 | 2021-12-02 | Hanwha 340 | Q.PEAK DUO BLK-G6 340 | Solar Panels |  | 0.34 | 17 | 135 | 25 |  | Fixed | Roof
NJSTRE1546278028 |  | Transition Incentive Program | Princeton | 8540 | 12 | 6 | Residential | No | Behind the Meter | Net-metered residential rooftop and canopy |  | None | Evoke Solar, Inc | PSE&G | Accepted | 2020-11-30 | 2020-12-02 | 2021-12-02 | SunPower | PVS6 | Meters |  |  | 1 |  |  |  | Yes
NJSTRE1546278028 |  | Transition Incentive Program | Princeton | 8540 | 12 | 6 | Residential | No | Behind the Meter | Net-metered residential rooftop and canopy |  | None | Evoke Solar, Inc | PSE&G | Accepted | 2020-11-30 | 2020-12-02 | 2021-12-02 | SunPower | SPWR-A4 | Inverters | 0.366 |  | 15 |  |  | 0.975 |  | Outside | Back of each panel
NJSTRE1546278028 |  | Transition Incentive Program | Princeton | 8540 | 12 | 6 | Residential | No | Behind the Meter | Net-metered residential rooftop and canopy |  | None | Evoke Solar, Inc | PSE&G | Accepted | 2020-11-30 | 2020-12-02 | 2021-12-02 | SunPower | SPR-A400-G-AC | Solar Panels |  | 0.4 | 15 | 235 | 21 |  | Fixed | Roof
NJSTRE1546278048 |  | Transition Incentive Program | Bargaintown | 8234 | 19 | 7.56 | Residential | Yes | Behind the Meter | Net-metered residential rooftop and canopy |  | None | Freedom Forever | AC Electric | Accepted | 2020-12-03 | 2020-12-04 | 2021-12-04 | Solar Edge | SE6000H-US [SI1] RGM | Inverters | 6000 |  | 1 |  |  | 0.99 |  | Outdoor | n/a
NJSTRE1546278048 |  | Transition Incentive Program | Bargaintown | 8234 | 19 | 7.56 | Residential | Yes | Behind the Meter | Net-metered residential rooftop and canopy |  | None | Freedom Forever | AC Electric | Accepted | 2020-12-03 | 2020-12-04 | 2021-12-04 | Longi | LR6-60HPB-315M | Solar Panels |  | 0.315 | 24 | 1 | 27 |  | Fixed | Roof | n/a
NJSTRE1546278050 |  | Transition Incentive Program | Toms River | 8755 | 18 | 4.8 | Residential | Yes | Behind the Meter | Net-metered residential rooftop and canopy |  | None | Vivint Solar Developer, LLC | JCP&L | Accepted | 2020-12-01 | 2020-12-02 | 2021-12-02 | Solar Edge | SE3800H-US | Inverters | 3800 |  | 1 |  |  | 0.992 |  | Outdoor | Near the Utility Meter
NJSTRE1546278050 |  | Transition Incentive Program | Toms River | 8755 | 18 | 4.8 | Residential | Yes | Behind the Meter | Net-metered residential rooftop and canopy |  | None | Vivint Solar Developer, LLC | JCP&L | Accepted | 2020-12-01 | 2020-12-02 | 2021-12-02 | JINKO SOLAR | JKM320M-60HBL | Solar Panels |  | 0.32 | 15 | 217 | 19 |  | Fixed | Roof
NJSTRE1546278147 |  | Transition Incentive Program | Manahawkin | 8050 | 18 | 10.24 | Residential | Yes | Behind the Meter | Net-metered residential rooftop and canopy |  | None | Vivint Solar Developer, LLC | AC Electric | Accepted | 2020-12-03 | 2020-12-03 | 2021-12-03 | Solar Edge | SE7600H-US | Inverters | 7600 |  | 1 |  |  | 0.992 |  | Outdoor | Near the Utility Meter
NJSTRE1546278147 |  | Transition Incentive Program | Manahawkin | 8050 | 18 | 10.24 | Residential | Yes | Behind the Meter | Net-metered residential rooftop and canopy |  | None | Vivint Solar Developer, LLC | AC Electric | Accepted | 2020-12-03 | 2020-12-03 | 2021-12-03 | JINKO SOLAR | JKM320M-60HBL | Solar Panels |  | 0.32 | 18 | 262 | 28 |  | Fixed | Roof
NJSTRE1546278147 |  | Transition Incentive Program | Manahawkin | 8050 | 18 | 10.24 | Residential | Yes | Behind the Meter | Net-metered residential rooftop and canopy |  | None | Vivint Solar Developer, LLC | AC Electric | Accepted | 2020-12-03 | 2020-12-03 | 2021-12-03 | JINKO SOLAR | JKM320M-60HBL | Solar Panels |  | 0.32 | 8 | 82 | 28 |  | Fixed | Roof
NJSTRE1546278147 |  | Transition Incentive Program | Manahawkin | 8050 | 18 | 10.24 | Residential | Yes | Behind the Meter | Net-metered residential rooftop and canopy |  | None | Vivint Solar Developer, LLC | AC Electric | Accepted | 2020-12-03 | 2020-12-03 | 2021-12-03 | JINKO SOLAR | JKM320M-60HBL | Solar Panels |  | 0.32 | 6 | 82 | 28 |  | Fixed | Roof
NJSTRE1546278153 |  | Transition Incentive Program | South Plainfeild | 7080 | 11 | 5.12 | Residential | Yes | Behind the Meter | Net-metered residential rooftop and canopy |  | None | Vivint Solar Developer, LLC | PSE&G | Accepted | 2020-12-01 | 2020-12-02 | 2021-12-02 | Solar Edge | SE3800H-US | Inverters | 3800 |  | 1 |  |  | 0.992 |  | Outdoor | Near the Utility Meter
NJSTRE1546278153 |  | Transition Incentive Program | South Plainfeild | 7080 | 11 | 5.12 | Residential | Yes | Behind the Meter | Net-metered residential rooftop and canopy |  | None | Vivint Solar Developer, LLC | PSE&G | Accepted | 2020-12-01 | 2020-12-02 | 2021-12-02 | JINKO SOLAR | JKM320M-60HBL | Solar Panels |  | 0.32 | 16 | 248 | 22 |  | Fixed | Roof
NJSTRE1546278181 |  | Transition Incentive Program | Franklin Township | 8823 | 5 | 12.95 | Residential | Yes | Behind the Meter | Net-metered residential rooftop and canopy |  | None | Pro Custom Solar dba Momentum Solar | PSE&G | Accepted | 2020-11-30 | 2020-12-02 | 2021-12-02 | Enphase | IQ7Plus-72-2-US | Inverters | 290 |  | 37 |  |  | 0.97 |  | Outdoor | Roof
NJSTRE1546278181 |  | Transition Incentive Program | Franklin Township | 8823 | 5 | 12.95 | Residential | Yes | Behind the Meter | Net-metered residential rooftop and canopy |  | None | Pro Custom Solar dba Momentum Solar | PSE&G | Accepted | 2020-11-30 | 2020-12-02 | 2021-12-02 | LG ELECTRONICS | LG 350N1C-V5 | Solar Panels |  | 0.35 | 14 | 207 | 17 |  | Fixed | Roof
NJSTRE1546278181 |  | Transition Incentive Program | Franklin Township | 8823 | 5 | 12.95 | Residential | Yes | Behind the Meter | Net-metered residential rooftop and canopy |  | None | Pro Custom Solar dba Momentum Solar | PSE&G | Accepted | 2020-11-30 | 2020-12-02 | 2021-12-02 | LG ELECTRONICS | LG 350N1C-V5 | Solar Panels |  | 0.35 | 12 | 207 | 17 |  | Fixed | Roof
NJSTRE1546278181 |  | Transition Incentive Program | Franklin Township | 8823 | 5 | 12.95 | Residential | Yes | Behind the Meter | Net-metered residential rooftop and canopy |  | None | Pro Custom Solar dba Momentum Solar | PSE&G | Accepted | 2020-11-30 | 2020-12-02 | 2021-12-02 | LG ELECTRONICS | LG 350N1C-V5 | Solar Panels |  | 0.35 | 11 | 27 | 17 |  | Fixed | Roof
NJSTRE1546278183 |  | Transition Incentive Program | Burlington | 8016 | 13 | 4.76 | Residential | Yes | Behind the Meter | Net-metered residential rooftop and canopy |  | None | Trinity Solar | PSE&G | Accepted | 2020-11-30 | 2020-12-02 | 2021-12-02 | Solar Edge | SE3800H-US | Inverters | 3800 |  | 1 |  |  | 0.97 |  | Outside | side of home
NJSTRE1546278183 |  | Transition Incentive Program | Burlington | 8016 | 13 | 4.76 | Residential | Yes | Behind the Meter | Net-metered residential rooftop and canopy |  | None | Trinity Solar | PSE&G | Accepted | 2020-11-30 | 2020-12-02 | 2021-12-02 | Hanwha 340 | Q.PEAK DUO BLK-G6 340 | Solar Panels |  | 0.34 | 14 | 121 | 20 |  | Fixed | Roof
NJSTRE1546278189 |  | Transition Incentive Program | Roselle | 7203 | 10 | 6.4 | Residential | Yes | Behind the Meter | Net-metered residential rooftop and canopy |  | None | Vivint Solar Developer, LLC | PSE&G | Accepted | 2020-12-01 | 2020-12-02 | 2021-12-02 | Solar Edge | SE7600H-US | Inverters | 7600 |  | 1 |  |  | 0.992 |  | Outdoor | Near the Utility Meter
NJSTRE1546278189 |  | Transition Incentive Program | Roselle | 7203 | 10 | 6.4 | Residential | Yes | Behind the Meter | Net-metered residential rooftop and canopy |  | None | Vivint Solar Developer, LLC | PSE&G | Accepted | 2020-12-01 | 2020-12-02 | 2021-12-02 | JINKO SOLAR | JKM320M-60HBL | Solar Panels |  | 0.32 | 12 | 46 | 29 |  | Fixed | Roof
NJSTRE1546278189 |  | Transition Incentive Program | Roselle | 7203 | 10 | 6.4 | Residential | Yes | Behind the Meter | Net-metered residential rooftop and canopy |  | None | Vivint Solar Developer, LLC | PSE&G | Accepted | 2020-12-01 | 2020-12-02 | 2021-12-02 | JINKO SOLAR | JKM320M-60HBL | Solar Panels |  | 0.32 | 5 | 316 | 29 |  | Fixed | Roof
NJSTRE1546278189 |  | Transition Incentive Program | Roselle | 7203 | 10 | 6.4 | Residential | Yes | Behind the Meter | Net-metered residential rooftop and canopy |  | None | Vivint Solar Developer, LLC | PSE&G | Accepted | 2020-12-01 | 2020-12-02 | 2021-12-02 | JINKO SOLAR | JKM320M-60HBL | Solar Panels |  | 0.32 | 3 | 136 | 37 |  | Fixed | Roof
NJSTRE1546278221 |  | Transition Incentive Program | South Brunswick TWP | 8852 | 11 | 9.86 | Residential | Yes | Behind the Meter | Net-metered residential rooftop and canopy |  | None | Tesla Energy Operations Inc. | PSE&G | Accepted | 2020-11-30 | 2020-12-02 | 2021-12-02 | SolarEdge Technologies | SE10000H-US [240V] | Inverters | 10000 |  | 1 |  |  | 0.99 |  | Outside | Outside
NJSTRE1546278221 |  | Transition Incentive Program | South Brunswick TWP | 8852 | 11 | 9.86 | Residential | Yes | Behind the Meter | Net-metered residential rooftop and canopy |  | None | Tesla Energy Operations Inc. | PSE&G | Accepted | 2020-11-30 | 2020-12-02 | 2021-12-02 | Hanwha Q-CELLS | Q.Peak DUO BLK-G6+ 340 | Solar Panels |  | 0.34 | 13 | 59 | 23 |  | Fixed | Roof
NJSTRE1546278221 |  | Transition Incentive Program | South Brunswick TWP | 8852 | 11 | 9.86 | Residential | Yes | Behind the Meter | Net-metered residential rooftop and canopy |  | None | Tesla Energy Operations Inc. | PSE&G | Accepted | 2020-11-30 | 2020-12-02 | 2021-12-02 | Hanwha Q-CELLS | Q.Peak DUO BLK-G6+ 340 | Solar Panels |  | 0.34 | 16 | 239 | 23 |  | Fixed | Roof
NJSTRE1546278223 |  | Transition Incentive Program | Estell Manor | 8319 | 19 | 7.48 | Residential | Yes | Behind the Meter | Net-metered residential rooftop and canopy |  | None | Vivint Solar Developer, LLC | AC Electric | Accepted | 2020-12-03 | 2020-12-03 | 2021-12-03 | Solar Edge | SE7600H-US | Inverters | 7600 |  | 1 |  |  | 0.992 |  | Outdoor | Near the Utility Meter
NJSTRE1546278223 |  | Transition Incentive Program | Estell Manor | 8319 | 19 | 7.48 | Residential | Yes | Behind the Meter | Net-metered residential rooftop and canopy |  | None | Vivint Solar Developer, LLC | AC Electric | Accepted | 2020-12-03 | 2020-12-03 | 2021-12-03 | JINKO SOLAR | JKM325M-60HBL | Solar Panels |  | 0.325 | 14 | 160 | 45 |  | Fixed | Roof
NJSTRE1546278223 |  | Transition Incentive Program | Estell Manor | 8319 | 19 | 7.48 | Residential | Yes | Behind the Meter | Net-metered residential rooftop and canopy |  | None | Vivint Solar Developer, LLC | AC Electric | Accepted | 2020-12-03 | 2020-12-03 | 2021-12-03 | JINKO SOLAR | JKM325M-60HBL | Solar Panels |  | 0.325 | 9 | 160 | 20 |  | Fixed | Roof
NJSTRE1546278225 |  | Transition Incentive Program | Perth Amboy | 8861 | 11 | 4.2 | Residential | Yes | Behind the Meter | Net-metered residential rooftop and canopy |  | None | Pro Custom Solar dba Momentum Solar | PSE&G | Accepted | 2020-11-30 | 2020-12-02 | 2021-12-02 | Enphase | IQ7Plus-72-2-US | Inverters | 290 |  | 12 |  |  | 0.97 |  | Outdoor | Roof
NJSTRE1546278225 |  | Transition Incentive Program | Perth Amboy | 8861 | 11 | 4.2 | Residential | Yes | Behind the Meter | Net-metered residential rooftop and canopy |  | None | Pro Custom Solar dba Momentum Solar | PSE&G | Accepted | 2020-11-30 | 2020-12-02 | 2021-12-02 | LG ELECTRONICS | LG 350N1C-V5 | Solar Panels |  | 0.35 | 6 | 291 | 45 |  | Fixed | Roof
NJSTRE1546278225 |  | Transition Incentive Program | Perth Amboy | 8861 | 11 | 4.2 | Residential | Yes | Behind the Meter | Net-metered residential rooftop and canopy |  | None | Pro Custom Solar dba Momentum Solar | PSE&G | Accepted | 2020-11-30 | 2020-12-02 | 2021-12-02 | LG ELECTRONICS | LG 350N1C-V5 | Solar Panels |  | 0.35 | 6 | 111 | 45 |  | Fixed | Roof
NJSTRE1546278232 |  | Transition Incentive Program | Forked River | 8731 | 18 | 72.93 | Commercial | No | Behind the Meter | Net-metered non-residential rooftop and canopy |  | None | Kopp Electric Company | JCP&L | Accepted | 2020-11-30 | 2020-12-02 | 2021-12-02 | Solar Edge | SE14.4K-US | Inverters | 14.4 |  | 4 |  |  | 0.975 |  | Outdoor | Next to meter
NJSTRE1546278232 |  | Transition Incentive Program | Forked River | 8731 | 18 | 72.93 | Commercial | No | Behind the Meter | Net-metered non-residential rooftop and canopy |  | None | Kopp Electric Company | JCP&L | Accepted | 2020-11-30 | 2020-12-02 | 2021-12-02 | CertainTeed | CT390HC11-04 | Solar Panels |  | 0.39 | 187 | 208 | 10 |  | Fixed | Roof
NJSTRE1546278237 |  | Transition Incentive Program | Toms River | 8753 | 18 | 3.52 | Residential | Yes | Behind the Meter | Net-metered residential rooftop and canopy |  | None | Vivint Solar Developer, LLC | JCP&L | Accepted | 2020-12-01 | 2020-12-02 | 2021-12-02 | Solar Edge | SE3800H-US | Inverters | 3800 |  | 1 |  |  | 0.992 |  | Outdoor | Near the Utility Meter
NJSTRE1546278237 |  | Transition Incentive Program | Toms River | 8753 | 18 | 3.52 | Residential | Yes | Behind the Meter | Net-metered residential rooftop and canopy |  | None | Vivint Solar Developer, LLC | JCP&L | Accepted | 2020-12-01 | 2020-12-02 | 2021-12-02 | JINKO SOLAR | JKM320M-60HBL | Solar Panels |  | 0.32 | 11 | 354 | 19 |  | Fixed | Roof
NJSTRE1546278257 |  | Transition Incentive Program | Brick | 8724 | 18 | 13.49 | Residential | No | Behind the Meter | Net-metered residential rooftop and canopy |  | None | Freedom Forever New Jersey LLC | JCP&L | Accepted | 2020-12-09 | 2020-12-09 | 2021-12-09 | Enphase Energy | IQ6-60-2-US | Inverters | 602 |  | 1 |  |  | 0.99 |  | Outdoor | n/a
NJSTRE1546278257 |  | Transition Incentive Program | Brick | 8724 | 18 | 13.49 | Residential | No | Behind the Meter | Net-metered residential rooftop and canopy |  | None | Freedom Forever New Jersey LLC | JCP&L | Accepted | 2020-12-09 | 2020-12-09 | 2021-12-09 | Rec Solar | REC355AA Black | Solar Panels |  | 0.355 | 8 | 2 | 20 |  | Fixed | Roof | n/a
NJSTRE1546278257 |  | Transition Incentive Program | Brick | 8724 | 18 | 13.49 | Residential | No | Behind the Meter | Net-metered residential rooftop and canopy |  | None | Freedom Forever New Jersey LLC | JCP&L | Accepted | 2020-12-09 | 2020-12-09 | 2021-12-09 | Rec Solar | REC355AA Black | Solar Panels |  | 0.355 | 7 | 1 | 17 |  | Fixed | Roof | n/a
NJSTRE1546278257 |  | Transition Incentive Program | Brick | 8724 | 18 | 13.49 | Residential | No | Behind the Meter | Net-metered residential rooftop and canopy |  | None | Freedom Forever New Jersey LLC | JCP&L | Accepted | 2020-12-09 | 2020-12-09 | 2021-12-09 | Rec Solar | REC355AA Black | Solar Panels |  | 0.355 | 11 | 4 | 20 |  | Fixed | Roof | n/a
NJSTRE1546278257 |  | Transition Incentive Program | Brick | 8724 | 18 | 13.49 | Residential | No | Behind the Meter | Net-metered residential rooftop and canopy |  | None | Freedom Forever New Jersey LLC | JCP&L | Accepted | 2020-12-09 | 2020-12-09 | 2021-12-09 | Rec Solar | REC355AA Black | Solar Panels |  | 0.355 | 12 | 3 | 21 |  | Fixed | Roof | n/a
NJSTRE1546278264 |  | Transition Incentive Program | Penns Grove | 8069 | 16 | 7 | Residential | Yes | Behind the Meter | Net-metered residential rooftop and canopy |  | None | Pro Custom Solar dba Momentum Solar | AC Electric | Accepted | 2020-11-30 | 2020-12-02 | 2021-12-02 | Enphase | IQ7Plus-72-2-US | Inverters | 290 |  | 20 |  |  | 0.97 |  | Outdoor | Roof
NJSTRE1546278264 |  | Transition Incentive Program | Penns Grove | 8069 | 16 | 7 | Residential | Yes | Behind the Meter | Net-metered residential rooftop and canopy |  | None | Pro Custom Solar dba Momentum Solar | AC Electric | Accepted | 2020-11-30 | 2020-12-02 | 2021-12-02 | LG ELECTRONICS | LG 350N1C-V5 | Solar Panels |  | 0.35 | 10 | 210 | 43 |  | Fixed | Roof
NJSTRE1546278264 |  | Transition Incentive Program | Penns Grove | 8069 | 16 | 7 | Residential | Yes | Behind the Meter | Net-metered residential rooftop and canopy |  | None | Pro Custom Solar dba Momentum Solar | AC Electric | Accepted | 2020-11-30 | 2020-12-02 | 2021-12-02 | LG ELECTRONICS | LG 350N1C-V5 | Solar Panels |  | 0.35 | 10 | 209 | 29 |  | Fixed | Roof
NJSTRE1546278287 |  | Transition Incentive Program | Burlington | 8016 | 13 | 9.16 | Residential | No | Behind the Meter | Net-metered residential rooftop and canopy |  | None | SunPower Corporation, Systems | PSE&G | Accepted | 2020-11-30 | 2020-12-02 | 2021-12-02 | SunPower | SPR-E20-327-E-AC | Inverters | 320 |  | 28 |  |  | 0.96 |  | Other | under each panel
NJSTRE1546278287 |  | Transition Incentive Program | Burlington | 8016 | 13 | 9.16 | Residential | No | Behind the Meter | Net-metered residential rooftop and canopy |  | None | SunPower Corporation, Systems | PSE&G | Accepted | 2020-11-30 | 2020-12-02 | 2021-12-02 | SunPower | SPR-E20-327-E-AC | Solar Panels |  | 0.327 | 28 | 180 | 25 |  | Fixed | Roof
NJSTRE1546278303 |  | Transition Incentive Program | Glassboro | 8028 | 15 | 10.15 | Residential | Yes | Behind the Meter | Net-metered residential rooftop and canopy |  | None | Pro Custom Solar dba Momentum Solar | AC Electric | Accepted | 2020-11-30 | 2020-12-02 | 2021-12-02 | Enphase | IQ7-60-2-US | Inverters | 240 |  | 29 |  |  | 0.97 |  | Outdoor | Roof
NJSTRE1546278303 |  | Transition Incentive Program | Glassboro | 8028 | 15 | 10.15 | Residential | Yes | Behind the Meter | Net-metered residential rooftop and canopy |  | None | Pro Custom Solar dba Momentum Solar | AC Electric | Accepted | 2020-11-30 | 2020-12-02 | 2021-12-02 | LG ELECTRONICS | LG 350N1C-V5 | Solar Panels |  | 0.35 | 18 | 240 | 27 |  | Fixed | Roof
NJSTRE1546278303 |  | Transition Incentive Program | Glassboro | 8028 | 15 | 10.15 | Residential | Yes | Behind the Meter | Net-metered residential rooftop and canopy |  | None | Pro Custom Solar dba Momentum Solar | AC Electric | Accepted | 2020-11-30 | 2020-12-02 | 2021-12-02 | LG ELECTRONICS | LG 350N1C-V5 | Solar Panels |  | 0.35 | 11 | 60 | 26 |  | Fixed | Roof
NJSTRE1546278323 |  | Transition Incentive Program | Pennsauken | 8109 | 14 | 3.84 | Residential | Yes | Behind the Meter | Net-metered residential rooftop and canopy |  | None | Vivint Solar Developer, LLC | PSE&G | Accepted | 2020-12-03 | 2020-12-03 | 2021-12-03 | Solar Edge | SE3800H-US | Inverters | 3800 |  | 1 |  |  | 0.992 |  | Outdoor | Near the Utility Meter
NJSTRE1546278323 |  | Transition Incentive Program | Pennsauken | 8109 | 14 | 3.84 | Residential | Yes | Behind the Meter | Net-metered residential rooftop and canopy |  | None | Vivint Solar Developer, LLC | PSE&G | Accepted | 2020-12-03 | 2020-12-03 | 2021-12-03 | JINKO SOLAR | JKM320M-60HBL | Solar Panels |  | 0.32 | 3 | 82 | 28 |  | Fixed | Roof
NJSTRE1546278323 |  | Transition Incentive Program | Pennsauken | 8109 | 14 | 3.84 | Residential | Yes | Behind the Meter | Net-metered residential rooftop and canopy |  | None | Vivint Solar Developer, LLC | PSE&G | Accepted | 2020-12-03 | 2020-12-03 | 2021-12-03 | JINKO SOLAR | JKM320M-60HL | Solar Panels |  | 0.32 | 3 | 262 | 28 |  | Fixed | Roof
NJSTRE1546278323 |  | Transition Incentive Program | Pennsauken | 8109 | 14 | 3.84 | Residential | Yes | Behind the Meter | Net-metered residential rooftop and canopy |  | None | Vivint Solar Developer, LLC | PSE&G | Accepted | 2020-12-03 | 2020-12-03 | 2021-12-03 | JINKO SOLAR | JKM320M-60HL | Solar Panels |  | 0.32 | 6 | 172 | 28 |  | Fixed | Roof
NJSTRE1546278326 |  | Transition Incentive Program | Belvidere | 7823 | 2 | 10.37 | Residential | Yes | Behind the Meter | Net-metered residential rooftop and canopy |  | None | Bright Planet Solar | JCP&L | Accepted | 2020-11-30 | 2020-12-02 | 2021-12-02 | Solar Edge | SE10000H-USRGM | Inverters | 10000 |  | 1 |  |  | 0.98 |  | Outdoor | Outside
NJSTRE1546278326 |  | Transition Incentive Program | Belvidere | 7823 | 2 | 10.37 | Residential | Yes | Behind the Meter | Net-metered residential rooftop and canopy |  | None | Bright Planet Solar | JCP&L | Accepted | 2020-11-30 | 2020-12-02 | 2021-12-02 | Longi | LR6-60HPB-305M | Solar Panels |  | 0.305 | 6 | 66 | 45 |  | Fixed | Roof
NJSTRE1546278326 |  | Transition Incentive Program | Belvidere | 7823 | 2 | 10.37 | Residential | Yes | Behind the Meter | Net-metered residential rooftop and canopy |  | None | Bright Planet Solar | JCP&L | Accepted | 2020-11-30 | 2020-12-02 | 2021-12-02 | Longi | LR6-60HPB-305M | Solar Panels |  | 0.305 | 4 | 244 | 45 |  | Fixed | Roof
NJSTRE1546278326 |  | Transition Incentive Program | Belvidere | 7823 | 2 | 10.37 | Residential | Yes | Behind the Meter | Net-metered residential rooftop and canopy |  | None | Bright Planet Solar | JCP&L | Accepted | 2020-11-30 | 2020-12-02 | 2021-12-02 | Longi | LR6-60HPB-305M | Solar Panels |  | 0.305 | 9 | 244 | 45 |  | Fixed | Roof
NJSTRE1546278326 |  | Transition Incentive Program | Belvidere | 7823 | 2 | 10.37 | Residential | Yes | Behind the Meter | Net-metered residential rooftop and canopy |  | None | Bright Planet Solar | JCP&L | Accepted | 2020-11-30 | 2020-12-02 | 2021-12-02 | Longi | LR6-60HPB-305M | Solar Panels |  | 0.305 | 15 | 154 | 45 |  | Fixed | Roof
NJSTRE1546278366 |  | Transition Incentive Program | Bloomfield TWP | 7003 | 9 | 7.26 | Residential | No | Behind the Meter | Net-metered residential rooftop and canopy |  | None | Palmetto Solar LLC | PSE&G | Accepted | 2020-11-30 | 2020-12-02 | 2021-12-02 | SolarEdge | SE5000H-US | Meters | 5000 |  | 1 |  |  |  | Yes | Outdoor
NJSTRE1546278366 |  | Transition Incentive Program | Bloomfield TWP | 7003 | 9 | 7.26 | Residential | No | Behind the Meter | Net-metered residential rooftop and canopy |  | None | Palmetto Solar LLC | PSE&G | Accepted | 2020-11-30 | 2020-12-02 | 2021-12-02 | SolarEdge Technologies | SE5000H-US | Inverters | 5000 |  | 1 |  |  | 0.98 |  | Outside | side of the house
NJSTRE1546278366 |  | Transition Incentive Program | Bloomfield TWP | 7003 | 9 | 7.26 | Residential | No | Behind the Meter | Net-metered residential rooftop and canopy |  | None | Palmetto Solar LLC | PSE&G | Accepted | 2020-11-30 | 2020-12-02 | 2021-12-02 | Silfab | SIL-330 NL | Solar Panels |  | 0.33 | 12 | 114 | 37 |  | Fixed | Roof
NJSTRE1546278366 |  | Transition Incentive Program | Bloomfield TWP | 7003 | 9 | 7.26 | Residential | No | Behind the Meter | Net-metered residential rooftop and canopy |  | None | Palmetto Solar LLC | PSE&G | Accepted | 2020-11-30 | 2020-12-02 | 2021-12-02 | Silfab | SIL-330 NL | Solar Panels |  | 0.33 | 2 | 113 | 26 |  | Fixed | Roof
NJSTRE1546278366 |  | Transition Incentive Program | Bloomfield TWP | 7003 | 9 | 7.26 | Residential | No | Behind the Meter | Net-metered residential rooftop and canopy |  | None | Palmetto Solar LLC | PSE&G | Accepted | 2020-11-30 | 2020-12-02 | 2021-12-02 | Silfab | SIL-330 NL | Solar Panels |  | 0.33 | 8 | 294 | 37 |  | Fixed | Roof
NJSTRE1546278369 |  | Transition Incentive Program | North Bergen | 7047 | 8 | 23.6 | Residential | No | Behind the Meter | Net-metered residential rooftop and canopy |  | None | SunPower Corporation, Systems | PSE&G | Accepted | 2020-11-30 | 2020-12-02 | 2021-12-02 | SunPower | SPR-A400-BLK-G-AC | Inverters | 349 |  | 59 |  |  | 0.97 |  | Other | under each panel
NJSTRE1546278369 |  | Transition Incentive Program | North Bergen | 7047 | 8 | 23.6 | Residential | No | Behind the Meter | Net-metered residential rooftop and canopy |  | None | SunPower Corporation, Systems | PSE&G | Accepted | 2020-11-30 | 2020-12-02 | 2021-12-02 | SunPower | SPR-A400-BLK-G-AC | Solar Panels |  | 0.4 | 27 | 302 | 25 |  | Fixed | Roof
NJSTRE1546278369 |  | Transition Incentive Program | North Bergen | 7047 | 8 | 23.6 | Residential | No | Behind the Meter | Net-metered residential rooftop and canopy |  | None | SunPower Corporation, Systems | PSE&G | Accepted | 2020-11-30 | 2020-12-02 | 2021-12-02 | SunPower | SPR-A400-BLK-G-AC | Solar Panels |  | 0.4 | 32 | 122 | 25 |  | Fixed | Roof
NJSTRE1546278372 |  | Transition Incentive Program | Monroe Township | 8831 | 11 | 11.9 | Residential | Yes | Behind the Meter | Net-metered residential rooftop and canopy |  | None | Tesla Energy Operations Inc. | JCP&L | Accepted | 2020-11-30 | 2020-12-03 | 2021-12-03 | SolarEdge Technologies | SE11400H-US [240V] | Inverters | 11400 |  | 1 |  |  | 0.99 |  | Outside | Outside
NJSTRE1546278372 |  | Transition Incentive Program | Monroe Township | 8831 | 11 | 11.9 | Residential | Yes | Behind the Meter | Net-metered residential rooftop and canopy |  | None | Tesla Energy Operations Inc. | JCP&L | Accepted | 2020-11-30 | 2020-12-03 | 2021-12-03 | Hanwha Q-CELLS | Q.Peak DUO BLK-G6+ 340 | Solar Panels |  | 0.34 | 9 | 178 | 35 |  | Fixed | Roof
NJSTRE1546278372 |  | Transition Incentive Program | Monroe Township | 8831 | 11 | 11.9 | Residential | Yes | Behind the Meter | Net-metered residential rooftop and canopy |  | None | Tesla Energy Operations Inc. | JCP&L | Accepted | 2020-11-30 | 2020-12-03 | 2021-12-03 | Hanwha Q-CELLS | Q.Peak DUO BLK-G6+ 340 | Solar Panels |  | 0.34 | 6 | 268 | 34 |  | Fixed | Roof
NJSTRE1546278372 |  | Transition Incentive Program | Monroe Township | 8831 | 11 | 11.9 | Residential | Yes | Behind the Meter | Net-metered residential rooftop and canopy |  | None | Tesla Energy Operations Inc. | JCP&L | Accepted | 2020-11-30 | 2020-12-03 | 2021-12-03 | Hanwha Q-CELLS | Q.Peak DUO BLK-G6+ 340 | Solar Panels |  | 0.34 | 6 | 268 | 34 |  | Fixed | Roof
NJSTRE1546278372 |  | Transition Incentive Program | Monroe Township | 8831 | 11 | 11.9 | Residential | Yes | Behind the Meter | Net-metered residential rooftop and canopy |  | None | Tesla Energy Operations Inc. | JCP&L | Accepted | 2020-11-30 | 2020-12-03 | 2021-12-03 | Hanwha Q-CELLS | Q.Peak DUO BLK-G6+ 340 | Solar Panels |  | 0.34 | 14 | 88 | 34 |  | Fixed | Roof
NJSTRE1546278379 |  | Transition Incentive Program | Browns Mills | 8015 | 13 | 8.7 | Residential | Yes | Behind the Meter | Net-metered residential rooftop and canopy |  | None | Freedom Forever New Jersey LLC | JCP&L | Accepted | 2020-12-04 | 2020-12-04 | 2021-12-04 | Solar Edge | SE7600H-US [SI1] RGM | Inverters | 7600 |  | 1 |  |  | 0.99 |  | Outdoor | n/a
NJSTRE1546278379 |  | Transition Incentive Program | Browns Mills | 8015 | 13 | 8.7 | Residential | Yes | Behind the Meter | Net-metered residential rooftop and canopy |  | None | Freedom Forever New Jersey LLC | JCP&L | Accepted | 2020-12-04 | 2020-12-04 | 2021-12-04 | Hanwha | Q.PLUS BFR-G4.1- 290 | Solar Panels |  | 0.29 | 12 | 1 | 20 |  | Fixed | Roof | n/a
NJSTRE1546278379 |  | Transition Incentive Program | Browns Mills | 8015 | 13 | 8.7 | Residential | Yes | Behind the Meter | Net-metered residential rooftop and canopy |  | None | Freedom Forever New Jersey LLC | JCP&L | Accepted | 2020-12-04 | 2020-12-04 | 2021-12-04 | Hanwha | Q.PLUS BFR-G4.1- 290 | Solar Panels |  | 0.29 | 18 | 2 | 20 |  | Fixed | Roof | n/a
NJSTRE1546278387 |  | Transition Incentive Program | Basking Ridge | 7920 | 5 | 9.1 | Residential | Yes | Behind the Meter | Net-metered residential rooftop and canopy |  | None | Pro Custom Solar dba Momentum Solar | JCP&L | Accepted | 2020-11-30 | 2020-12-03 | 2021-12-03 | Enphase | IQ7Plus-72-2-US | Inverters | 290 |  | 26 |  |  | 0.97 |  | Outdoor | Roof
NJSTRE1546278387 |  | Transition Incentive Program | Basking Ridge | 7920 | 5 | 9.1 | Residential | Yes | Behind the Meter | Net-metered residential rooftop and canopy |  | None | Pro Custom Solar dba Momentum Solar | JCP&L | Accepted | 2020-11-30 | 2020-12-03 | 2021-12-03 | LG ELECTRONICS | LG 350N1C-V5 | Solar Panels |  | 0.35 | 3 | 204 | 39 |  | Fixed | Roof
NJSTRE1546278387 |  | Transition Incentive Program | Basking Ridge | 7920 | 5 | 9.1 | Residential | Yes | Behind the Meter | Net-metered residential rooftop and canopy |  | None | Pro Custom Solar dba Momentum Solar | JCP&L | Accepted | 2020-11-30 | 2020-12-03 | 2021-12-03 | LG ELECTRONICS | LG 350N1C-V5 | Solar Panels |  | 0.35 | 23 | 204 | 33 |  | Fixed | Roof
NJSTRE1546278396 |  | Transition Incentive Program | River Edge Boro | 7661 | 7 | 12.24 | Residential | Yes | Behind the Meter | Net-metered residential rooftop and canopy |  | None | Tesla Energy Operations, Inc. | PSE&G | Accepted | 2020-11-30 | 2020-12-02 | 2021-12-02 | Tesla | AC Powerwall 2.0 | Electric Storage Battery |  |  | 2 |  |  |  | Lithium Ion |  | Inside the garage
NJSTRE1546278396 |  | Transition Incentive Program | River Edge Boro | 7661 | 7 | 12.24 | Residential | Yes | Behind the Meter | Net-metered residential rooftop and canopy |  | None | Tesla Energy Operations, Inc. | PSE&G | Accepted | 2020-11-30 | 2020-12-02 | 2021-12-02 | SolarEdge Technologies Ltd. | SE10000H-US [240V] | Inverters | 10000 |  | 1 |  |  | 0.99 |  | Indoor | inside Garage
NJSTRE1546278396 |  | Transition Incentive Program | River Edge Boro | 7661 | 7 | 12.24 | Residential | Yes | Behind the Meter | Net-metered residential rooftop and canopy |  | None | Tesla Energy Operations, Inc. | PSE&G | Accepted | 2020-11-30 | 2020-12-02 | 2021-12-02 | Hanwha Q-CELLS | Q.Peak DUO BLK-G6+ 340 | Solar Panels |  | 0.34 | 11 | 110 | 30 |  | Fixed | Roof
NJSTRE1546278396 |  | Transition Incentive Program | River Edge Boro | 7661 | 7 | 12.24 | Residential | Yes | Behind the Meter | Net-metered residential rooftop and canopy |  | None | Tesla Energy Operations, Inc. | PSE&G | Accepted | 2020-11-30 | 2020-12-02 | 2021-12-02 | Hanwha Q-CELLS | Q.Peak DUO BLK-G6+ 340 | Solar Panels |  | 0.34 | 25 | 200 | 30 |  | Fixed | Roof
NJSTRE1546278404 |  | Transition Incentive Program | Absecon | 8201 | 19 | 5.22 | Residential | No | Behind the Meter | Net-metered residential rooftop and canopy |  | None | Freedom Forever New Jersey LLC | AC Electric | Accepted | 2020-12-23 | 2020-12-24 | 2021-12-24 | Solar Edge | SE3800H-US [SI1] RGM | Inverters | 3800 |  | 1 |  |  | 0.99 |  | Outdoor | n/a
NJSTRE1546278404 |  | Transition Incentive Program | Absecon | 8201 | 19 | 5.22 | Residential | No | Behind the Meter | Net-metered residential rooftop and canopy |  | None | Freedom Forever New Jersey LLC | AC Electric | Accepted | 2020-12-23 | 2020-12-24 | 2021-12-24 | Hanwha | Q.PLUS BFR-G4.1- 290 | Solar Panels |  | 0.29 | 8 | 2 | 18 |  | Fixed | Roof | n/a
NJSTRE1546278404 |  | Transition Incentive Program | Absecon | 8201 | 19 | 5.22 | Residential | No | Behind the Meter | Net-metered residential rooftop and canopy |  | None | Freedom Forever New Jersey LLC | AC Electric | Accepted | 2020-12-23 | 2020-12-24 | 2021-12-24 | Hanwha | Q.PLUS BFR-G4.1- 290 | Solar Panels |  | 0.29 | 6 | 3 | 20 |  | Fixed | Roof | n/a
NJSTRE1546278404 |  | Transition Incentive Program | Absecon | 8201 | 19 | 5.22 | Residential | No | Behind the Meter | Net-metered residential rooftop and canopy |  | None | Freedom Forever New Jersey LLC | AC Electric | Accepted | 2020-12-23 | 2020-12-24 | 2021-12-24 | Hanwha | Q.PLUS BFR-G4.1- 290 | Solar Panels |  | 0.29 | 4 | 1 | 18 |  | Fixed | Roof | n/a
NJSTRE1546278413 |  | Transition Incentive Program | North Bergen TWP | 17047 |  | 5.27 | Residential | Yes | Behind the Meter | Net-metered residential rooftop and canopy |  | None | Bright Planet Solar | PSE&G | Accepted | 2020-11-30 | 2020-12-02 | 2021-12-02 | Solar Edge | SE5000H-USRGM | Inverters | 5000 |  | 1 |  |  | 0.98 |  | Outdoor | Ouside
NJSTRE1546278413 |  | Transition Incentive Program | North Bergen TWP | 17047 |  | 5.27 | Residential | Yes | Behind the Meter | Net-metered residential rooftop and canopy |  | None | Bright Planet Solar | PSE&G | Accepted | 2020-11-30 | 2020-12-02 | 2021-12-02 | Hanwha Q | Cells Q Peak Duo Blk- G5 310 W | Solar Panels |  | 0.31 | 8 | 301 | 18 |  | Fixed | Roof
NJSTRE1546278413 |  | Transition Incentive Program | North Bergen TWP | 17047 |  | 5.27 | Residential | Yes | Behind the Meter | Net-metered residential rooftop and canopy |  | None | Bright Planet Solar | PSE&G | Accepted | 2020-11-30 | 2020-12-02 | 2021-12-02 | Hanwha Q | Cells Q Peak Duo Blk-G5 310W | Solar Panels |  | 0.31 | 9 | 121 | 18 |  | Fixed | Roof
NJSTRE1546278428 |  | Transition Incentive Program | Voorhees | 8043 | 14 | 8.84 | Residential | Yes | Behind the Meter | Net-metered residential rooftop and canopy |  | None | Tesla Energy Operations Inc. | AC Electric | Accepted | 2020-11-30 | 2020-12-02 | 2021-12-02 | Tesla | AC Powerwall 2.0 | Electric Storage Battery |  |  | 3 |  |  |  | Lithium Ion |  | Inside
NJSTRE1546278428 |  | Transition Incentive Program | Voorhees | 8043 | 14 | 8.84 | Residential | Yes | Behind the Meter | Net-metered residential rooftop and canopy |  | None | Tesla Energy Operations Inc. | AC Electric | Accepted | 2020-11-30 | 2020-12-02 | 2021-12-02 | SolarEdge Technologies | SE7600H-US [240V] | Inverters | 7600 |  | 1 |  |  | 0.99 |  | Indoor | Inside
NJSTRE1546278428 |  | Transition Incentive Program | Voorhees | 8043 | 14 | 8.84 | Residential | Yes | Behind the Meter | Net-metered residential rooftop and canopy |  | None | Tesla Energy Operations Inc. | AC Electric | Accepted | 2020-11-30 | 2020-12-02 | 2021-12-02 | Hanwha Q-CELLS | Q.Peak DUO BLK-G6+ 340 | Solar Panels |  | 0.34 | 4 | 243 | 34 |  | Fixed | Roof
NJSTRE1546278428 |  | Transition Incentive Program | Voorhees | 8043 | 14 | 8.84 | Residential | Yes | Behind the Meter | Net-metered residential rooftop and canopy |  | None | Tesla Energy Operations Inc. | AC Electric | Accepted | 2020-11-30 | 2020-12-02 | 2021-12-02 | Hanwha Q-CELLS | Q.Peak DUO BLK-G6+ 340 | Solar Panels |  | 0.34 | 8 | 153 | 34 |  | Fixed | Roof
NJSTRE1546278428 |  | Transition Incentive Program | Voorhees | 8043 | 14 | 8.84 | Residential | Yes | Behind the Meter | Net-metered residential rooftop and canopy |  | None | Tesla Energy Operations Inc. | AC Electric | Accepted | 2020-11-30 | 2020-12-02 | 2021-12-02 | Hanwha Q-CELLS | Q.Peak DUO BLK-G6+ 340 | Solar Panels |  | 0.34 | 9 | 153 | 23 |  | Fixed | Roof
NJSTRE1546278428 |  | Transition Incentive Program | Voorhees | 8043 | 14 | 8.84 | Residential | Yes | Behind the Meter | Net-metered residential rooftop and canopy |  | None | Tesla Energy Operations Inc. | AC Electric | Accepted | 2020-11-30 | 2020-12-02 | 2021-12-02 | Hanwha Q-CELLS | Q.Peak DUO BLK-G6+ 340 | Solar Panels |  | 0.34 | 5 | 243 | 34 |  | Fixed | Roof
NJSTRE1546278439 |  | Transition Incentive Program | Iselin | 8830 | 11 | 2.56 | Residential | Yes | Behind the Meter | Net-metered residential rooftop and canopy |  | None | Vivint Solar Developer, LLC | PSE&G | Accepted | 2020-12-04 | 2020-12-07 | 2021-12-07 | Solar Edge | SE3800H-US | Inverters | 3800 |  | 1 |  |  | 0.992 |  | Outdoor | Near the Utility Meter
NJSTRE1546278439 |  | Transition Incentive Program | Iselin | 8830 | 11 | 2.56 | Residential | Yes | Behind the Meter | Net-metered residential rooftop and canopy |  | None | Vivint Solar Developer, LLC | PSE&G | Accepted | 2020-12-04 | 2020-12-07 | 2021-12-07 | JINKO SOLAR | JKM320M-60HBL | Solar Panels |  | 0.32 | 8 | 243 | 37 |  | Fixed | Roof
NJSTRE1546278446 |  | Transition Incentive Program | Somers Point | 8244 | 19 | 8.99 | Residential | Yes | Behind the Meter | Net-metered residential rooftop and canopy |  | None | Freedom Forever New Jersey LLC | AC Electric | Accepted | 2020-12-01 | 2020-12-02 | 2021-12-02 | Solar Edge | SE7600H-US [SI1] RGM | Inverters | 7600 |  | 1 |  |  | 0.99 |  | Outdoor | n/a
NJSTRE1546278446 |  | Transition Incentive Program | Somers Point | 8244 | 19 | 8.99 | Residential | Yes | Behind the Meter | Net-metered residential rooftop and canopy |  | None | Freedom Forever New Jersey LLC | AC Electric | Accepted | 2020-12-01 | 2020-12-02 | 2021-12-02 | Hanwha | Q.PLUS BFR-G4.1- 290 | Solar Panels |  | 0.29 | 4 | 3 | 18 |  | Fixed | Roof | n/a
NJSTRE1546278446 |  | Transition Incentive Program | Somers Point | 8244 | 19 | 8.99 | Residential | Yes | Behind the Meter | Net-metered residential rooftop and canopy |  | None | Freedom Forever New Jersey LLC | AC Electric | Accepted | 2020-12-01 | 2020-12-02 | 2021-12-02 | Hanwha | Q.PLUS BFR-G4.1- 290 | Solar Panels |  | 0.29 | 18 | 1 | 18 |  | Fixed | Roof | n/a
NJSTRE1546278446 |  | Transition Incentive Program | Somers Point | 8244 | 19 | 8.99 | Residential | Yes | Behind the Meter | Net-metered residential rooftop and canopy |  | None | Freedom Forever New Jersey LLC | AC Electric | Accepted | 2020-12-01 | 2020-12-02 | 2021-12-02 | Hanwha | Q.PLUS BFR-G4.1- 290 | Solar Panels |  | 0.29 | 2 | 5 | 18 |  | Fixed | Roof | n/a
NJSTRE1546278446 |  | Transition Incentive Program | Somers Point | 8244 | 19 | 8.99 | Residential | Yes | Behind the Meter | Net-metered residential rooftop and canopy |  | None | Freedom Forever New Jersey LLC | AC Electric | Accepted | 2020-12-01 | 2020-12-02 | 2021-12-02 | Hanwha | Q.PLUS BFR-G4.1- 290 | Solar Panels |  | 0.29 | 3 | 4 | 18 |  | Fixed | Roof | n/a
NJSTRE1546278446 |  | Transition Incentive Program | Somers Point | 8244 | 19 | 8.99 | Residential | Yes | Behind the Meter | Net-metered residential rooftop and canopy |  | None | Freedom Forever New Jersey LLC | AC Electric | Accepted | 2020-12-01 | 2020-12-02 | 2021-12-02 | Hanwha | Q.PLUS BFR-G4.1- 290 | Solar Panels |  | 0.29 | 4 | 2 | 18 |  | Fixed | Roof | n/a
NJSTRE1546278450 |  | Transition Incentive Program | Hillborough | 8844 | 5 | 12.24 | Residential | Yes | Behind the Meter | Net-metered residential rooftop and canopy |  | None | Tesla Energy Operations Inc. | JCP&L | Accepted | 2020-11-30 | 2020-12-02 | 2021-12-02 | Tesla | AC Powerwall 2.0 | Electric Storage Battery |  |  | 3 |  |  |  | Lithium Ion |  | Inside
NJSTRE1546278450 |  | Transition Incentive Program | Hillborough | 8844 | 5 | 12.24 | Residential | Yes | Behind the Meter | Net-metered residential rooftop and canopy |  | None | Tesla Energy Operations Inc. | JCP&L | Accepted | 2020-11-30 | 2020-12-02 | 2021-12-02 | SolarEdge Technologies | SE10000H-US [240V] | Inverters | 10000 |  | 1 |  |  | 0.99 |  | Outside | Outside
NJSTRE1546278450 |  | Transition Incentive Program | Hillborough | 8844 | 5 | 12.24 | Residential | Yes | Behind the Meter | Net-metered residential rooftop and canopy |  | None | Tesla Energy Operations Inc. | JCP&L | Accepted | 2020-11-30 | 2020-12-02 | 2021-12-02 | Hanwha Q-CELLS | Q.Peak DUO BLK-G6+ 340 | Solar Panels |  | 0.34 | 8 | 267 | 20 |  | Fixed | Roof
NJSTRE1546278450 |  | Transition Incentive Program | Hillborough | 8844 | 5 | 12.24 | Residential | Yes | Behind the Meter | Net-metered residential rooftop and canopy |  | None | Tesla Energy Operations Inc. | JCP&L | Accepted | 2020-11-30 | 2020-12-02 | 2021-12-02 | Hanwha Q-CELLS | Q.Peak DUO BLK-G6+ 340 | Solar Panels |  | 0.34 | 12 | 87 | 17 |  | Fixed | Roof
NJSTRE1546278450 |  | Transition Incentive Program | Hillborough | 8844 | 5 | 12.24 | Residential | Yes | Behind the Meter | Net-metered residential rooftop and canopy |  | None | Tesla Energy Operations Inc. | JCP&L | Accepted | 2020-11-30 | 2020-12-02 | 2021-12-02 | Hanwha Q-CELLS | Q.Peak DUO BLK-G6+ 340 | Solar Panels |  | 0.34 | 10 | 87 | 20 |  | Fixed | Roof
NJSTRE1546278450 |  | Transition Incentive Program | Hillborough | 8844 | 5 | 12.24 | Residential | Yes | Behind the Meter | Net-metered residential rooftop and canopy |  | None | Tesla Energy Operations Inc. | JCP&L | Accepted | 2020-11-30 | 2020-12-02 | 2021-12-02 | Hanwha Q-CELLS | Q.Peak DUO BLK-G6+ 340 | Solar Panels |  | 0.34 | 6 | 267 | 20 |  | Fixed | Roof
NJSTRE1546278456 |  | Transition Incentive Program | Paramus | 7652 | 7 | 11.9 | Residential | Yes | Behind the Meter | Net-metered residential rooftop and canopy |  | None | Tesla Energy Operations, Inc. | PSE&G | Accepted | 2020-11-30 | 2020-12-02 | 2021-12-02 | Tesla | AC Powerwall 2.0 | Electric Storage Battery |  |  | 2 |  |  |  | Lithium Ion |  | inside
NJSTRE1546278456 |  | Transition Incentive Program | Paramus | 7652 | 7 | 11.9 | Residential | Yes | Behind the Meter | Net-metered residential rooftop and canopy |  | None | Tesla Energy Operations, Inc. | PSE&G | Accepted | 2020-11-30 | 2020-12-02 | 2021-12-02 | SolarEdge Technologies Ltd. | SE11400H-US [240V] | Inverters | 114000 |  | 1 |  |  | 0.99 |  | Indoor | Inside Garage
NJSTRE1546278456 |  | Transition Incentive Program | Paramus | 7652 | 7 | 11.9 | Residential | Yes | Behind the Meter | Net-metered residential rooftop and canopy |  | None | Tesla Energy Operations, Inc. | PSE&G | Accepted | 2020-11-30 | 2020-12-02 | 2021-12-02 | Hanwha Q-CELLS | Q.Peak DUO BLK-G6+ 340 | Solar Panels |  | 0.34 | 25 | 298 | 18 |  | Fixed | Roof
NJSTRE1546278456 |  | Transition Incentive Program | Paramus | 7652 | 7 | 11.9 | Residential | Yes | Behind the Meter | Net-metered residential rooftop and canopy |  | None | Tesla Energy Operations, Inc. | PSE&G | Accepted | 2020-11-30 | 2020-12-02 | 2021-12-02 | Hanwha Q-CELLS | Q.Peak DUO BLK-G6+ 340 | Solar Panels |  | 0.34 | 10 | 118 | 18 |  | Fixed | Roof
NJSTRE1546278462 |  | Transition Incentive Program | Glen Rock | 7452 | 7 | 4.93 | Residential | Yes | Behind the Meter | Net-metered residential rooftop and canopy |  | None | Freedom Forever New Jersey LLC | PSE&G | Accepted | 2020-12-02 | 2020-12-03 | 2021-12-03 | Solar Edge | SE5000H-US [SI1] RGM | Inverters | 5000 |  | 1 |  |  | 0.99 |  | Outdoor | n/a
NJSTRE1546278462 |  | Transition Incentive Program | Glen Rock | 7452 | 7 | 4.93 | Residential | Yes | Behind the Meter | Net-metered residential rooftop and canopy |  | None | Freedom Forever New Jersey LLC | PSE&G | Accepted | 2020-12-02 | 2020-12-03 | 2021-12-03 | Hanwha | Q.PLUS BFR-G4.1- 290 | Solar Panels |  | 0.29 | 14 | 2 | 21 |  | Fixed | Roof | n/a
NJSTRE1546278462 |  | Transition Incentive Program | Glen Rock | 7452 | 7 | 4.93 | Residential | Yes | Behind the Meter | Net-metered residential rooftop and canopy |  | None | Freedom Forever New Jersey LLC | PSE&G | Accepted | 2020-12-02 | 2020-12-03 | 2021-12-03 | Hanwha | Q.PLUS BFR-G4.1- 290 | Solar Panels |  | 0.29 | 3 | 1 | 21 |  | Fixed | Roof | n/a
NJSTRE1546278493 |  | Transition Incentive Program | Monmouth | 8852 | 11 | 24.75 | Commercial | No | Behind the Meter | Net-metered non-residential rooftop and canopy |  | None | JD Solar Solutions LLC | PSE&G | Accepted | 2020-12-11 | 2020-12-15 | 2021-12-15 | Solar Edge | 14.4k | Inverters | 14400 |  | 3 |  |  | 0.98 |  | Indoor | next to main electric panel
NJSTRE1546278493 |  | Transition Incentive Program | Monmouth | 8852 | 11 | 24.75 | Commercial | No | Behind the Meter | Net-metered non-residential rooftop and canopy |  | None | JD Solar Solutions LLC | PSE&G | Accepted | 2020-12-11 | 2020-12-15 | 2021-12-15 | Vikram | 400 | Solar Panels |  | 0.245 | 101 | 224 | 10 |  | Fixed | Roof
NJSTRE1546280204 |  | Transition Incentive Program | Millville | 8332 | 20 | 8.4 | Residential | No | Behind the Meter | Net-metered residential rooftop and canopy |  | None | Suntuity Solar LLC | AC Electric | Accepted | 2020-12-01 | 2020-12-03 | 2021-12-03 | Enphase Energy | IQ7-60-2-US | Inverters | 240 |  | 24 |  |  | 0.97 |  | Outdoor | Behind the PV Modules
NJSTRE1546280204 |  | Transition Incentive Program | Millville | 8332 | 20 | 8.4 | Residential | No | Behind the Meter | Net-metered residential rooftop and canopy |  | None | Suntuity Solar LLC | AC Electric | Accepted | 2020-12-01 | 2020-12-03 | 2021-12-03 | Longi | LR4-60HPB-350M | Solar Panels |  | 0.35 | 24 | 229 | 28 |  | Fixed | Roof
NJSTRE1546280205 |  | Transition Incentive Program | Mount Laurel | 8054 | 13 | 3.85 | Residential | No | Behind the Meter | Net-metered residential rooftop and canopy |  | None | Suntuity Solar LLC | PSE&G | Accepted | 2020-12-01 | 2020-12-02 | 2021-12-02 | Enphase Energy | IQ7-60-2-US | Inverters | 240 |  | 11 |  |  | 0.97 |  | Outdoor | Behind the PV Modules
NJSTRE1546280205 |  | Transition Incentive Program | Mount Laurel | 8054 | 13 | 3.85 | Residential | No | Behind the Meter | Net-metered residential rooftop and canopy |  | None | Suntuity Solar LLC | PSE&G | Accepted | 2020-12-01 | 2020-12-02 | 2021-12-02 | Longi | LR4-60HPB-350M | Solar Panels |  | 0.35 | 5 | 290 | 26 |  | Fixed | Roof
NJSTRE1546280205 |  | Transition Incentive Program | Mount Laurel | 8054 | 13 | 3.85 | Residential | No | Behind the Meter | Net-metered residential rooftop and canopy |  | None | Suntuity Solar LLC | PSE&G | Accepted | 2020-12-01 | 2020-12-02 | 2021-12-02 | Longi | LR4-60HPB-350M | Solar Panels |  | 0.35 | 6 | 110 | 26 |  | Fixed | Roof
NJSTRE1546280206 |  | Transition Incentive Program | Sewell | 8080 | 15 | 9.45 | Residential | No | Behind the Meter | Net-metered residential rooftop and canopy |  | None | Suntuity Solar LLC | AC Electric | Accepted | 2020-12-01 | 2020-12-02 | 2021-12-02 | Enphase Energy | IQ7-60-2-US | Inverters | 240 |  | 27 |  |  | 0.97 |  | Outdoor | Behind the PV Modules
NJSTRE1546280206 |  | Transition Incentive Program | Sewell | 8080 | 15 | 9.45 | Residential | No | Behind the Meter | Net-metered residential rooftop and canopy |  | None | Suntuity Solar LLC | AC Electric | Accepted | 2020-12-01 | 2020-12-02 | 2021-12-02 | Longi | LR4-60HPB-350M | Solar Panels |  | 0.35 | 6 | 90 | 34 |  | Fixed | Roof
NJSTRE1546280206 |  | Transition Incentive Program | Sewell | 8080 | 15 | 9.45 | Residential | No | Behind the Meter | Net-metered residential rooftop and canopy |  | None | Suntuity Solar LLC | AC Electric | Accepted | 2020-12-01 | 2020-12-02 | 2021-12-02 | Longi | LR4-60HPB-350M | Solar Panels |  | 0.35 | 6 | 180 | 44 |  | Fixed | Roof
NJSTRE1546280206 |  | Transition Incentive Program | Sewell | 8080 | 15 | 9.45 | Residential | No | Behind the Meter | Net-metered residential rooftop and canopy |  | None | Suntuity Solar LLC | AC Electric | Accepted | 2020-12-01 | 2020-12-02 | 2021-12-02 | Longi | LR4-60HPB-350M | Solar Panels |  | 0.35 | 3 | 90 | 34 |  | Fixed | Roof
NJSTRE1546280206 |  | Transition Incentive Program | Sewell | 8080 | 15 | 9.45 | Residential | No | Behind the Meter | Net-metered residential rooftop and canopy |  | None | Suntuity Solar LLC | AC Electric | Accepted | 2020-12-01 | 2020-12-02 | 2021-12-02 | Longi | LR4-60HPB-350M | Solar Panels |  | 0.35 | 12 | 179 | 44 |  | Fixed | Roof
NJSTRE1546280207 |  | Transition Incentive Program | Somerdale | 8083 | 14 | 8.4 | Residential | No | Behind the Meter | Net-metered residential rooftop and canopy |  | None | Suntuity Solar LLC | PSE&G | Accepted | 2020-12-01 | 2020-12-02 | 2021-12-02 | Enphase Energy | IQ7-60-2-US | Inverters | 240 |  | 24 |  |  | 0.97 |  | Outdoor | Behind the PV Modules
NJSTRE1546280207 |  | Transition Incentive Program | Somerdale | 8083 | 14 | 8.4 | Residential | No | Behind the Meter | Net-metered residential rooftop and canopy |  | None | Suntuity Solar LLC | PSE&G | Accepted | 2020-12-01 | 2020-12-02 | 2021-12-02 | Longi | LR4-60HPB-350M | Solar Panels |  | 0.35 | 24 | 235 | 30 |  | Fixed | Roof
NJSTRE1546280208 |  | Transition Incentive Program | Williamstown | 8094 | 15 | 11.9 | Residential | Yes | Behind the Meter | Net-metered residential rooftop and canopy |  | None | Suntuity Solar LLC | AC Electric | Accepted | 2020-12-01 | 2020-12-03 | 2021-12-03 | Enphase Energy | IQ7-60-2-US | Inverters | 240 |  | 34 |  |  | 0.97 |  | Outdoor | Behind the PV Modules
NJSTRE1546280208 |  | Transition Incentive Program | Williamstown | 8094 | 15 | 11.9 | Residential | Yes | Behind the Meter | Net-metered residential rooftop and canopy |  | None | Suntuity Solar LLC | AC Electric | Accepted | 2020-12-01 | 2020-12-03 | 2021-12-03 | Longi | LR4-60HPB-350M | Solar Panels |  | 0.35 | 15 | 61 | 22 |  | Fixed | Roof
NJSTRE1546280208 |  | Transition Incentive Program | Williamstown | 8094 | 15 | 11.9 | Residential | Yes | Behind the Meter | Net-metered residential rooftop and canopy |  | None | Suntuity Solar LLC | AC Electric | Accepted | 2020-12-01 | 2020-12-03 | 2021-12-03 | Longi | LR4-60HPB-350M | Solar Panels |  | 0.35 | 6 | 60 | 22 |  | Fixed | Roof
NJSTRE1546280208 |  | Transition Incentive Program | Williamstown | 8094 | 15 | 11.9 | Residential | Yes | Behind the Meter | Net-metered residential rooftop and canopy |  | None | Suntuity Solar LLC | AC Electric | Accepted | 2020-12-01 | 2020-12-03 | 2021-12-03 | Longi | LR4-60HPB-350M | Solar Panels |  | 0.35 | 13 | 241 | 22 |  | Fixed | Roof
NJSTRE1546280209 |  | Transition Incentive Program | Toms River | 8757 | 18 | 7.35 | Residential | Yes | Behind the Meter | Net-metered residential rooftop and canopy |  | None | Suntuity Solar LLC | JCP&L | Accepted | 2020-12-01 | 2020-12-02 | 2021-12-02 | Enphase Energy | IQ7-60-2-US | Inverters | 240 |  | 21 |  |  | 0.97 |  | Outdoor | Behind the PV Modules
NJSTRE1546280209 |  | Transition Incentive Program | Toms River | 8757 | 18 | 7.35 | Residential | Yes | Behind the Meter | Net-metered residential rooftop and canopy |  | None | Suntuity Solar LLC | JCP&L | Accepted | 2020-12-01 | 2020-12-02 | 2021-12-02 | Longi | LR4-60HPB-350M | Solar Panels |  | 0.35 | 21 | 212 | 20 |  | Fixed | Roof
NJSTRE1546280216 |  | Transition Incentive Program | Ringoes | 8551 | 4 | 17.02 | Residential | No | Behind the Meter | Net-metered residential rooftop and canopy |  | None | Whitman Construction, LLC | JCP&L | Accepted | 2020-12-01 | 2020-12-03 | 2021-12-03 | enphase energy | iq7plus-72-2-us | Inverters | 295 |  | 46 |  |  | 0.975 |  | Outdoor | microinverters located under modules
NJSTRE1546280216 |  | Transition Incentive Program | Ringoes | 8551 | 4 | 17.02 | Residential | No | Behind the Meter | Net-metered residential rooftop and canopy |  | None | Whitman Construction, LLC | JCP&L | Accepted | 2020-12-01 | 2020-12-03 | 2021-12-03 | solaria power | xt 370r pd | Solar Panels |  | 0.37 | 11 | 257 | 25 |  | Fixed | Roof
NJSTRE1546280216 |  | Transition Incentive Program | Ringoes | 8551 | 4 | 17.02 | Residential | No | Behind the Meter | Net-metered residential rooftop and canopy |  | None | Whitman Construction, LLC | JCP&L | Accepted | 2020-12-01 | 2020-12-03 | 2021-12-03 | solaria power | xt 370r pd | Solar Panels |  | 0.37 | 35 | 257 | 11 |  | Fixed | Pole
NJSTRE1546280217 |  | Transition Incentive Program | Camden | 8105 | 14 | 5.28 | Residential | Yes | Behind the Meter | Net-metered residential rooftop and canopy |  | None | Posigen NJ LLC | PSE&G | Accepted | 2020-12-01 | 2020-12-02 | 2021-12-02 | SolarEdge | SE6000H-US | Inverters | 6000 |  | 1 |  |  | 0.99 |  | Outside | within ten feet of meter
NJSTRE1546280217 |  | Transition Incentive Program | Camden | 8105 | 14 | 5.28 | Residential | Yes | Behind the Meter | Net-metered residential rooftop and canopy |  | None | Posigen NJ LLC | PSE&G | Accepted | 2020-12-01 | 2020-12-02 | 2021-12-02 | Silfab | SIL330HL | Solar Panels |  | 0.33 | 16 | 240 | 26 |  | Fixed | Roof
NJSTRE1546280221 |  | Transition Incentive Program | Fairview | 7022 | 7 | 7.26 | Residential | Yes | Behind the Meter | Net-metered residential rooftop and canopy |  | None | Posigen NJ LLC | PSE&G | Accepted | 2020-12-01 | 2020-12-03 | 2021-12-03 | SolarEdge | SE7600H-US | Inverters | 7600 |  | 1 |  |  | 0.99 |  | Outside | within ten feet of meter
NJSTRE1546280221 |  | Transition Incentive Program | Fairview | 7022 | 7 | 7.26 | Residential | Yes | Behind the Meter | Net-metered residential rooftop and canopy |  | None | Posigen NJ LLC | PSE&G | Accepted | 2020-12-01 | 2020-12-03 | 2021-12-03 | Silfab | SIL330HL | Solar Panels |  | 0.33 | 22 | 35 | 6 |  | Fixed | Roof
NJSTRE1546280230 |  | Transition Incentive Program | Neptune | 7753 | 17 | 5.28 | Residential | Yes | Behind the Meter | Net-metered residential rooftop and canopy |  | None | Posigen NJ LLC | JCP&L | Accepted | 2020-12-01 | 2020-12-03 | 2021-12-03 | SolarEdge | SE6000H-US | Inverters | 6000 |  | 1 |  |  | 0.99 |  | Outside | within ten feet of meter
NJSTRE1546280230 |  | Transition Incentive Program | Neptune | 7753 | 17 | 5.28 | Residential | Yes | Behind the Meter | Net-metered residential rooftop and canopy |  | None | Posigen NJ LLC | JCP&L | Accepted | 2020-12-01 | 2020-12-03 | 2021-12-03 | Silfab | SIL330HL | Solar Panels |  | 0.33 | 16 | 101281 | 33 |  | Fixed | Roof
NJSTRE1546280241 |  | Transition Incentive Program | Glen Ridge | 7028 | 9 | 4.42 | Residential | No | Behind the Meter | Net-metered residential rooftop and canopy |  | None | Trinity Solar | PSE&G | Accepted | 2020-12-01 | 2020-12-03 | 2021-12-03 | SOLAR EDGE | SE3800H-US | Inverters | 3800 |  | 1 |  |  | 0.97 |  | Outdoor | SIDE OF HOME
NJSTRE1546280241 |  | Transition Incentive Program | Glen Ridge | 7028 | 9 | 4.42 | Residential | No | Behind the Meter | Net-metered residential rooftop and canopy |  | None | Trinity Solar | PSE&G | Accepted | 2020-12-01 | 2020-12-03 | 2021-12-03 | HANWHA | Q.PEAK DUO BLK-G6 340 | Solar Panels |  | 0.34 | 10 | 217 | 30 |  | Fixed | Roof
NJSTRE1546280241 |  | Transition Incentive Program | Glen Ridge | 7028 | 9 | 4.42 | Residential | No | Behind the Meter | Net-metered residential rooftop and canopy |  | None | Trinity Solar | PSE&G | Accepted | 2020-12-01 | 2020-12-03 | 2021-12-03 | HANWHA | Q.PEAK DUO BLK-G6 340 | Solar Panels |  | 0.34 | 3 | 217 | 20 |  | Fixed | Roof
NJSTRE1546280242 |  | Transition Incentive Program | Kearny | 7032 | 8 | 5.1 | Residential | Yes | Behind the Meter | Net-metered residential rooftop and canopy |  | None | Trinity Solar | PSE&G | Accepted | 2020-12-01 | 2020-12-03 | 2021-12-03 | Solar Edge | SE3800 | Inverters | 3800 |  | 1 |  |  | 0.97 |  | Outside | side of home
NJSTRE1546280242 |  | Transition Incentive Program | Kearny | 7032 | 8 | 5.1 | Residential | Yes | Behind the Meter | Net-metered residential rooftop and canopy |  | None | Trinity Solar | PSE&G | Accepted | 2020-12-01 | 2020-12-03 | 2021-12-03 | Hanwha | Q.PEAK DUO BLK-G6 340 | Solar Panels |  | 0.34 | 11 | 214 | 20 |  | Fixed | Roof
NJSTRE1546280242 |  | Transition Incentive Program | Kearny | 7032 | 8 | 5.1 | Residential | Yes | Behind the Meter | Net-metered residential rooftop and canopy |  | None | Trinity Solar | PSE&G | Accepted | 2020-12-01 | 2020-12-03 | 2021-12-03 | Hanwha | Q.PEAK DUO BLK-G6 340 | Solar Panels |  | 0.34 | 4 | 124 | 30 |  | Fixed | Roof
NJSTRE1546280245 |  | Transition Incentive Program | Linden | 7036 | 10 | 3.4 | Residential | Yes | Behind the Meter | Net-metered residential rooftop and canopy |  | None | Trinity Solar | PSE&G | Accepted | 2020-12-01 | 2020-12-03 | 2021-12-03 | Solar Edge | SE3000H-US000BNC4 | Inverters | 3000 |  | 1 |  |  | 0.97 |  | Outdoor | side of home
NJSTRE1546280245 |  | Transition Incentive Program | Linden | 7036 | 10 | 3.4 | Residential | Yes | Behind the Meter | Net-metered residential rooftop and canopy |  | None | Trinity Solar | PSE&G | Accepted | 2020-12-01 | 2020-12-03 | 2021-12-03 | HANWHA | Q.PEAK DUO BLK-G6 340 | Solar Panels |  | 0.34 | 10 | 128 | 35 |  | Fixed | Roof
NJSTRE1546280252 |  | Transition Incentive Program | Farmingdale | 7727 | 17 | 18.36 | Residential | No | Behind the Meter | Net-metered residential rooftop and canopy |  | None | Trinity Solar | JCP&L | Accepted | 2020-12-01 | 2020-12-03 | 2021-12-03 | Solar Edge | SE10000 | Inverters | 10000 |  | 1 |  |  | 0.97 |  | Outside | side of home
NJSTRE1546280252 |  | Transition Incentive Program | Farmingdale | 7727 | 17 | 18.36 | Residential | No | Behind the Meter | Net-metered residential rooftop and canopy |  | None | Trinity Solar | JCP&L | Accepted | 2020-12-01 | 2020-12-03 | 2021-12-03 | Solar Edge | SE3800 | Inverters | 3800 |  | 1 |  |  | 0.97 |  | Outside | side of home
NJSTRE1546280252 |  | Transition Incentive Program | Farmingdale | 7727 | 17 | 18.36 | Residential | No | Behind the Meter | Net-metered residential rooftop and canopy |  | None | Trinity Solar | JCP&L | Accepted | 2020-12-01 | 2020-12-03 | 2021-12-03 | Hanwha | Q.PEAK DUO BLK-G6 340 | Solar Panels |  | 0.34 | 10 | 200 | 35 |  | Fixed | Roof
NJSTRE1546280252 |  | Transition Incentive Program | Farmingdale | 7727 | 17 | 18.36 | Residential | No | Behind the Meter | Net-metered residential rooftop and canopy |  | None | Trinity Solar | JCP&L | Accepted | 2020-12-01 | 2020-12-03 | 2021-12-03 | Hanwha | Q.PEAK DUO BLK-G6 340 | Solar Panels |  | 0.34 | 11 | 198 | 33 |  | Fixed | Roof
NJSTRE1546280252 |  | Transition Incentive Program | Farmingdale | 7727 | 17 | 18.36 | Residential | No | Behind the Meter | Net-metered residential rooftop and canopy |  | None | Trinity Solar | JCP&L | Accepted | 2020-12-01 | 2020-12-03 | 2021-12-03 | Hanwha | Q.PEAK DUO BLK-G6 340 | Solar Panels |  | 0.34 | 9 | 290 | 37 |  | Fixed | Roof
NJSTRE1546280252 |  | Transition Incentive Program | Farmingdale | 7727 | 17 | 18.36 | Residential | No | Behind the Meter | Net-metered residential rooftop and canopy |  | None | Trinity Solar | JCP&L | Accepted | 2020-12-01 | 2020-12-03 | 2021-12-03 | Hanwha | Q.PEAK DUO BLK-G6 340 | Solar Panels |  | 0.34 | 18 | 18 | 27 |  | Fixed | Roof
NJSTRE1546280252 |  | Transition Incentive Program | Farmingdale | 7727 | 17 | 18.36 | Residential | No | Behind the Meter | Net-metered residential rooftop and canopy |  | None | Trinity Solar | JCP&L | Accepted | 2020-12-01 | 2020-12-03 | 2021-12-03 | Hanwha | Q.PEAK DUO BLK-G6 340 | Solar Panels |  | 0.34 | 6 | 200 | 33 |  | Fixed | Roof
NJSTRE1546280261 |  | Transition Incentive Program | Absecon | 8201 | 19 | 12.54 | Residential | Yes | Behind the Meter | Net-metered residential rooftop and canopy |  | None | Sun Up Zero Down | AC Electric | Accepted | 2020-12-01 | 2020-12-04 | 2021-12-04 | Enphase | TBD | Meters |  |  | 1 |  |  |  | Yes | Outdoor
NJSTRE1546280261 |  | Transition Incentive Program | Absecon | 8201 | 19 | 12.54 | Residential | Yes | Behind the Meter | Net-metered residential rooftop and canopy |  | None | Sun Up Zero Down | AC Electric | Accepted | 2020-12-01 | 2020-12-04 | 2021-12-04 | Enphase | IQ7-60-2-US | Inverters | 240 |  | 38 |  |  | 0.976 |  | Outside | behind panel
NJSTRE1546280261 |  | Transition Incentive Program | Absecon | 8201 | 19 | 12.54 | Residential | Yes | Behind the Meter | Net-metered residential rooftop and canopy |  | None | Sun Up Zero Down | AC Electric | Accepted | 2020-12-01 | 2020-12-04 | 2021-12-04 | REC | REC330TP3M | Solar Panels |  | 0.33 | 9 | 31 | 9 |  | Fixed | Roof
NJSTRE1546280261 |  | Transition Incentive Program | Absecon | 8201 | 19 | 12.54 | Residential | Yes | Behind the Meter | Net-metered residential rooftop and canopy |  | None | Sun Up Zero Down | AC Electric | Accepted | 2020-12-01 | 2020-12-04 | 2021-12-04 | REC | REC330TP3M | Solar Panels |  | 0.33 | 11 | 301 | 43 |  | Fixed | Roof
NJSTRE1546280261 |  | Transition Incentive Program | Absecon | 8201 | 19 | 12.54 | Residential | Yes | Behind the Meter | Net-metered residential rooftop and canopy |  | None | Sun Up Zero Down | AC Electric | Accepted | 2020-12-01 | 2020-12-04 | 2021-12-04 | REC | REC330TP3M | Solar Panels |  | 0.33 | 3 | 301 | 30 |  | Fixed | Roof
NJSTRE1546280261 |  | Transition Incentive Program | Absecon | 8201 | 19 | 12.54 | Residential | Yes | Behind the Meter | Net-metered residential rooftop and canopy |  | None | Sun Up Zero Down | AC Electric | Accepted | 2020-12-01 | 2020-12-04 | 2021-12-04 | REC | REC330TP3M | Solar Panels |  | 0.33 | 15 | 121 | 43 |  | Fixed | Roof
NJSTRE1546280265 |  | Transition Incentive Program | Medford | 8055 | 13 | 8.25 | Residential | No | Behind the Meter | Net-metered residential rooftop and canopy |  | None | Exact Solar | AC Electric | Accepted | 2020-12-01 | 2020-12-03 | 2021-12-03 | SOLAR EDGE | SE10000H-US | Inverters | 10000 |  | 1 |  |  | 0.99 |  | Outdoor | NEAR METER
NJSTRE1546280265 |  | Transition Incentive Program | Medford | 8055 | 13 | 8.25 | Residential | No | Behind the Meter | Net-metered residential rooftop and canopy |  | None | Exact Solar | AC Electric | Accepted | 2020-12-01 | 2020-12-03 | 2021-12-03 | AXITEC | AC-330MH/120S | Solar Panels |  | 0.33 | 25 | 214 | 19 |  | Fixed | Roof
NJSTRE1546280271 |  | Transition Incentive Program | Trenton | 8610 | 12 | 7.68 | Residential | No | Behind the Meter | Net-metered residential rooftop and canopy |  | None | Solar Mite Solutions | PSE&G | Accepted | 2020-12-01 | 2020-12-03 | 2021-12-03 | Enphase | IQ7-60-2 | Inverters | 0.24 |  | 24 |  |  | 0.98 |  | Outdoor | under solar module
NJSTRE1546280271 |  | Transition Incentive Program | Trenton | 8610 | 12 | 7.68 | Residential | No | Behind the Meter | Net-metered residential rooftop and canopy |  | None | Solar Mite Solutions | PSE&G | Accepted | 2020-12-01 | 2020-12-03 | 2021-12-03 | Hanwha | Q.PEAK DUO BLK-G5 | Solar Panels |  | 0.32 | 13 | 92 | 18 |  | Fixed | Roof | array 1
NJSTRE1546280271 |  | Transition Incentive Program | Trenton | 8610 | 12 | 7.68 | Residential | No | Behind the Meter | Net-metered residential rooftop and canopy |  | None | Solar Mite Solutions | PSE&G | Accepted | 2020-12-01 | 2020-12-03 | 2021-12-03 | Hanwha | Q.PEAK DUO BLK-G5 | Solar Panels |  | 0.32 | 11 | 272 | 18 |  | Fixed | Roof | array 2
NJSTRE1546280280 |  | Transition Incentive Program | East Windsor | 8512 | 11 | 15.44 | Residential | Yes | Behind the Meter | Net-metered residential rooftop and canopy |  | None | Solar Energy World | JCP&L | Accepted | 2020-12-01 | 2020-12-03 | 2021-12-03 | SolarEdge Technologies | SE10000H-USRGM | Inverters | 10000 |  | 1 |  |  | 0.98 |  | Outdoor | next to meter
NJSTRE1546280280 |  | Transition Incentive Program | East Windsor | 8512 | 11 | 15.44 | Residential | Yes | Behind the Meter | Net-metered residential rooftop and canopy |  | None | Solar Energy World | JCP&L | Accepted | 2020-12-01 | 2020-12-03 | 2021-12-03 | SolarEdge Technologies | SE3000H-USRGM | Inverters | 3000 |  | 1 |  |  | 0.977 |  | Outdoor | next to meter
NJSTRE1546280280 |  | Transition Incentive Program | East Windsor | 8512 | 11 | 15.44 | Residential | Yes | Behind the Meter | Net-metered residential rooftop and canopy |  | None | Solar Energy World | JCP&L | Accepted | 2020-12-01 | 2020-12-03 | 2021-12-03 | Hanwha Q-Cells | Q.PEAK DUO BLK-G5 315 | Solar Panels |  | 0.315 | 16 | 162 | 14 |  | Fixed | Roof
NJSTRE1546280280 |  | Transition Incentive Program | East Windsor | 8512 | 11 | 15.44 | Residential | Yes | Behind the Meter | Net-metered residential rooftop and canopy |  | None | Solar Energy World | JCP&L | Accepted | 2020-12-01 | 2020-12-03 | 2021-12-03 | Hanwha Q-Cells | Q.PEAK DUO BLK-G5 315 | Solar Panels |  | 0.315 | 15 | 162 | 14 |  | Fixed | Roof
NJSTRE1546280280 |  | Transition Incentive Program | East Windsor | 8512 | 11 | 15.44 | Residential | Yes | Behind the Meter | Net-metered residential rooftop and canopy |  | None | Solar Energy World | JCP&L | Accepted | 2020-12-01 | 2020-12-03 | 2021-12-03 | Hanwha Q-Cells | Q.PEAK DUO BLK-G5 315 | Solar Panels |  | 0.315 | 18 | 343 | 14 |  | Fixed | Roof
NJSTRE1546280289 |  | Transition Incentive Program | Morristown | 7960 | 3 | 14.81 | Residential | Yes | Behind the Meter | Net-metered residential rooftop and canopy |  | None | Tesla Energy Operations Inc. | JCP&L | Accepted | 2020-12-01 | 2020-12-03 | 2021-12-03 | Tesla | AC Powerwall 2.0 | Electric Storage Battery |  |  | 4 |  |  |  | Lithium Ion |  | Inside
NJSTRE1546280289 |  | Transition Incentive Program | Morristown | 7960 | 3 | 14.81 | Residential | Yes | Behind the Meter | Net-metered residential rooftop and canopy |  | None | Tesla Energy Operations Inc. | JCP&L | Accepted | 2020-12-01 | 2020-12-03 | 2021-12-03 | SolarEdge Technologies | SE7600H-US [240V] | Inverters | 7600 |  | 2 |  |  | 0.99 |  | Indoor | Inside
NJSTRE1546280289 |  | Transition Incentive Program | Morristown | 7960 | 3 | 14.81 | Residential | Yes | Behind the Meter | Net-metered residential rooftop and canopy |  | None | Tesla Energy Operations Inc. | JCP&L | Accepted | 2020-12-01 | 2020-12-03 | 2021-12-03 | Hanwha Q-CELLS | Q.PEAK DUO BLK-G5/SC315 | Solar Panels |  | 0.315 | 10 | 128 | 40 |  | Fixed | Roof
NJSTRE1546280289 |  | Transition Incentive Program | Morristown | 7960 | 3 | 14.81 | Residential | Yes | Behind the Meter | Net-metered residential rooftop and canopy |  | None | Tesla Energy Operations Inc. | JCP&L | Accepted | 2020-12-01 | 2020-12-03 | 2021-12-03 | Hanwha Q-CELLS | Q.PEAK DUO BLK-G5/SC315 | Solar Panels |  | 0.315 | 10 | 38 | 40 |  | Fixed | Roof
NJSTRE1546280289 |  | Transition Incentive Program | Morristown | 7960 | 3 | 14.81 | Residential | Yes | Behind the Meter | Net-metered residential rooftop and canopy |  | None | Tesla Energy Operations Inc. | JCP&L | Accepted | 2020-12-01 | 2020-12-03 | 2021-12-03 | Hanwha Q-CELLS | Q.PEAK DUO BLK-G5/SC315 | Solar Panels |  | 0.315 | 5 | 308 | 40 |  | Fixed | Roof
NJSTRE1546280289 |  | Transition Incentive Program | Morristown | 7960 | 3 | 14.81 | Residential | Yes | Behind the Meter | Net-metered residential rooftop and canopy |  | None | Tesla Energy Operations Inc. | JCP&L | Accepted | 2020-12-01 | 2020-12-03 | 2021-12-03 | Hanwha Q-CELLS | Q.PEAK DUO BLK-G5/SC315 | Solar Panels |  | 0.315 | 22 | 218 | 40 |  | Fixed | Roof
NJSTRE1546280290 |  | Transition Incentive Program | Swedesboro | 8085 | 15 | 8.78 | Residential | No | Behind the Meter | Net-metered residential rooftop and canopy |  | None | RCL Enterprises Inc. | AC Electric | Accepted | 2020-12-01 | 2020-12-03 | 2021-12-03 | enphase | iq7 | Inverters | 240 |  | 27 |  |  | 0.96 |  | Outdoor | under panels
NJSTRE1546280290 |  | Transition Incentive Program | Swedesboro | 8085 | 15 | 8.78 | Residential | No | Behind the Meter | Net-metered residential rooftop and canopy |  | None | RCL Enterprises Inc. | AC Electric | Accepted | 2020-12-01 | 2020-12-03 | 2021-12-03 | Trina Solar | TSM-325DD06M | Solar Panels |  | 0.325 | 27 | 210 | 30 |  | Fixed | Roof
NJSTRE1546280323 |  | Transition Incentive Program | Harrison Town | 7029 | 8 | 7.82 | Residential | Yes | Behind the Meter | Net-metered residential rooftop and canopy |  | None | Tesla Energy Operations Inc. | PSE&G | Accepted | 2020-12-01 | 2020-12-03 | 2021-12-03 | SolarEdge Technologies | SE7600H-US [240V] | Inverters | 7600 |  | 1 |  |  | 0.99 |  | Indoor | Inside garage
NJSTRE1546280323 |  | Transition Incentive Program | Harrison Town | 7029 | 8 | 7.82 | Residential | Yes | Behind the Meter | Net-metered residential rooftop and canopy |  | None | Tesla Energy Operations Inc. | PSE&G | Accepted | 2020-12-01 | 2020-12-03 | 2021-12-03 | Hanwha Q-CELLS | Q.Peak DUO BLK-G6+ 340 | Solar Panels |  | 0.34 | 13 | 259 | 22 |  | Fixed | Roof
NJSTRE1546280323 |  | Transition Incentive Program | Harrison Town | 7029 | 8 | 7.82 | Residential | Yes | Behind the Meter | Net-metered residential rooftop and canopy |  | None | Tesla Energy Operations Inc. | PSE&G | Accepted | 2020-12-01 | 2020-12-03 | 2021-12-03 | Hanwha Q-CELLS | Q.Peak DUO BLK-G6+ 340 | Solar Panels |  | 0.34 | 10 | 79 | 22 |  | Fixed | Roof
NJSTRE1546280329 |  | Transition Incentive Program | Mount Laurel | 8054 | 13 | 22.72 | Residential | Yes | Behind the Meter | Net-metered residential rooftop and canopy |  | None | Vivint Solar Developer, LLC | PSE&G | Accepted | 2020-12-01 | 2020-12-03 | 2021-12-03 | Solar Edge | SE7600H-US | Inverters | 7600 |  | 2 |  |  | 0.992 |  | Outdoor | Near the Utility Meter
NJSTRE1546280329 |  | Transition Incentive Program | Mount Laurel | 8054 | 13 | 22.72 | Residential | Yes | Behind the Meter | Net-metered residential rooftop and canopy |  | None | Vivint Solar Developer, LLC | PSE&G | Accepted | 2020-12-01 | 2020-12-03 | 2021-12-03 | JINKO SOLAR | JKM320M-60HBL | Solar Panels |  | 0.32 | 10 | 47 | 27 |  | Fixed | Roof
NJSTRE1546280329 |  | Transition Incentive Program | Mount Laurel | 8054 | 13 | 22.72 | Residential | Yes | Behind the Meter | Net-metered residential rooftop and canopy |  | None | Vivint Solar Developer, LLC | PSE&G | Accepted | 2020-12-01 | 2020-12-03 | 2021-12-03 | JINKO SOLAR | JKM320M-60HBL | Solar Panels |  | 0.32 | 23 | 317 | 27 |  | Fixed | Roof
NJSTRE1546280329 |  | Transition Incentive Program | Mount Laurel | 8054 | 13 | 22.72 | Residential | Yes | Behind the Meter | Net-metered residential rooftop and canopy |  | None | Vivint Solar Developer, LLC | PSE&G | Accepted | 2020-12-01 | 2020-12-03 | 2021-12-03 | JINKO SOLAR | JKM320M-60HBL | Solar Panels |  | 0.32 | 22 | 137 | 27 |  | Fixed | Roof
NJSTRE1546280329 |  | Transition Incentive Program | Mount Laurel | 8054 | 13 | 22.72 | Residential | Yes | Behind the Meter | Net-metered residential rooftop and canopy |  | None | Vivint Solar Developer, LLC | PSE&G | Accepted | 2020-12-01 | 2020-12-03 | 2021-12-03 | JINKO SOLAR | JKM320M-60HBL | Solar Panels |  | 0.32 | 16 | 227 | 27 |  | Fixed | Roof
NJSTRE1546280333 |  | Transition Incentive Program | South River | 8882 | 11 | 4.8 | Residential | No | Behind the Meter | Net-metered residential rooftop and canopy |  | None | SunPower Corporation, Systems | South River | Accepted | 2020-12-01 | 2020-12-03 | 2021-12-03 | SunPower | SPR-A400-G-AC | Inverters | 349 |  | 12 |  |  | 0.97 |  | Other | under each panel
NJSTRE1546280333 |  | Transition Incentive Program | South River | 8882 | 11 | 4.8 | Residential | No | Behind the Meter | Net-metered residential rooftop and canopy |  | None | SunPower Corporation, Systems | South River | Accepted | 2020-12-01 | 2020-12-03 | 2021-12-03 | SunPower | SPR-A400-G-AC | Solar Panels |  | 0.4 | 6 | 178 | 40 |  | Fixed | Roof
NJSTRE1546280333 |  | Transition Incentive Program | South River | 8882 | 11 | 4.8 | Residential | No | Behind the Meter | Net-metered residential rooftop and canopy |  | None | SunPower Corporation, Systems | South River | Accepted | 2020-12-01 | 2020-12-03 | 2021-12-03 | SunPower | SPR-A400-G-AC | Solar Panels |  | 0.4 | 6 | 358 | 40 |  | Fixed | Roof
NJSTRE1546280338 |  | Transition Incentive Program | Gibbsboro | 8026 | 14 | 8.16 | Residential | No | Behind the Meter | Net-metered residential rooftop and canopy |  | None | Vision Solar LLC | AC Electric | Accepted | 2020-12-01 | 2020-12-03 | 2021-12-03 | ENPHASE | IQ7-60-2-US | Inverters | 0.24 |  | 24 |  |  | 0.96 |  | Other | BEHIND EACH PANEL
NJSTRE1546280338 |  | Transition Incentive Program | Gibbsboro | 8026 | 14 | 8.16 | Residential | No | Behind the Meter | Net-metered residential rooftop and canopy |  | None | Vision Solar LLC | AC Electric | Accepted | 2020-12-01 | 2020-12-03 | 2021-12-03 | HANWHA Q-CELLS | Q.PEAK DUO BLK-G6+ 340 | Solar Panels |  | 0.34 | 11 | 49 | 20 |  | Fixed | Roof
NJSTRE1546280338 |  | Transition Incentive Program | Gibbsboro | 8026 | 14 | 8.16 | Residential | No | Behind the Meter | Net-metered residential rooftop and canopy |  | None | Vision Solar LLC | AC Electric | Accepted | 2020-12-01 | 2020-12-03 | 2021-12-03 | HANWHA Q-CELLS | Q.PEAK DUO BLK-G6+ 340 | Solar Panels |  | 0.34 | 13 | 229 | 20 |  | Fixed | Roof
NJSTRE1546280340 |  | Transition Incentive Program | Lakewood | 8701 | 18 | 4.16 | Residential | Yes | Behind the Meter | Net-metered residential rooftop and canopy |  | None | Vivint Solar Developer, LLC | JCP&L | Accepted | 2020-12-03 | 2020-12-03 | 2021-12-03 | Solar Edge | SE3800H-US | Inverters | 3800 |  | 1 |  |  | 0.992 |  | Outdoor | Near the Utility Meter
NJSTRE1546280340 |  | Transition Incentive Program | Lakewood | 8701 | 18 | 4.16 | Residential | Yes | Behind the Meter | Net-metered residential rooftop and canopy |  | None | Vivint Solar Developer, LLC | JCP&L | Accepted | 2020-12-03 | 2020-12-03 | 2021-12-03 | JINKO SOLAR | JKM320M-60HBL | Solar Panels |  | 0.32 | 13 | 132 | 23 |  | Fixed | Roof
NJSTRE1546280352 |  | Transition Incentive Program | Brigantine | 8203 | 19 | 8.32 | Residential | Yes | Behind the Meter | Net-metered residential rooftop and canopy |  | None | Vivint Solar Developer, LLC | AC Electric | Accepted | 2020-12-01 | 2020-12-03 | 2021-12-03 | Solar Edge | SE7600H-US | Inverters | 7600 |  | 1 |  |  | 0.992 |  | Outdoor | Near the Utility Meter
NJSTRE1546280352 |  | Transition Incentive Program | Brigantine | 8203 | 19 | 8.32 | Residential | Yes | Behind the Meter | Net-metered residential rooftop and canopy |  | None | Vivint Solar Developer, LLC | AC Electric | Accepted | 2020-12-01 | 2020-12-03 | 2021-12-03 | JINKO SOLAR | JKM320M-60HBL | Solar Panels |  | 0.32 | 12 | 214 | 20 |  | Fixed | Roof
NJSTRE1546280352 |  | Transition Incentive Program | Brigantine | 8203 | 19 | 8.32 | Residential | Yes | Behind the Meter | Net-metered residential rooftop and canopy |  | None | Vivint Solar Developer, LLC | AC Electric | Accepted | 2020-12-01 | 2020-12-03 | 2021-12-03 | JINKO SOLAR | JKM320M-60HBL | Solar Panels |  | 0.32 | 7 | 304 | 20 |  | Fixed | Roof
NJSTRE1546280352 |  | Transition Incentive Program | Brigantine | 8203 | 19 | 8.32 | Residential | Yes | Behind the Meter | Net-metered residential rooftop and canopy |  | None | Vivint Solar Developer, LLC | AC Electric | Accepted | 2020-12-01 | 2020-12-03 | 2021-12-03 | JINKO SOLAR | JKM320M-60HBL | Solar Panels |  | 0.32 | 7 | 124 | 20 |  | Fixed | Roof
NJSTRE1546280361 |  | Transition Incentive Program | Ridgefield Park | 7660 | 7 | 7.26 | Residential | Yes | Behind the Meter | Net-metered residential rooftop and canopy |  | None | Posigen NJ LLC | PSE&G | Accepted | 2020-12-01 | 2020-12-04 | 2021-12-04 | SolarEdge | SE7600H-US | Inverters | 7600 |  | 1 |  |  | 0.99 |  | Outside | within ten feet of meter
NJSTRE1546280361 |  | Transition Incentive Program | Ridgefield Park | 7660 | 7 | 7.26 | Residential | Yes | Behind the Meter | Net-metered residential rooftop and canopy |  | None | Posigen NJ LLC | PSE&G | Accepted | 2020-12-01 | 2020-12-04 | 2021-12-04 | Silfab | SIL330HL | Solar Panels |  | 0.33 | 22 | 105285 | 45 |  | Fixed | Roof
NJSTRE1546280369 |  | Transition Incentive Program | Maplewood | 7040 | 9 | 3.4 | Residential | Yes | Behind the Meter | Net-metered residential rooftop and canopy |  | None | Trinity Solar | PSE&G | Accepted | 2020-12-01 | 2020-12-03 | 2021-12-03 | Solar Edge | SE3000H-US | Inverters | 3000 |  | 1 |  |  | 0.97 |  | Outside | side of home
NJSTRE1546280369 |  | Transition Incentive Program | Maplewood | 7040 | 9 | 3.4 | Residential | Yes | Behind the Meter | Net-metered residential rooftop and canopy |  | None | Trinity Solar | PSE&G | Accepted | 2020-12-01 | 2020-12-03 | 2021-12-03 | Hanwha 340 | Q.PEAK DUO BLK-G6 340 | Solar Panels |  | 0.34 | 10 | 137 | 31 |  | Fixed | Roof
NJSTRE1546280371 |  | Transition Incentive Program | Deptford Twp | 8090 | 15 | 8.18 | Residential | No | Behind the Meter | Net-metered residential rooftop and canopy |  | None | SunPower Corporation, Systems | PSE&G | Accepted | 2020-12-01 | 2020-12-03 | 2021-12-03 | SunPower | SPR-E20-327-E-AC | Inverters | 320 |  | 25 |  |  | 0.96 |  | Other | under each panel
NJSTRE1546280371 |  | Transition Incentive Program | Deptford Twp | 8090 | 15 | 8.18 | Residential | No | Behind the Meter | Net-metered residential rooftop and canopy |  | None | SunPower Corporation, Systems | PSE&G | Accepted | 2020-12-01 | 2020-12-03 | 2021-12-03 | SunPower | SPR-E20-327-E-AC | Solar Panels |  | 0.327 | 25 | 127 | 37 |  | Fixed | Roof
NJSTRE1546280411 |  | Transition Incentive Program | Egg Harbor TWP | 8234 | 19 | 6.12 | Residential | Yes | Behind the Meter | Net-metered residential rooftop and canopy |  | None | Trinity Solar | AC Electric | Accepted | 2020-12-01 | 2020-12-07 | 2021-12-07 | Solar Edge | SE5000H-US000BNC4 | Inverters | 5000 |  | 1 |  |  | 0.97 |  | Outdoor | side of home
NJSTRE1546280411 |  | Transition Incentive Program | Egg Harbor TWP | 8234 | 19 | 6.12 | Residential | Yes | Behind the Meter | Net-metered residential rooftop and canopy |  | None | Trinity Solar | AC Electric | Accepted | 2020-12-01 | 2020-12-07 | 2021-12-07 | HANWHA | Q.PEAK DUO BLK-G6 340 | Solar Panels |  | 0.34 | 10 | 110 | 38 |  | Fixed | Roof
NJSTRE1546280411 |  | Transition Incentive Program | Egg Harbor TWP | 8234 | 19 | 6.12 | Residential | Yes | Behind the Meter | Net-metered residential rooftop and canopy |  | None | Trinity Solar | AC Electric | Accepted | 2020-12-01 | 2020-12-07 | 2021-12-07 | HANWHA | Q.PEAK DUO BLK-G6 340 | Solar Panels |  | 0.34 | 4 | 112 | 35 |  | Fixed | Roof
NJSTRE1546280411 |  | Transition Incentive Program | Egg Harbor TWP | 8234 | 19 | 6.12 | Residential | Yes | Behind the Meter | Net-metered residential rooftop and canopy |  | None | Trinity Solar | AC Electric | Accepted | 2020-12-01 | 2020-12-07 | 2021-12-07 | HANWHA | Q.PEAK DUO BLK-G6 340 | Solar Panels |  | 0.34 | 4 | 292 | 17 |  | Fixed | Roof
NJSTRE1546280415 |  | Transition Incentive Program | Blackwood | 8012 | 14 | 5.49 | Residential | Yes | Behind the Meter | Net-metered residential rooftop and canopy |  | None | Sunrun Installation Services, Inc. | PSE&G | Accepted | 2020-12-01 | 2020-12-04 | 2021-12-04 | Enphase Energy | IQ7-60-x-US (240V) | Inverters | 240 |  | 18 |  |  | 0.96 |  | Outdoor | Rooftop
NJSTRE1546280415 |  | Transition Incentive Program | Blackwood | 8012 | 14 | 5.49 | Residential | Yes | Behind the Meter | Net-metered residential rooftop and canopy |  | None | Sunrun Installation Services, Inc. | PSE&G | Accepted | 2020-12-01 | 2020-12-04 | 2021-12-04 | LONGi Green Energy Technology Co Ltd | LR6-60HPB-305M | Solar Panels |  | 0.305 | 12 | 170 | 22 |  | Fixed | Roof
NJSTRE1546280415 |  | Transition Incentive Program | Blackwood | 8012 | 14 | 5.49 | Residential | Yes | Behind the Meter | Net-metered residential rooftop and canopy |  | None | Sunrun Installation Services, Inc. | PSE&G | Accepted | 2020-12-01 | 2020-12-04 | 2021-12-04 | LONGi Green Energy Technology Co Ltd | LR6-60HPB-305M | Solar Panels |  | 0.305 | 6 | 259 | 22 |  | Fixed | Roof
NJSTRE1546280418 |  | Transition Incentive Program | North Brunswick | 8902 | 11 | 7.68 | Residential | No | Behind the Meter | Net-metered residential rooftop and canopy |  | None | All Season Solar | PSE&G | Accepted | 2020-12-01 | 2020-12-03 | 2021-12-03 | Enphase | IQ7 | Inverters | 240 |  | 24 |  |  | 0.97 |  | Outdoor | under module
NJSTRE1546280418 |  | Transition Incentive Program | North Brunswick | 8902 | 11 | 7.68 | Residential | No | Behind the Meter | Net-metered residential rooftop and canopy |  | None | All Season Solar | PSE&G | Accepted | 2020-12-01 | 2020-12-03 | 2021-12-03 | Trina | TSMDD06M.05II | Solar Panels |  | 0.32 | 24 | 144 | 29 |  | Fixed | Roof
NJSTRE1546280425 |  | Transition Incentive Program | Willingboro Twp | 8046 | 13 | 9.75 | Residential | Yes | Behind the Meter | Net-metered residential rooftop and canopy |  | None | SunnyMac LLC | PSE&G | Accepted | 2020-12-01 | 2020-12-03 | 2021-12-03 | Solaredge | SE7600H-US | Inverters | 7600 |  | 1 |  |  | 0.99 |  | Outdoor | Next to Meter
NJSTRE1546280425 |  | Transition Incentive Program | Willingboro Twp | 8046 | 13 | 9.75 | Residential | Yes | Behind the Meter | Net-metered residential rooftop and canopy |  | None | SunnyMac LLC | PSE&G | Accepted | 2020-12-01 | 2020-12-03 | 2021-12-03 | REC | TwinPeak 2 Mono | Solar Panels |  | 0.325 | 8 | 288 | 18 |  | Fixed | Roof
NJSTRE1546280425 |  | Transition Incentive Program | Willingboro Twp | 8046 | 13 | 9.75 | Residential | Yes | Behind the Meter | Net-metered residential rooftop and canopy |  | None | SunnyMac LLC | PSE&G | Accepted | 2020-12-01 | 2020-12-03 | 2021-12-03 | REC | TwinPeak 2 Mono | Solar Panels |  | 0.325 | 22 | 198 | 18 |  | Fixed | Roof
NJSTRE1546280449 |  | Transition Incentive Program | Chatham | 7928 | 3 | 7.79 | Residential | No | Behind the Meter | Net-metered residential rooftop and canopy |  | None | SunPower Corporation, Systems | JCP&L | Accepted | 2020-12-01 | 2020-12-03 | 2021-12-03 | SunPower | SPR-A410-G-AC | Inverters | 349 |  | 19 |  |  | 0.97 |  | Other | under each panel
NJSTRE1546280449 |  | Transition Incentive Program | Chatham | 7928 | 3 | 7.79 | Residential | No | Behind the Meter | Net-metered residential rooftop and canopy |  | None | SunPower Corporation, Systems | JCP&L | Accepted | 2020-12-01 | 2020-12-03 | 2021-12-03 | SunPower | SPR-A410-G-AC | Solar Panels |  | 0.41 | 19 | 153 | 30 |  | Fixed | Roof
NJSTRE1546280453 |  | Transition Incentive Program | Piscataway | 8854 | 11 | 10.2 | Residential | No | Behind the Meter | Net-metered residential rooftop and canopy |  | None | Trinity Solar | PSE&G | Accepted | 2020-12-01 | 2020-12-03 | 2021-12-03 | Solar Edge | SE7600H-US000BNC4 | Inverters | 7600 |  | 1 |  |  | 0.97 |  | Outdoor | side of home
NJSTRE1546280453 |  | Transition Incentive Program | Piscataway | 8854 | 11 | 10.2 | Residential | No | Behind the Meter | Net-metered residential rooftop and canopy |  | None | Trinity Solar | PSE&G | Accepted | 2020-12-01 | 2020-12-03 | 2021-12-03 | HANWHA | Q.PEAK DUO BLK-G6 340 | Solar Panels |  | 0.34 | 6 | 67 | 24 |  | Fixed | Roof
NJSTRE1546280453 |  | Transition Incentive Program | Piscataway | 8854 | 11 | 10.2 | Residential | No | Behind the Meter | Net-metered residential rooftop and canopy |  | None | Trinity Solar | PSE&G | Accepted | 2020-12-01 | 2020-12-03 | 2021-12-03 | HANWHA | Q.PEAK DUO BLK-G6 340 | Solar Panels |  | 0.34 | 19 | 248 | 24 |  | Fixed | Roof
NJSTRE1546280453 |  | Transition Incentive Program | Piscataway | 8854 | 11 | 10.2 | Residential | No | Behind the Meter | Net-metered residential rooftop and canopy |  | None | Trinity Solar | PSE&G | Accepted | 2020-12-01 | 2020-12-03 | 2021-12-03 | HANWHA | Q.PEAK DUO BLK-G6 340 | Solar Panels |  | 0.34 | 5 | 157 | 24 |  | Fixed | Roof
NJSTRE1546280460 |  | Transition Incentive Program | Toms River | 8757 | 18 | 8.24 | Residential | Yes | Behind the Meter | Net-metered residential rooftop and canopy |  | None | Bright Planet Solar | JCP&L | Accepted | 2020-12-01 | 2020-12-03 | 2021-12-03 | Solar Edge | SE7600H-USRGM | Inverters | 7600 |  | 1 |  |  | 0.98 |  | Outdoor | Outside
NJSTRE1546280460 |  | Transition Incentive Program | Toms River | 8757 | 18 | 8.24 | Residential | Yes | Behind the Meter | Net-metered residential rooftop and canopy |  | None | Bright Planet Solar | JCP&L | Accepted | 2020-12-01 | 2020-12-03 | 2021-12-03 | Longi | LR6-60HPB-305M | Solar Panels |  | 0.305 | 2 | 257 | 23 |  | Fixed | Roof
NJSTRE1546280460 |  | Transition Incentive Program | Toms River | 8757 | 18 | 8.24 | Residential | Yes | Behind the Meter | Net-metered residential rooftop and canopy |  | None | Bright Planet Solar | JCP&L | Accepted | 2020-12-01 | 2020-12-03 | 2021-12-03 | Longi | LR6-60HPB-305M | Solar Panels |  | 0.305 | 12 | 257 | 23 |  | Fixed | Roof
NJSTRE1546280460 |  | Transition Incentive Program | Toms River | 8757 | 18 | 8.24 | Residential | Yes | Behind the Meter | Net-metered residential rooftop and canopy |  | None | Bright Planet Solar | JCP&L | Accepted | 2020-12-01 | 2020-12-03 | 2021-12-03 | Longi | LR6-60HPB-305M | Solar Panels |  | 0.305 | 13 | 77 | 23 |  | Fixed | Roof
NJSTRE1546280462 |  | Transition Incentive Program | Cliffside Park Boro | 7010 | 7 | 7.82 | Residential | Yes | Behind the Meter | Net-metered residential rooftop and canopy |  | None | Tesla Energy Operations Inc. | PSE&G | Accepted | 2020-12-01 | 2020-12-03 | 2021-12-03 | SolarEdge Technologies | SE7600H-US [240V] | Inverters | 7600 |  | 1 |  |  | 0.99 |  | Outside | Outside
NJSTRE1546280462 |  | Transition Incentive Program | Cliffside Park Boro | 7010 | 7 | 7.82 | Residential | Yes | Behind the Meter | Net-metered residential rooftop and canopy |  | None | Tesla Energy Operations Inc. | PSE&G | Accepted | 2020-12-01 | 2020-12-03 | 2021-12-03 | Hanwha Q-CELLS | Q.Peak DUO BLK-G6+ 340 | Solar Panels |  | 0.34 | 23 | 15 | 18 |  | Fixed | Roof
NJSTRE1546280463 |  | Transition Incentive Program | West Orange | 7052 | 9 | 2.72 | Residential | No | Behind the Meter | Net-metered residential rooftop and canopy |  | None | Trinity Solar | PSE&G | Accepted | 2020-12-01 | 2020-12-03 | 2021-12-03 | SOLAR EDGE | SE3000H-US | Inverters | 3000 |  | 1 |  |  | 0.97 |  | Outside | SIDE OF HOME
NJSTRE1546280463 |  | Transition Incentive Program | West Orange | 7052 | 9 | 2.72 | Residential | No | Behind the Meter | Net-metered residential rooftop and canopy |  | None | Trinity Solar | PSE&G | Accepted | 2020-12-01 | 2020-12-03 | 2021-12-03 | HANWHA 340 (Q.PEAK DUO BLK-G6 340) | HANWHA 340 (Q.PEAK DUO BLK-G6 340) | Solar Panels |  | 0.34 | 4 | 112 | 30 |  | Fixed | Roof
NJSTRE1546280463 |  | Transition Incentive Program | West Orange | 7052 | 9 | 2.72 | Residential | No | Behind the Meter | Net-metered residential rooftop and canopy |  | None | Trinity Solar | PSE&G | Accepted | 2020-12-01 | 2020-12-03 | 2021-12-03 | HANWHA 340 (Q.PEAK DUO BLK-G6 340) | HANWHA 340 (Q.PEAK DUO BLK-G6 340) | Solar Panels |  | 0.34 | 4 | 292 | 28 |  | Fixed | Roof
NJSTRE1546280470 |  | Transition Incentive Program | East Brunswick | 8816 | 11 | 29.89 | Residential | Yes | Behind the Meter | Net-metered residential rooftop and canopy |  | None | Sunrun Installation Services, Inc. | PSE&G | Accepted | 2020-12-01 | 2020-12-03 | 2021-12-03 | LG Chem | RESU 10H SEG | Electric Storage Battery |  |  | 1 |  |  |  | Lithium Ion |  | outside
NJSTRE1546280470 |  | Transition Incentive Program | East Brunswick | 8816 | 11 | 29.89 | Residential | Yes | Behind the Meter | Net-metered residential rooftop and canopy |  | None | Sunrun Installation Services, Inc. | PSE&G | Accepted | 2020-12-01 | 2020-12-03 | 2021-12-03 | Delta Electronics | E8-TL-US | Inverters | 8000 |  | 1 |  |  | 0.96 |  | Outdoor | Next To Meter
NJSTRE1546280470 |  | Transition Incentive Program | East Brunswick | 8816 | 11 | 29.89 | Residential | Yes | Behind the Meter | Net-metered residential rooftop and canopy |  | None | Sunrun Installation Services, Inc. | PSE&G | Accepted | 2020-12-01 | 2020-12-03 | 2021-12-03 | Delta Electronics | M10-TL-US | Inverters | 10000 |  | 2 |  |  | 0.96 |  | Outdoor | Next To Meter
NJSTRE1546280470 |  | Transition Incentive Program | East Brunswick | 8816 | 11 | 29.89 | Residential | Yes | Behind the Meter | Net-metered residential rooftop and canopy |  | None | Sunrun Installation Services, Inc. | PSE&G | Accepted | 2020-12-01 | 2020-12-03 | 2021-12-03 | Delta Electronics | M8-TL-US | Inverters | 8000 |  | 1 |  |  | 0.96 |  | Outdoor | Next To Meter
NJSTRE1546280470 |  | Transition Incentive Program | East Brunswick | 8816 | 11 | 29.89 | Residential | Yes | Behind the Meter | Net-metered residential rooftop and canopy |  | None | Sunrun Installation Services, Inc. | PSE&G | Accepted | 2020-12-01 | 2020-12-03 | 2021-12-03 | LONGi Green Energy Technology Co Ltd | LR6-60HPB-305M | Solar Panels |  | 0.305 | 8 | 289 | 11 |  | Fixed | Roof
NJSTRE1546280470 |  | Transition Incentive Program | East Brunswick | 8816 | 11 | 29.89 | Residential | Yes | Behind the Meter | Net-metered residential rooftop and canopy |  | None | Sunrun Installation Services, Inc. | PSE&G | Accepted | 2020-12-01 | 2020-12-03 | 2021-12-03 | LONGi Green Energy Technology Co Ltd | LR6-60HPB-305M | Solar Panels |  | 0.305 | 5 | 289 | 11 |  | Fixed | Roof
NJSTRE1546280470 |  | Transition Incentive Program | East Brunswick | 8816 | 11 | 29.89 | Residential | Yes | Behind the Meter | Net-metered residential rooftop and canopy |  | None | Sunrun Installation Services, Inc. | PSE&G | Accepted | 2020-12-01 | 2020-12-03 | 2021-12-03 | LONGi Green Energy Technology Co Ltd | LR6-60HPB-305M | Solar Panels |  | 0.305 | 13 | 289 | 11 |  | Fixed | Roof
NJSTRE1546280470 |  | Transition Incentive Program | East Brunswick | 8816 | 11 | 29.89 | Residential | Yes | Behind the Meter | Net-metered residential rooftop and canopy |  | None | Sunrun Installation Services, Inc. | PSE&G | Accepted | 2020-12-01 | 2020-12-03 | 2021-12-03 | LONGi Green Energy Technology Co Ltd | LR6-60HPB-305M | Solar Panels |  | 0.305 | 26 | 200 | 15 |  | Fixed | Roof
NJSTRE1546280470 |  | Transition Incentive Program | East Brunswick | 8816 | 11 | 29.89 | Residential | Yes | Behind the Meter | Net-metered residential rooftop and canopy |  | None | Sunrun Installation Services, Inc. | PSE&G | Accepted | 2020-12-01 | 2020-12-03 | 2021-12-03 | LONGi Green Energy Technology Co Ltd | LR6-60HPB-305M | Solar Panels |  | 0.305 | 13 | 200 | 15 |  | Fixed | Roof
NJSTRE1546280470 |  | Transition Incentive Program | East Brunswick | 8816 | 11 | 29.89 | Residential | Yes | Behind the Meter | Net-metered residential rooftop and canopy |  | None | Sunrun Installation Services, Inc. | PSE&G | Accepted | 2020-12-01 | 2020-12-03 | 2021-12-03 | LONGi Green Energy Technology Co Ltd | LR6-60HPB-305M | Solar Panels |  | 0.305 | 9 | 200 | 15 |  | Fixed | Roof
NJSTRE1546280470 |  | Transition Incentive Program | East Brunswick | 8816 | 11 | 29.89 | Residential | Yes | Behind the Meter | Net-metered residential rooftop and canopy |  | None | Sunrun Installation Services, Inc. | PSE&G | Accepted | 2020-12-01 | 2020-12-03 | 2021-12-03 | LONGi Green Energy Technology Co Ltd | LR6-60HPB-305M | Solar Panels |  | 0.305 | 24 | 289 | 11 |  | Fixed | Roof
NJSTRE1546280479 |  | Transition Incentive Program | Hillside | 7205 | 10 | 2.38 | Residential | Yes | Behind the Meter | Net-metered residential rooftop and canopy |  | None | Trinity Solar | PSE&G | Accepted | 2020-12-01 | 2020-12-03 | 2021-12-03 | Enphase | IQ7PLUS-72-2-US | Inverters | 290 |  | 7 |  |  | 0.96 |  | Outside | under panels
NJSTRE1546280479 |  | Transition Incentive Program | Hillside | 7205 | 10 | 2.38 | Residential | Yes | Behind the Meter | Net-metered residential rooftop and canopy |  | None | Trinity Solar | PSE&G | Accepted | 2020-12-01 | 2020-12-03 | 2021-12-03 | Hanwha 340 | Q.PEAK DUO BLK-G6 340 | Solar Panels |  | 0.34 | 7 | 128 | 21 |  | Fixed | Roof
NJSTRE1546280484 |  | Transition Incentive Program | Woodbridge TWP | 8830 | 11 | 8.16 | Residential | Yes | Behind the Meter | Net-metered residential rooftop and canopy |  | None | Tesla Energy Operations Inc. | PSE&G | Accepted | 2020-12-01 | 2020-12-03 | 2021-12-03 | SolarEdge Technologies | SE7600H-US [240V] | Inverters | 7600 |  | 1 |  |  | 0.99 |  | Outside | Outside
NJSTRE1546280484 |  | Transition Incentive Program | Woodbridge TWP | 8830 | 11 | 8.16 | Residential | Yes | Behind the Meter | Net-metered residential rooftop and canopy |  | None | Tesla Energy Operations Inc. | PSE&G | Accepted | 2020-12-01 | 2020-12-03 | 2021-12-03 | Hanwha Q-CELLS | Q.Peak DUO BLK-G6+ 340 | Solar Panels |  | 0.34 | 12 | 208 | 34 |  | Fixed | Roof
NJSTRE1546280484 |  | Transition Incentive Program | Woodbridge TWP | 8830 | 11 | 8.16 | Residential | Yes | Behind the Meter | Net-metered residential rooftop and canopy |  | None | Tesla Energy Operations Inc. | PSE&G | Accepted | 2020-12-01 | 2020-12-03 | 2021-12-03 | Hanwha Q-CELLS | Q.Peak DUO BLK-G6+ 340 | Solar Panels |  | 0.34 | 12 | 118 | 40 |  | Fixed | Roof
NJSTRE1546280492 |  | Transition Incentive Program | Fairfield | 7004 | 9 | 5.12 | Residential | Yes | Behind the Meter | Net-metered residential rooftop and canopy |  | None | Vivint Solar Developer, LLC | PSE&G | Accepted | 2020-12-01 | 2020-12-03 | 2021-12-03 | Solar Edge | SE3800H-US | Inverters | 3800 |  | 1 |  |  | 0.992 |  | Outdoor | Near the Utility Meter
NJSTRE1546280492 |  | Transition Incentive Program | Fairfield | 7004 | 9 | 5.12 | Residential | Yes | Behind the Meter | Net-metered residential rooftop and canopy |  | None | Vivint Solar Developer, LLC | PSE&G | Accepted | 2020-12-01 | 2020-12-03 | 2021-12-03 | JINKO SOLAR | JKM320M-60HBL | Solar Panels |  | 0.32 | 7 | 348 | 21 |  | Fixed | Roof
NJSTRE1546280492 |  | Transition Incentive Program | Fairfield | 7004 | 9 | 5.12 | Residential | Yes | Behind the Meter | Net-metered residential rooftop and canopy |  | None | Vivint Solar Developer, LLC | PSE&G | Accepted | 2020-12-01 | 2020-12-03 | 2021-12-03 | JINKO SOLAR | JKM320M-60HBL | Solar Panels |  | 0.32 | 9 | 168 | 21 |  | Fixed | Roof
NJSTRE1546280499 |  | Transition Incentive Program | Clarksboro | 8020 | 15 | 6.38 | Residential | No | Behind the Meter | Net-metered residential rooftop and canopy |  | None | Freedom Forever New Jersey LLC | AC Electric | Accepted | 2020-12-03 | 2020-12-03 | 2021-12-03 | Solar Edge | SE5000H-US [SI1] | Inverters | 5000 |  | 1 |  |  | 0.99 |  | Outdoor | n/a
NJSTRE1546280499 |  | Transition Incentive Program | Clarksboro | 8020 | 15 | 6.38 | Residential | No | Behind the Meter | Net-metered residential rooftop and canopy |  | None | Freedom Forever New Jersey LLC | AC Electric | Accepted | 2020-12-03 | 2020-12-03 | 2021-12-03 | Hanwha | Q.PLUS BFR-G4.1- 290 | Solar Panels |  | 0.29 | 6 | 2 | 23 |  | Fixed | Roof | n/a
NJSTRE1546280499 |  | Transition Incentive Program | Clarksboro | 8020 | 15 | 6.38 | Residential | No | Behind the Meter | Net-metered residential rooftop and canopy |  | None | Freedom Forever New Jersey LLC | AC Electric | Accepted | 2020-12-03 | 2020-12-03 | 2021-12-03 | Hanwha | Q.PLUS BFR-G4.1- 290 | Solar Panels |  | 0.29 | 16 | 1 | 23 |  | Fixed | Roof | n/a
NJSTRE1546280712 |  | Transition Incentive Program | Iselin | 8830 | 11 | 8 | Residential | Yes | Behind the Meter | Net-metered residential rooftop and canopy |  | None | Vivint Solar Developer, LLC | PSE&G | Accepted | 2020-12-01 | 2020-12-03 | 2021-12-03 | Solar Edge | SE7600H-US | Inverters | 7600 |  | 1 |  |  | 0.992 |  | Outdoor | Near the Utility Meter
NJSTRE1546280712 |  | Transition Incentive Program | Iselin | 8830 | 11 | 8 | Residential | Yes | Behind the Meter | Net-metered residential rooftop and canopy |  | None | Vivint Solar Developer, LLC | PSE&G | Accepted | 2020-12-01 | 2020-12-03 | 2021-12-03 | JINKO SOLAR | JKM320M-60HBL | Solar Panels |  | 0.32 | 19 | 279 | 37 |  | Fixed | Roof
NJSTRE1546280712 |  | Transition Incentive Program | Iselin | 8830 | 11 | 8 | Residential | Yes | Behind the Meter | Net-metered residential rooftop and canopy |  | None | Vivint Solar Developer, LLC | PSE&G | Accepted | 2020-12-01 | 2020-12-03 | 2021-12-03 | JINKO SOLAR | JKM320M-60HBL | Solar Panels |  | 0.32 | 2 | 99 | 37 |  | Fixed | Roof
NJSTRE1546280712 |  | Transition Incentive Program | Iselin | 8830 | 11 | 8 | Residential | Yes | Behind the Meter | Net-metered residential rooftop and canopy |  | None | Vivint Solar Developer, LLC | PSE&G | Accepted | 2020-12-01 | 2020-12-03 | 2021-12-03 | JINKO SOLAR | JKM320M-60HBL | Solar Panels |  | 0.32 | 4 | 99 | 37 |  | Fixed | Roof
NJSTRE1546280948 |  | Transition Incentive Program | Marlboro | 7746 | 17 | 11.56 | Residential | No | Behind the Meter | Net-metered residential rooftop and canopy |  | None | Tesla Energy Operations Inc. | JCP&L | Accepted | 2020-12-01 | 2020-12-04 | 2021-12-04 | Tesla | AC Powerwall 2.0 | Electric Storage Battery |  |  | 2 |  |  |  | Lithium Ion |  | Inside
NJSTRE1546280948 |  | Transition Incentive Program | Marlboro | 7746 | 17 | 11.56 | Residential | No | Behind the Meter | Net-metered residential rooftop and canopy |  | None | Tesla Energy Operations Inc. | JCP&L | Accepted | 2020-12-01 | 2020-12-04 | 2021-12-04 | SolarEdge Technologies | SE10000H-US [240V] | Inverters | 10000 |  | 1 |  |  | 0.99 |  | Indoor | Inside
NJSTRE1546280948 |  | Transition Incentive Program | Marlboro | 7746 | 17 | 11.56 | Residential | No | Behind the Meter | Net-metered residential rooftop and canopy |  | None | Tesla Energy Operations Inc. | JCP&L | Accepted | 2020-12-01 | 2020-12-04 | 2021-12-04 | Hanwha Q-CELLS | Q.Peak DUO BLK-G6+ 340 | Solar Panels |  | 0.34 | 28 | 233 | 23 |  | Fixed | Roof
NJSTRE1546280948 |  | Transition Incentive Program | Marlboro | 7746 | 17 | 11.56 | Residential | No | Behind the Meter | Net-metered residential rooftop and canopy |  | None | Tesla Energy Operations Inc. | JCP&L | Accepted | 2020-12-01 | 2020-12-04 | 2021-12-04 | Hanwha Q-CELLS | Q.Peak DUO BLK-G6+ 340 | Solar Panels |  | 0.34 | 6 | 233 | 23 |  | Fixed | Roof
NJSTRE1546281321 |  | Transition Incentive Program | Mine Hill | 7803 | 3 | 5.51 | Residential | Yes | Behind the Meter | Net-metered residential rooftop and canopy |  | None | Freedom Forever New Jersey LLC | JCP&L | Accepted | 2020-12-02 | 2020-12-04 | 2021-12-04 | Solar Edge | SE5000H-US [SI1] RGM | Inverters | 5000 |  | 1 |  |  | 0.99 |  | Outdoor | n/a
NJSTRE1546281321 |  | Transition Incentive Program | Mine Hill | 7803 | 3 | 5.51 | Residential | Yes | Behind the Meter | Net-metered residential rooftop and canopy |  | None | Freedom Forever New Jersey LLC | JCP&L | Accepted | 2020-12-02 | 2020-12-04 | 2021-12-04 | Hanwha | Q.PLUS BFR-G4.1- 290 | Solar Panels |  | 0.29 | 5 | 3 | 28 |  | Fixed | Roof | n/a
NJSTRE1546281321 |  | Transition Incentive Program | Mine Hill | 7803 | 3 | 5.51 | Residential | Yes | Behind the Meter | Net-metered residential rooftop and canopy |  | None | Freedom Forever New Jersey LLC | JCP&L | Accepted | 2020-12-02 | 2020-12-04 | 2021-12-04 | Hanwha | Q.PLUS BFR-G4.1- 290 | Solar Panels |  | 0.29 | 6 | 1 | 27 |  | Fixed | Roof | n/a
NJSTRE1546281321 |  | Transition Incentive Program | Mine Hill | 7803 | 3 | 5.51 | Residential | Yes | Behind the Meter | Net-metered residential rooftop and canopy |  | None | Freedom Forever New Jersey LLC | JCP&L | Accepted | 2020-12-02 | 2020-12-04 | 2021-12-04 | Hanwha | Q.PLUS BFR-G4.1- 290 | Solar Panels |  | 0.29 | 8 | 2 | 33 |  | Fixed | Roof | n/a
NJSTRE1546281322 |  | Transition Incentive Program | Fair Lawn Boro | 7410 | 7 | 5.44 | Residential | No | Behind the Meter | Net-metered residential rooftop and canopy |  | None | Tesla Energy Operations Inc. | PSE&G | Accepted | 2020-12-01 | 2020-12-03 | 2021-12-03 | SolarEdge Technologies | SE10000H-US000BSC4 | Inverters | 10000 |  | 1 |  |  | 0.99 |  | Outside | Outside
NJSTRE1546281322 |  | Transition Incentive Program | Fair Lawn Boro | 7410 | 7 | 5.44 | Residential | No | Behind the Meter | Net-metered residential rooftop and canopy |  | None | Tesla Energy Operations Inc. | PSE&G | Accepted | 2020-12-01 | 2020-12-03 | 2021-12-03 | Hanwha Q CELLS | Q.PEAK DUO-G6+/SC 340 | Solar Panels |  | 0.34 | 16 | 100 | 27 |  | Fixed | Roof
NJSTRE1546281339 |  | Transition Incentive Program | Galloway | 8205 | 19 | 5.76 | Residential | Yes | Behind the Meter | Net-metered residential rooftop and canopy |  | None | Vivint Solar Developer, LLC | AC Electric | Accepted | 2020-12-03 | 2020-12-03 | 2021-12-03 | Solar Edge | SE3800H-US | Inverters | 3800 |  | 1 |  |  | 0.992 |  | Outdoor | Near the Utility Meter
NJSTRE1546281339 |  | Transition Incentive Program | Galloway | 8205 | 19 | 5.76 | Residential | Yes | Behind the Meter | Net-metered residential rooftop and canopy |  | None | Vivint Solar Developer, LLC | AC Electric | Accepted | 2020-12-03 | 2020-12-03 | 2021-12-03 | JINKO SOLAR | JKM320M-60HBL | Solar Panels |  | 0.32 | 18 | 237 | 25 |  | Fixed | Roof
NJSTRE1546281343 |  | Transition Incentive Program | Franklin TWP | 8873 | 5 | 8.19 | Residential | No | Behind the Meter | Net-metered residential rooftop and canopy |  | None | Skyline Solar LLC | PSE&G | Accepted | 2020-12-01 | 2020-12-03 | 2021-12-03 | ENPHASE | IQ7-60-2-US | Inverters | 240 |  | 26 |  |  | 0.97 |  | Outdoor | ROOF
NJSTRE1546281343 |  | Transition Incentive Program | Franklin TWP | 8873 | 5 | 8.19 | Residential | No | Behind the Meter | Net-metered residential rooftop and canopy |  | None | Skyline Solar LLC | PSE&G | Accepted | 2020-12-01 | 2020-12-03 | 2021-12-03 | HANWHA | QPEAK DUO BLK | Solar Panels |  | 0.315 | 26 | 215 | 26 |  | Fixed | Roof
NJSTRE1546281344 |  | Transition Incentive Program | Tabernacle | 8088 | 13 | 12 | Residential | No | Behind the Meter | Net-metered residential rooftop and canopy |  | None | Raynor Electric | AC Electric | Accepted | 2020-12-01 | 2020-12-04 | 2021-12-04 | Solaredge | SE10000HD-US | Inverters | 10000 |  | 1 |  |  | 0.99 |  | Outside | under solar array
NJSTRE1546281344 |  | Transition Incentive Program | Tabernacle | 8088 | 13 | 12 | Residential | No | Behind the Meter | Net-metered residential rooftop and canopy |  | None | Raynor Electric | AC Electric | Accepted | 2020-12-01 | 2020-12-04 | 2021-12-04 | Axitec | AC-400MH/144V | Solar Panels |  | 0.4 | 30 | 180 | 35 |  | Fixed | Ground
NJSTRE1546281347 |  | Transition Incentive Program | Westfield Town | 7090 | 10 | 7.8 | Residential | No | Behind the Meter | Net-metered residential rooftop and canopy |  | None | SunnyMac LLC | PSE&G | Accepted | 2020-12-01 | 2020-12-03 | 2021-12-03 | Solaredge | SE6000H-US | Inverters | 6000 |  | 1 |  |  | 0.99 |  | Outdoor | Next to Meter
NJSTRE1546281347 |  | Transition Incentive Program | Westfield Town | 7090 | 10 | 7.8 | Residential | No | Behind the Meter | Net-metered residential rooftop and canopy |  | None | SunnyMac LLC | PSE&G | Accepted | 2020-12-01 | 2020-12-03 | 2021-12-03 | REC | TwinPeak 2 Mono | Solar Panels |  | 0.325 | 16 | 127 | 28 |  | Fixed | Roof
NJSTRE1546281347 |  | Transition Incentive Program | Westfield Town | 7090 | 10 | 7.8 | Residential | No | Behind the Meter | Net-metered residential rooftop and canopy |  | None | SunnyMac LLC | PSE&G | Accepted | 2020-12-01 | 2020-12-03 | 2021-12-03 | REC | TwinPeak 2 Mono | Solar Panels |  | 0.325 | 8 | 127 | 28 |  | Fixed | Roof
NJSTRE1546281359 |  | Transition Incentive Program | Trenton | 8618 | 12 | 4.35 | Residential | Yes | Behind the Meter | Net-metered residential rooftop and canopy |  | None | Freedom Forever New Jersey LLC | PSE&G | Accepted | 2020-12-04 | 2020-12-04 | 2021-12-04 | Solar Esge | SE3800H-US [SI1] RGM | Inverters | 3800 |  | 1 |  |  | 0.99 |  | Outdoor | n/a
NJSTRE1546281359 |  | Transition Incentive Program | Trenton | 8618 | 12 | 4.35 | Residential | Yes | Behind the Meter | Net-metered residential rooftop and canopy |  | None | Freedom Forever New Jersey LLC | PSE&G | Accepted | 2020-12-04 | 2020-12-04 | 2021-12-04 | Hanwha | Q.PLUS BFR-G4.1- 290 | Solar Panels |  | 0.29 | 5 | 2 | 23 |  | Fixed | Roof | n/a
NJSTRE1546281359 |  | Transition Incentive Program | Trenton | 8618 | 12 | 4.35 | Residential | Yes | Behind the Meter | Net-metered residential rooftop and canopy |  | None | Freedom Forever New Jersey LLC | PSE&G | Accepted | 2020-12-04 | 2020-12-04 | 2021-12-04 | Hanwha | Q.PLUS BFR-G4.1- 290 | Solar Panels |  | 0.29 | 2 | 1 | 23 |  | Fixed | Roof | n/a
NJSTRE1546281359 |  | Transition Incentive Program | Trenton | 8618 | 12 | 4.35 | Residential | Yes | Behind the Meter | Net-metered residential rooftop and canopy |  | None | Freedom Forever New Jersey LLC | PSE&G | Accepted | 2020-12-04 | 2020-12-04 | 2021-12-04 | Hanwha | Q.PLUS BFR-G4.1- 290 | Solar Panels |  | 0.29 | 8 | 3 | 23 |  | Fixed | Roof | n/a
NJSTRE1546281360 |  | Transition Incentive Program | West Orange | 7052 | 9 | 3.4 | Residential | No | Behind the Meter | Net-metered residential rooftop and canopy |  | None | Trinity Solar | PSE&G | Accepted | 2020-12-01 | 2020-12-03 | 2021-12-03 | SOLAR EDGE | SE3000H-US | Inverters | 3000 |  | 1 |  |  | 0.97 |  | Outside | SIDE OF HOME
NJSTRE1546281360 |  | Transition Incentive Program | West Orange | 7052 | 9 | 3.4 | Residential | No | Behind the Meter | Net-metered residential rooftop and canopy |  | None | Trinity Solar | PSE&G | Accepted | 2020-12-01 | 2020-12-03 | 2021-12-03 | HANWHA 340 (Q.PEAK DUO BLK-G6 340) | HANWHA 340 (Q.PEAK DUO BLK-G6 340) | Solar Panels |  | 0.34 | 3 | 202 | 15 |  | Fixed | Roof
NJSTRE1546281360 |  | Transition Incentive Program | West Orange | 7052 | 9 | 3.4 | Residential | No | Behind the Meter | Net-metered residential rooftop and canopy |  | None | Trinity Solar | PSE&G | Accepted | 2020-12-01 | 2020-12-03 | 2021-12-03 | HANWHA 340 (Q.PEAK DUO BLK-G6 340) | HANWHA 340 (Q.PEAK DUO BLK-G6 340) | Solar Panels |  | 0.34 | 4 | 112 | 15 |  | Fixed | Roof
NJSTRE1546281360 |  | Transition Incentive Program | West Orange | 7052 | 9 | 3.4 | Residential | No | Behind the Meter | Net-metered residential rooftop and canopy |  | None | Trinity Solar | PSE&G | Accepted | 2020-12-01 | 2020-12-03 | 2021-12-03 | HANWHA 340 (Q.PEAK DUO BLK-G6 340) | HANWHA 340 (Q.PEAK DUO BLK-G6 340) | Solar Panels |  | 0.34 | 3 | 292 | 15 |  | Fixed | Roof
NJSTRE1546281377 |  | Transition Incentive Program | Mahwah | 7430 | 7 | 9.3 | Residential | Yes | Behind the Meter | Net-metered residential rooftop and canopy |  | None | Bright Planet Solar | Orange Rockland Electric | Accepted | 2020-12-01 | 2020-12-03 | 2021-12-03 | Solar Edge | SE7600H-USRGM | Inverters | 7600 |  | 1 |  |  | 0.98 |  | Outdoor | outside
NJSTRE1546281377 |  | Transition Incentive Program | Mahwah | 7430 | 7 | 9.3 | Residential | Yes | Behind the Meter | Net-metered residential rooftop and canopy |  | None | Bright Planet Solar | Orange Rockland Electric | Accepted | 2020-12-01 | 2020-12-03 | 2021-12-03 | Hanwha Q | Cells Q Peak Duo Blk-G5 310W | Solar Panels |  | 0.31 | 11 | 176 | 36 |  | Fixed | Roof
NJSTRE1546281377 |  | Transition Incentive Program | Mahwah | 7430 | 7 | 9.3 | Residential | Yes | Behind the Meter | Net-metered residential rooftop and canopy |  | None | Bright Planet Solar | Orange Rockland Electric | Accepted | 2020-12-01 | 2020-12-03 | 2021-12-03 | Hanwha Q | Cells Q Peak Duo Blk-G5 310W | Solar Panels |  | 0.31 | 11 | 267 | 36 |  | Fixed | Roof
NJSTRE1546281377 |  | Transition Incentive Program | Mahwah | 7430 | 7 | 9.3 | Residential | Yes | Behind the Meter | Net-metered residential rooftop and canopy |  | None | Bright Planet Solar | Orange Rockland Electric | Accepted | 2020-12-01 | 2020-12-03 | 2021-12-03 | Hanwha Q | Cells Q Peak Duo Blk-G5 310W | Solar Panels |  | 0.31 | 8 | 176 | 36 |  | Fixed | Roof
NJSTRE1546281384 |  | Transition Incentive Program | Linden | 7036 | 10 | 5.1 | Residential | Yes | Behind the Meter | Net-metered residential rooftop and canopy |  | None | Trinity Solar | PSE&G | Accepted | 2020-12-01 | 2020-12-04 | 2021-12-04 | SOLAR EDGE | SE3800H-US | Inverters | 3800 |  | 1 |  |  | 0.97 |  | Outside | SIDE OF HOME
NJSTRE1546281384 |  | Transition Incentive Program | Linden | 7036 | 10 | 5.1 | Residential | Yes | Behind the Meter | Net-metered residential rooftop and canopy |  | None | Trinity Solar | PSE&G | Accepted | 2020-12-01 | 2020-12-04 | 2021-12-04 | HANWHA 340 (Q.PEAK DUO BLK-G6 340) | HANWHA 340 (Q.PEAK DUO BLK-G6 340) | Solar Panels |  | 0.34 | 15 | 129 | 36 |  | Fixed | Roof
NJSTRE1546281387 |  | Transition Incentive Program | Plainsboro TWP | 8536 | 11 | 5.78 | Residential | Yes | Behind the Meter | Net-metered residential rooftop and canopy |  | None | Tesla Energy Operations Inc. | PSE&G | Accepted | 2020-12-01 | 2020-12-03 | 2021-12-03 | Delta Electronics | M8-TL-US [240V] | Inverters | 7680 |  | 1 |  |  | 0.975 |  | Outside | Outside
NJSTRE1546281387 |  | Transition Incentive Program | Plainsboro TWP | 8536 | 11 | 5.78 | Residential | Yes | Behind the Meter | Net-metered residential rooftop and canopy |  | None | Tesla Energy Operations Inc. | PSE&G | Accepted | 2020-12-01 | 2020-12-03 | 2021-12-03 | Hanwha Q-CELLS | Q.Peak DUO BLK-G6+ 340 | Solar Panels |  | 0.34 | 6 | 166 | 34 |  | Fixed | Roof
NJSTRE1546281387 |  | Transition Incentive Program | Plainsboro TWP | 8536 | 11 | 5.78 | Residential | Yes | Behind the Meter | Net-metered residential rooftop and canopy |  | None | Tesla Energy Operations Inc. | PSE&G | Accepted | 2020-12-01 | 2020-12-03 | 2021-12-03 | Hanwha Q-CELLS | Q.Peak DUO BLK-G6+ 340 | Solar Panels |  | 0.34 | 11 | 166 | 34 |  | Fixed | Roof
NJSTRE1546281388 |  | Transition Incentive Program | Penns Grove | 8069 | 16 | 6.12 | Residential | Yes | Behind the Meter | Net-metered residential rooftop and canopy |  | None | Trinity Solar | AC Electric | Accepted | 2020-12-01 | 2020-12-03 | 2021-12-03 | Solar Edge | SE5000 | Inverters | 5000 |  | 1 |  |  | 0.97 |  | Outside | side of home
NJSTRE1546281388 |  | Transition Incentive Program | Penns Grove | 8069 | 16 | 6.12 | Residential | Yes | Behind the Meter | Net-metered residential rooftop and canopy |  | None | Trinity Solar | AC Electric | Accepted | 2020-12-01 | 2020-12-03 | 2021-12-03 | Hanwha | Q.PEAK DUO BLK-G6 340 | Solar Panels |  | 0.34 | 18 | 123 | 30 |  | Fixed | Roof
NJSTRE1546281400 |  | Transition Incentive Program | Woodbridge | 7095 | 11 | 10.08 | Residential | No | Behind the Meter | Net-metered residential rooftop and canopy |  | None | Skyline Solar LLC | PSE&G | Accepted | 2020-12-01 | 2020-12-03 | 2021-12-03 | ENPHASE | IQ7-60-2-US | Inverters | 240 |  | 32 |  |  | 0.97 |  | Outdoor | ROOF
NJSTRE1546281400 |  | Transition Incentive Program | Woodbridge | 7095 | 11 | 10.08 | Residential | No | Behind the Meter | Net-metered residential rooftop and canopy |  | None | Skyline Solar LLC | PSE&G | Accepted | 2020-12-01 | 2020-12-03 | 2021-12-03 | HANWHA | QPEAK DUO BLK | Solar Panels |  | 0.315 | 20 | 279 | 22 |  | Fixed | Roof
NJSTRE1546281400 |  | Transition Incentive Program | Woodbridge | 7095 | 11 | 10.08 | Residential | No | Behind the Meter | Net-metered residential rooftop and canopy |  | None | Skyline Solar LLC | PSE&G | Accepted | 2020-12-01 | 2020-12-03 | 2021-12-03 | HANWHA | QPEAK DUO BLK | Solar Panels |  | 0.315 | 12 | 100 | 22 |  | Fixed | Roof
NJSTRE1546281409 |  | Transition Incentive Program | Raritan | 8869 | 5 | 3.4 | Residential | No | Behind the Meter | Net-metered residential rooftop and canopy |  | None | Vision Solar LLC | PSE&G | Accepted | 2020-12-01 | 2020-12-04 | 2021-12-04 | ENPHASE | IQ7-60-2-US | Inverters | 0.24 |  | 10 |  |  | 0.96 |  | Other | BEHIND EACH PANEL
NJSTRE1546281409 |  | Transition Incentive Program | Raritan | 8869 | 5 | 3.4 | Residential | No | Behind the Meter | Net-metered residential rooftop and canopy |  | None | Vision Solar LLC | PSE&G | Accepted | 2020-12-01 | 2020-12-04 | 2021-12-04 | HANWHA Q-CELLS | Q.PEAK DUO BLK-G6+ 340 | Solar Panels |  | 0.34 | 4 | 354 | 37 |  | Fixed | Roof
NJSTRE1546281409 |  | Transition Incentive Program | Raritan | 8869 | 5 | 3.4 | Residential | No | Behind the Meter | Net-metered residential rooftop and canopy |  | None | Vision Solar LLC | PSE&G | Accepted | 2020-12-01 | 2020-12-04 | 2021-12-04 | HANWHA Q-CELLS | Q.PEAK DUO BLK-G6+ 340 | Solar Panels |  | 0.34 | 5 | 174 | 37 |  | Fixed | Roof
NJSTRE1546281409 |  | Transition Incentive Program | Raritan | 8869 | 5 | 3.4 | Residential | No | Behind the Meter | Net-metered residential rooftop and canopy |  | None | Vision Solar LLC | PSE&G | Accepted | 2020-12-01 | 2020-12-04 | 2021-12-04 | HANWHA Q-CELLS | Q.PEAK DUO BLK-G6+ 340 | Solar Panels |  | 0.34 | 1 | 354 | 24 |  | Fixed | Roof
NJSTRE1546281415 |  | Transition Incentive Program | Voohees | 8043 | 14 | 6.7 | Residential | Yes | Behind the Meter | Net-metered residential rooftop and canopy |  | None | Trinity Solar | AC Electric | Accepted | 2020-12-01 | 2020-12-03 | 2021-12-03 | Solar Edge | SE5000H-US000BNC4 | Inverters | 5000 |  | 1 |  |  | 0.97 |  | Outdoor | side of home
NJSTRE1546281415 |  | Transition Incentive Program | Voohees | 8043 | 14 | 6.7 | Residential | Yes | Behind the Meter | Net-metered residential rooftop and canopy |  | None | Trinity Solar | AC Electric | Accepted | 2020-12-01 | 2020-12-03 | 2021-12-03 | HANWHA | Q.PEAK DUO BLK-G6 335 | Solar Panels |  | 0.335 | 11 | 129 | 21 |  | Fixed | Roof
NJSTRE1546281415 |  | Transition Incentive Program | Voohees | 8043 | 14 | 6.7 | Residential | Yes | Behind the Meter | Net-metered residential rooftop and canopy |  | None | Trinity Solar | AC Electric | Accepted | 2020-12-01 | 2020-12-03 | 2021-12-03 | HANWHA | Q.PEAK DUO BLK-G6 335 | Solar Panels |  | 0.335 | 4 | 219 | 26 |  | Fixed | Roof
NJSTRE1546281415 |  | Transition Incentive Program | Voohees | 8043 | 14 | 6.7 | Residential | Yes | Behind the Meter | Net-metered residential rooftop and canopy |  | None | Trinity Solar | AC Electric | Accepted | 2020-12-01 | 2020-12-03 | 2021-12-03 | HANWHA | Q.PEAK DUO BLK-G6 335 | Solar Panels |  | 0.335 | 5 | 220 | 11 |  | Fixed | Roof
NJSTRE1546281431 |  | Transition Incentive Program | Bloomingdale | 7403 | 6 | 4.76 | Residential | No | Behind the Meter | Net-metered residential rooftop and canopy |  | None | Vision Solar LLC | Butler | Accepted | 2020-12-01 | 2020-12-04 | 2021-12-04 | ENPHASE | IQ7-60-2-US | Inverters | 0.24 |  | 14 |  |  | 0.96 |  | Other | BEHIND EACH PANEL
NJSTRE1546281431 |  | Transition Incentive Program | Bloomingdale | 7403 | 6 | 4.76 | Residential | No | Behind the Meter | Net-metered residential rooftop and canopy |  | None | Vision Solar LLC | Butler | Accepted | 2020-12-01 | 2020-12-04 | 2021-12-04 | HANWHA Q-CELLS | Q.PEAK DUO BLK-G6+ 340 | Solar Panels |  | 0.34 | 6 | 191 | 20 |  | Fixed | Roof
NJSTRE1546281431 |  | Transition Incentive Program | Bloomingdale | 7403 | 6 | 4.76 | Residential | No | Behind the Meter | Net-metered residential rooftop and canopy |  | None | Vision Solar LLC | Butler | Accepted | 2020-12-01 | 2020-12-04 | 2021-12-04 | HANWHA Q-CELLS | Q.PEAK DUO BLK-G6+ 340 | Solar Panels |  | 0.34 | 8 | 100 | 20 |  | Fixed | Roof
NJSTRE1546281446 |  | Transition Incentive Program | Linden City | 7036 | 10 | 8.85 | Residential | Yes | Behind the Meter | Net-metered residential rooftop and canopy |  | None | Bright Planet Solar | PSE&G | Accepted | 2020-12-01 | 2020-12-04 | 2021-12-04 | Solar Edge | SE7600H-USRGM | Inverters | 7600 |  | 1 |  |  | 0.98 |  | Outdoor | outside
NJSTRE1546281446 |  | Transition Incentive Program | Linden City | 7036 | 10 | 8.85 | Residential | Yes | Behind the Meter | Net-metered residential rooftop and canopy |  | None | Bright Planet Solar | PSE&G | Accepted | 2020-12-01 | 2020-12-04 | 2021-12-04 | Longi | LR6-60HPB-305M | Solar Panels |  | 0.305 | 19 | 127 | 23 |  | Fixed | Roof
NJSTRE1546281446 |  | Transition Incentive Program | Linden City | 7036 | 10 | 8.85 | Residential | Yes | Behind the Meter | Net-metered residential rooftop and canopy |  | None | Bright Planet Solar | PSE&G | Accepted | 2020-12-01 | 2020-12-04 | 2021-12-04 | Longi | LR6-60HPB-305M | Solar Panels |  | 0.305 | 10 | 217 | 23 |  | Fixed | Roof
NJSTRE1546281448 |  | Transition Incentive Program | Cape May Court House | 8210 | 21 | 5.44 | Residential | Yes | Behind the Meter | Net-metered residential rooftop and canopy |  | None | Trinity Solar | AC Electric | Accepted | 2020-12-01 | 2020-12-04 | 2021-12-04 | Solar Edge | SE5000 | Inverters | 5000 |  | 1 |  |  | 0.97 |  | Outside | side of home
NJSTRE1546281448 |  | Transition Incentive Program | Cape May Court House | 8210 | 21 | 5.44 | Residential | Yes | Behind the Meter | Net-metered residential rooftop and canopy |  | None | Trinity Solar | AC Electric | Accepted | 2020-12-01 | 2020-12-04 | 2021-12-04 | Hanwha | Q.PEAK DUO BLK-G6 340 | Solar Panels |  | 0.34 | 16 | 107 | 34 |  | Fixed | Roof
NJSTRE1546281454 |  | Transition Incentive Program | Pennsville | 8001 | 16 | 9.6 | Residential | Yes | Behind the Meter | Net-metered residential rooftop and canopy |  | None | RCL Enterprises Inc. | AC Electric | Accepted | 2020-12-01 | 2020-12-04 | 2021-12-04 | enphase | iq7 | Inverters | 240 |  | 30 |  |  | 0.96 |  | Outdoor | under panels
NJSTRE1546281454 |  | Transition Incentive Program | Pennsville | 8001 | 16 | 9.6 | Residential | Yes | Behind the Meter | Net-metered residential rooftop and canopy |  | None | RCL Enterprises Inc. | AC Electric | Accepted | 2020-12-01 | 2020-12-04 | 2021-12-04 | Trina Solar | TSM-320DD06M | Solar Panels |  | 0.32 | 30 | 129 | 20 |  | Fixed | Roof
NJSTRE1546281462 |  | Transition Incentive Program | Trenton | 8619 | 12 | 8.16 | Residential | Yes | Behind the Meter | Net-metered residential rooftop and canopy |  | None | Trinity Solar | PSE&G | Accepted | 2020-12-01 | 2020-12-04 | 2021-12-04 | Solar Edge | SE7600H-US000BNC4 | Inverters | 7600 |  | 1 |  |  | 0.97 |  | Outdoor | side of home
NJSTRE1546281462 |  | Transition Incentive Program | Trenton | 8619 | 12 | 8.16 | Residential | Yes | Behind the Meter | Net-metered residential rooftop and canopy |  | None | Trinity Solar | PSE&G | Accepted | 2020-12-01 | 2020-12-04 | 2021-12-04 | HANWHA | Q.PEAK DUO BLK-G6 340 | Solar Panels |  | 0.34 | 2 | 104 | 24 |  | Fixed | Roof
NJSTRE1546281462 |  | Transition Incentive Program | Trenton | 8619 | 12 | 8.16 | Residential | Yes | Behind the Meter | Net-metered residential rooftop and canopy |  | None | Trinity Solar | PSE&G | Accepted | 2020-12-01 | 2020-12-04 | 2021-12-04 | HANWHA | Q.PEAK DUO BLK-G6 340 | Solar Panels |  | 0.34 | 17 | 194 | 24 |  | Fixed | Roof
NJSTRE1546281462 |  | Transition Incentive Program | Trenton | 8619 | 12 | 8.16 | Residential | Yes | Behind the Meter | Net-metered residential rooftop and canopy |  | None | Trinity Solar | PSE&G | Accepted | 2020-12-01 | 2020-12-04 | 2021-12-04 | HANWHA | Q.PEAK DUO BLK-G6 340 | Solar Panels |  | 0.34 | 5 | 194 | 24 |  | Fixed | Roof
NJSTRE1546281470 |  | Transition Incentive Program | Bayville | 8721 | 18 | 2.72 | Residential | Yes | Behind the Meter | Net-metered residential rooftop and canopy |  | None | Trinity Solar | JCP&L | Accepted | 2020-12-01 | 2020-12-04 | 2021-12-04 | Solar Edge | SE3000 | Inverters | 3000 |  | 1 |  |  | 0.97 |  | Outside | side of home
NJSTRE1546281470 |  | Transition Incentive Program | Bayville | 8721 | 18 | 2.72 | Residential | Yes | Behind the Meter | Net-metered residential rooftop and canopy |  | None | Trinity Solar | JCP&L | Accepted | 2020-12-01 | 2020-12-04 | 2021-12-04 | Hanwha | Q.PEAK DUO BLK-G6 340 | Solar Panels |  | 0.34 | 8 | 273 | 23 |  | Fixed | Roof
NJSTRE1546281479 |  | Transition Incentive Program | Whitehouse Station | 8889 | 4 | 14.07 | Residential | No | Behind the Meter | Net-metered residential ground mount |  | None | GenRenew, LLC | JCP&L | Accepted | 2020-12-01 | 2020-12-04 | 2021-12-04 | enphase | envoy | Meters |  |  | 1 |  |  |  | Yes | Outdoor
NJSTRE1546281479 |  | Transition Incentive Program | Whitehouse Station | 8889 | 4 | 14.07 | Residential | No | Behind the Meter | Net-metered residential ground mount |  | None | GenRenew, LLC | JCP&L | Accepted | 2020-12-01 | 2020-12-04 | 2021-12-04 | Enphase | IQ7 | Inverters | 0.25 |  | 42 |  |  | 0.96 |  | Outdoor | under modules
NJSTRE1546281479 |  | Transition Incentive Program | Whitehouse Station | 8889 | 4 | 14.07 | Residential | No | Behind the Meter | Net-metered residential ground mount |  | None | GenRenew, LLC | JCP&L | Accepted | 2020-12-01 | 2020-12-04 | 2021-12-04 | LG | LG335N1C-A5 | Solar Panels |  | 0.335 | 42 | 180 | 30 |  | Fixed | Ground
NJSTRE1546281482 |  | Transition Incentive Program | Browns Mills | 8015 | 13 | 7.48 | Residential | No | Behind the Meter | Net-metered residential rooftop and canopy |  | None | Vision Solar LLC | JCP&L | Accepted | 2020-12-01 | 2020-12-04 | 2021-12-04 | ENPHASE | IQ7-60-2-US | Inverters | 0.24 |  | 22 |  |  | 0.96 |  | Other | BEHIND EACH PANEL
NJSTRE1546281482 |  | Transition Incentive Program | Browns Mills | 8015 | 13 | 7.48 | Residential | No | Behind the Meter | Net-metered residential rooftop and canopy |  | None | Vision Solar LLC | JCP&L | Accepted | 2020-12-01 | 2020-12-04 | 2021-12-04 | HANWHA Q-CELLS | Q.PEAK DUO BLK-G6+ 340 | Solar Panels |  | 0.34 | 11 | 345 | 20 |  | Fixed | Roof
NJSTRE1546281482 |  | Transition Incentive Program | Browns Mills | 8015 | 13 | 7.48 | Residential | No | Behind the Meter | Net-metered residential rooftop and canopy |  | None | Vision Solar LLC | JCP&L | Accepted | 2020-12-01 | 2020-12-04 | 2021-12-04 | HANWHA Q-CELLS | Q.PEAK DUO BLK-G6+ 340 | Solar Panels |  | 0.34 | 6 | 164 | 20 |  | Fixed | Roof
NJSTRE1546281482 |  | Transition Incentive Program | Browns Mills | 8015 | 13 | 7.48 | Residential | No | Behind the Meter | Net-metered residential rooftop and canopy |  | None | Vision Solar LLC | JCP&L | Accepted | 2020-12-01 | 2020-12-04 | 2021-12-04 | HANWHA Q-CELLS | Q.PEAK DUO BLK-G6+ 340 | Solar Panels |  | 0.34 | 5 | 165 | 20 |  | Fixed | Roof
NJSTRE1546281483 |  | Transition Incentive Program | Edison TWP | 8820 | 11 | 7.02 | Residential | Yes | Behind the Meter | Net-metered residential rooftop and canopy |  | None | Bright Planet Solar | PSE&G | Accepted | 2020-12-01 | 2020-12-04 | 2021-12-04 | Solar Edge | SE6000H-USRGM | Inverters | 6000 |  | 1 |  |  | 0.98 |  | Outdoor | Outside
NJSTRE1546281483 |  | Transition Incentive Program | Edison TWP | 8820 | 11 | 7.02 | Residential | Yes | Behind the Meter | Net-metered residential rooftop and canopy |  | None | Bright Planet Solar | PSE&G | Accepted | 2020-12-01 | 2020-12-04 | 2021-12-04 | Longi | LR6-60HPB-305M | Solar Panels |  | 0.305 | 20 | 170 | 23 |  | Fixed | Roof
NJSTRE1546281483 |  | Transition Incentive Program | Edison TWP | 8820 | 11 | 7.02 | Residential | Yes | Behind the Meter | Net-metered residential rooftop and canopy |  | None | Bright Planet Solar | PSE&G | Accepted | 2020-12-01 | 2020-12-04 | 2021-12-04 | Longi | LR6-60HPB-305M | Solar Panels |  | 0.305 | 3 | 350 | 23 |  | Fixed | Roof
NJSTRE1546281492 |  | Transition Incentive Program | Freehold | 7728 | 17 | 9.52 | Residential | Yes | Behind the Meter | Net-metered residential rooftop and canopy |  | None | Trinity Solar | JCP&L | Accepted | 2020-12-01 | 2020-12-04 | 2021-12-04 | Solar Edge | SE7600H-US000BNC4 | Inverters | 7600 |  | 1 |  |  | 0.97 |  | Outdoor | side of home
NJSTRE1546281492 |  | Transition Incentive Program | Freehold | 7728 | 17 | 9.52 | Residential | Yes | Behind the Meter | Net-metered residential rooftop and canopy |  | None | Trinity Solar | JCP&L | Accepted | 2020-12-01 | 2020-12-04 | 2021-12-04 | HANWHA | Q.PEAK DUO BLK-G6 340 | Solar Panels |  | 0.34 | 28 | 107 | 19 |  | Fixed | Roof
NJSTRE1546281530 |  | Transition Incentive Program | Toms River | 8757 | 18 | 9.52 | Residential | Yes | Behind the Meter | Net-metered residential rooftop and canopy |  | None | Trinity Solar | JCP&L | Accepted | 2020-12-01 | 2020-12-04 | 2021-12-04 | Solar Edge | SE7600H-US000BNC4 | Inverters | 7600 |  | 1 |  |  | 0.97 |  | Outdoor | side of home
NJSTRE1546281530 |  | Transition Incentive Program | Toms River | 8757 | 18 | 9.52 | Residential | Yes | Behind the Meter | Net-metered residential rooftop and canopy |  | None | Trinity Solar | JCP&L | Accepted | 2020-12-01 | 2020-12-04 | 2021-12-04 | HANWHA | Q.PEAK DUO BLK-G6 340 | Solar Panels |  | 0.34 | 11 | 167 | 23 |  | Fixed | Roof
NJSTRE1546281530 |  | Transition Incentive Program | Toms River | 8757 | 18 | 9.52 | Residential | Yes | Behind the Meter | Net-metered residential rooftop and canopy |  | None | Trinity Solar | JCP&L | Accepted | 2020-12-01 | 2020-12-04 | 2021-12-04 | HANWHA | Q.PEAK DUO BLK-G6 340 | Solar Panels |  | 0.34 | 17 | 167 | 24 |  | Fixed | Roof
NJSTRE1546281541 |  | Transition Incentive Program | Turnersville | 8012 | 14 | 13.64 | Residential | No | Behind the Meter | Net-metered residential rooftop and canopy |  | None | Arthur R. Todd Electricl Contractor | AC Electric | Accepted | 2020-12-01 | 2020-12-04 | 2021-12-04 | Altenergy Power | YC600 | Inverters | 548 |  | 22 |  |  | 0.96 |  | Outside | Under Panels
NJSTRE1546281541 |  | Transition Incentive Program | Turnersville | 8012 | 14 | 13.64 | Residential | No | Behind the Meter | Net-metered residential rooftop and canopy |  | None | Arthur R. Todd Electricl Contractor | AC Electric | Accepted | 2020-12-01 | 2020-12-04 | 2021-12-04 | Axitec | blackpremium HC 310 Watt | Solar Panels |  | 0.31 | 44 | 137SE | 20 |  | Fixed | Roof
NJSTRE1546281546 |  | Transition Incentive Program | Burlington | 8016 | 13 | 9.86 | Residential | Yes | Behind the Meter | Net-metered residential rooftop and canopy |  | None | Trinity Solar | PSE&G | Accepted | 2020-12-01 | 2020-12-04 | 2021-12-04 | Solar Edge | SE7600 | Inverters | 7600 |  | 1 |  |  | 0.97 |  | Outside | side of home
NJSTRE1546281546 |  | Transition Incentive Program | Burlington | 8016 | 13 | 9.86 | Residential | Yes | Behind the Meter | Net-metered residential rooftop and canopy |  | None | Trinity Solar | PSE&G | Accepted | 2020-12-01 | 2020-12-04 | 2021-12-04 | Hanwha | Q.PEAK DUO BLK-G6 340 | Solar Panels |  | 0.34 | 4 | 262 | 14 |  | Fixed | Roof
NJSTRE1546281546 |  | Transition Incentive Program | Burlington | 8016 | 13 | 9.86 | Residential | Yes | Behind the Meter | Net-metered residential rooftop and canopy |  | None | Trinity Solar | PSE&G | Accepted | 2020-12-01 | 2020-12-04 | 2021-12-04 | Hanwha | Q.PEAK DUO BLK-G6 340 | Solar Panels |  | 0.34 | 6 | 262 | 23 |  | Fixed | Roof
NJSTRE1546281546 |  | Transition Incentive Program | Burlington | 8016 | 13 | 9.86 | Residential | Yes | Behind the Meter | Net-metered residential rooftop and canopy |  | None | Trinity Solar | PSE&G | Accepted | 2020-12-01 | 2020-12-04 | 2021-12-04 | Hanwha | Q.PEAK DUO BLK-G6 340 | Solar Panels |  | 0.34 | 4 | 263 | 13 |  | Fixed | Roof
NJSTRE1546281546 |  | Transition Incentive Program | Burlington | 8016 | 13 | 9.86 | Residential | Yes | Behind the Meter | Net-metered residential rooftop and canopy |  | None | Trinity Solar | PSE&G | Accepted | 2020-12-01 | 2020-12-04 | 2021-12-04 | Hanwha | Q.PEAK DUO BLK-G6 340 | Solar Panels |  | 0.34 | 11 | 173 | 32 |  | Fixed | Roof
NJSTRE1546281546 |  | Transition Incentive Program | Burlington | 8016 | 13 | 9.86 | Residential | Yes | Behind the Meter | Net-metered residential rooftop and canopy |  | None | Trinity Solar | PSE&G | Accepted | 2020-12-01 | 2020-12-04 | 2021-12-04 | Hanwha | Q.PEAK DUO BLK-G6 340 | Solar Panels |  | 0.34 | 4 | 48 | 14 |  | Fixed | Roof
NJSTRE1546281558 |  | Transition Incentive Program | Neptune | 7753 | 17 | 6.96 | Residential | Yes | Behind the Meter | Net-metered residential rooftop and canopy |  | None | Freedom Forever New Jersey LLC | JCP&L | Accepted | 2020-12-02 | 2020-12-04 | 2021-12-04 | Solar Edge | SE6000H-US [SI1] RGM | Inverters | 6000 |  | 1 |  |  | 0.99 |  | Outdoor | n/a
NJSTRE1546281558 |  | Transition Incentive Program | Neptune | 7753 | 17 | 6.96 | Residential | Yes | Behind the Meter | Net-metered residential rooftop and canopy |  | None | Freedom Forever New Jersey LLC | JCP&L | Accepted | 2020-12-02 | 2020-12-04 | 2021-12-04 | Hanwha | Q.PLUS BFR-G4.1- 290 | Solar Panels |  | 0.29 | 16 | 1 | 19 |  | Fixed | Roof | n/a
NJSTRE1546281558 |  | Transition Incentive Program | Neptune | 7753 | 17 | 6.96 | Residential | Yes | Behind the Meter | Net-metered residential rooftop and canopy |  | None | Freedom Forever New Jersey LLC | JCP&L | Accepted | 2020-12-02 | 2020-12-04 | 2021-12-04 | Hanwha | Q.PLUS BFR-G4.1- 290 | Solar Panels |  | 0.29 | 8 | 2 | 19 |  | Fixed | Roof | n/a
NJSTRE1546281562 |  | Transition Incentive Program | Pennsauken TWP | 8110 | 14 | 4.8 | Residential | Yes | Behind the Meter | Net-metered residential rooftop and canopy |  | None | Sunbound Solar | PSE&G | Accepted | 2020-12-01 | 2020-12-09 | 2021-12-09 | Sangamo Electric Company | J3s | Meters |  |  | 1 |  |  |  | No | Outdoor
NJSTRE1546281562 |  | Transition Incentive Program | Pennsauken TWP | 8110 | 14 | 4.8 | Residential | Yes | Behind the Meter | Net-metered residential rooftop and canopy |  | None | Sunbound Solar | PSE&G | Accepted | 2020-12-01 | 2020-12-09 | 2021-12-09 | Enphase | IQ7-60-2-US | Inverters | 240 |  | 15 |  |  | 0.976 |  | Outdoor | Under Module
NJSTRE1546281562 |  | Transition Incentive Program | Pennsauken TWP | 8110 | 14 | 4.8 | Residential | Yes | Behind the Meter | Net-metered residential rooftop and canopy |  | None | Sunbound Solar | PSE&G | Accepted | 2020-12-01 | 2020-12-09 | 2021-12-09 | HANWHA | Q-CELL Q.PEAK DUO-G5 320 | Solar Panels |  | 0.32 | 15 | 314 | 37 |  | Fixed | Roof
NJSTRE1546281622 |  | Transition Incentive Program | Linden | 7036 | 10 | 3.4 | Residential | Yes | Behind the Meter | Net-metered residential rooftop and canopy |  | None | Trinity Solar | PSE&G | Accepted | 2020-12-01 | 2020-12-04 | 2021-12-04 | Solar Edge | SE3000H-US000BNC4 | Inverters | 3000 |  | 1 |  |  | 0.97 |  | Outdoor | side of home
NJSTRE1546281622 |  | Transition Incentive Program | Linden | 7036 | 10 | 3.4 | Residential | Yes | Behind the Meter | Net-metered residential rooftop and canopy |  | None | Trinity Solar | PSE&G | Accepted | 2020-12-01 | 2020-12-04 | 2021-12-04 | HANWHA | Q.PEAK DUO BLK-G6 340 | Solar Panels |  | 0.34 | 10 | 128 | 35 |  | Fixed | Roof
NJSTRE1546281794 |  | Transition Incentive Program | Teaneck | 7666 | 7 | 236.93 | School Public K-12 | Yes | Behind the Meter | Net-metered non-residential rooftop and canopy |  | None | Infiniti Energy Services | PSE&G | Accepted | 2020-12-01 | 2020-12-04 | 2021-12-04 | Chint | CPS SCA25k | Inverters | 25000 |  | 7 |  |  | 0.97 |  | Outdoor | Roof
NJSTRE1546281794 |  | Transition Incentive Program | Teaneck | 7666 | 7 | 236.93 | School Public K-12 | Yes | Behind the Meter | Net-metered non-residential rooftop and canopy |  | None | Infiniti Energy Services | PSE&G | Accepted | 2020-12-01 | 2020-12-04 | 2021-12-04 | Trina | TSM-DE15H(II) | Solar Panels |  | 0.405 | 585 | 203 | 5 |  | Fixed | Roof
NJSTRE1546281802 |  | Transition Incentive Program | Elizabeth | 7206 | 10 | 4.69 | Residential | Yes | Behind the Meter | Net-metered residential rooftop and canopy |  | None | Pro Custom Solar dba Momentum Solar | PSE&G | Accepted | 2020-12-03 | 2020-12-04 | 2021-12-04 | Enphase | IQ7-60-2-US | Inverters | 240 |  | 14 |  |  | 0.97 |  | Outdoor | Roof
NJSTRE1546281802 |  | Transition Incentive Program | Elizabeth | 7206 | 10 | 4.69 | Residential | Yes | Behind the Meter | Net-metered residential rooftop and canopy |  | None | Pro Custom Solar dba Momentum Solar | PSE&G | Accepted | 2020-12-03 | 2020-12-04 | 2021-12-04 | LG ELECTRONICS | LG 335N1C-A5 | Solar Panels |  | 0.335 | 14 | 144 | 45 |  | Fixed | Roof
NJSTRE1546281808 |  | Transition Incentive Program | Bargaintown | 8234 | 19 | 7.13 | Residential | Yes | Behind the Meter | Net-metered residential rooftop and canopy |  | None | Bright Planet Solar | AC Electric | Accepted | 2020-12-04 | 2020-12-04 | 2021-12-04 | Solar Edge | SE6000H-USRGM | Inverters | 6000 |  | 1 |  |  | 0.98 |  | Outdoor | outside
NJSTRE1546281808 |  | Transition Incentive Program | Bargaintown | 8234 | 19 | 7.13 | Residential | Yes | Behind the Meter | Net-metered residential rooftop and canopy |  | None | Bright Planet Solar | AC Electric | Accepted | 2020-12-04 | 2020-12-04 | 2021-12-04 | Hanwha Q | Cells Q Peak Duo Blk-G5 310W | Solar Panels |  | 0.31 | 10 | 291 | 23 |  | Fixed | Roof
NJSTRE1546281808 |  | Transition Incentive Program | Bargaintown | 8234 | 19 | 7.13 | Residential | Yes | Behind the Meter | Net-metered residential rooftop and canopy |  | None | Bright Planet Solar | AC Electric | Accepted | 2020-12-04 | 2020-12-04 | 2021-12-04 | Hanwha Q | Cells Q Peak Duo Blk-G5 310W | Solar Panels |  | 0.31 | 4 | 200 | 23 |  | Fixed | Roof
NJSTRE1546281808 |  | Transition Incentive Program | Bargaintown | 8234 | 19 | 7.13 | Residential | Yes | Behind the Meter | Net-metered residential rooftop and canopy |  | None | Bright Planet Solar | AC Electric | Accepted | 2020-12-04 | 2020-12-04 | 2021-12-04 | Hanwhat Q | Cells Q Peak Duo Blk-G5 310W | Solar Panels |  | 0.31 | 9 | 111 | 23 |  | Fixed | Roof
NJSTRE1546281814 |  | Transition Incentive Program | Barnegat | 8005 | 18 | 12.92 | Residential | Yes | Behind the Meter | Net-metered residential rooftop and canopy |  | None | Trinity Solar | AC Electric | Accepted | 2020-12-01 | 2020-12-04 | 2021-12-04 | Solar Edge | SE10000H-US000BNC4 | Inverters | 10000 |  | 1 |  |  | 0.97 |  | Outdoor | side of home
NJSTRE1546281814 |  | Transition Incentive Program | Barnegat | 8005 | 18 | 12.92 | Residential | Yes | Behind the Meter | Net-metered residential rooftop and canopy |  | None | Trinity Solar | AC Electric | Accepted | 2020-12-01 | 2020-12-04 | 2021-12-04 | HANWHA | Q.PEAK DUO BLK-G6 340 | Solar Panels |  | 0.34 | 14 | 347 | 30 |  | Fixed | Roof
NJSTRE1546281814 |  | Transition Incentive Program | Barnegat | 8005 | 18 | 12.92 | Residential | Yes | Behind the Meter | Net-metered residential rooftop and canopy |  | None | Trinity Solar | AC Electric | Accepted | 2020-12-01 | 2020-12-04 | 2021-12-04 | HANWHA | Q.PEAK DUO BLK-G6 340 | Solar Panels |  | 0.34 | 24 | 167 | 30 |  | Fixed | Roof
NJSTRE1546281833 |  | Transition Incentive Program | Glenwood | 7418 | 1 | 4.55 | Residential | Yes | Behind the Meter | Net-metered residential rooftop and canopy |  | None | Pro Custom Solar dba Momentum Solar | JCP&L | Accepted | 2020-12-01 | 2020-12-04 | 2021-12-04 | Enphase | IQ7Plus-72-2-US | Inverters | 290 |  | 13 |  |  | 0.97 |  | Outdoor | Roof
NJSTRE1546281833 |  | Transition Incentive Program | Glenwood | 7418 | 1 | 4.55 | Residential | Yes | Behind the Meter | Net-metered residential rooftop and canopy |  | None | Pro Custom Solar dba Momentum Solar | JCP&L | Accepted | 2020-12-01 | 2020-12-04 | 2021-12-04 | LG ELECTRONICS | LG 350N1C-V5 | Solar Panels |  | 0.35 | 13 | 118 | 21 |  | Fixed | Roof
NJSTRE1546281856 |  | Transition Incentive Program | Pleasantville | 8232 | 19 | 6.3 | Residential | Yes | Behind the Meter | Net-metered residential rooftop and canopy |  | None | Pro Custom Solar dba Momentum Solar | AC Electric | Accepted | 2020-12-01 | 2020-12-04 | 2021-12-04 | Enphase | IQ7Plus-72-2-US | Inverters | 290 |  | 18 |  |  | 0.97 |  | Outdoor | Roof
NJSTRE1546281856 |  | Transition Incentive Program | Pleasantville | 8232 | 19 | 6.3 | Residential | Yes | Behind the Meter | Net-metered residential rooftop and canopy |  | None | Pro Custom Solar dba Momentum Solar | AC Electric | Accepted | 2020-12-01 | 2020-12-04 | 2021-12-04 | LG ELECTRONICS | LG 350N1C-V5 | Solar Panels |  | 0.35 | 8 | 133 | 34 |  | Fixed | Roof
NJSTRE1546281856 |  | Transition Incentive Program | Pleasantville | 8232 | 19 | 6.3 | Residential | Yes | Behind the Meter | Net-metered residential rooftop and canopy |  | None | Pro Custom Solar dba Momentum Solar | AC Electric | Accepted | 2020-12-01 | 2020-12-04 | 2021-12-04 | LG ELECTRONICS | LG 350N1C-V5 | Solar Panels |  | 0.35 | 10 | 313 | 34 |  | Fixed | Roof
NJSTRE1546281875 |  | Transition Incentive Program | Union | 7083 | 10 | 5.6 | Residential | Yes | Behind the Meter | Net-metered residential rooftop and canopy |  | None | Pro Custom Solar dba Momentum Solar | PSE&G | Accepted | 2020-12-01 | 2020-12-04 | 2021-12-04 | Enphase | IQ7Plus-72-2-US | Inverters | 290 |  | 16 |  |  | 0.97 |  | Outdoor | Roof
NJSTRE1546281875 |  | Transition Incentive Program | Union | 7083 | 10 | 5.6 | Residential | Yes | Behind the Meter | Net-metered residential rooftop and canopy |  | None | Pro Custom Solar dba Momentum Solar | PSE&G | Accepted | 2020-12-01 | 2020-12-04 | 2021-12-04 | LG ELECTRONICS | LG 350N1C-V5 | Solar Panels |  | 0.35 | 6 | 80 | 12 |  | Fixed | Roof
NJSTRE1546281875 |  | Transition Incentive Program | Union | 7083 | 10 | 5.6 | Residential | Yes | Behind the Meter | Net-metered residential rooftop and canopy |  | None | Pro Custom Solar dba Momentum Solar | PSE&G | Accepted | 2020-12-01 | 2020-12-04 | 2021-12-04 | LG ELECTRONICS | LG 350N1C-V5 | Solar Panels |  | 0.35 | 10 | 260 | 13 |  | Fixed | Roof
NJSTRE1546281884 |  | Transition Incentive Program | Bloomfield Township | 7003 | 9 | 2.9 | Residential | Yes | Behind the Meter | Net-metered residential rooftop and canopy |  | None | Freedom Forever New Jersey LLC | PSE&G | Accepted | 2020-12-07 | 2020-12-07 | 2021-12-07 | Solar Edge | SE3000H-US [SI1] RGM | Inverters | 3000 |  | 1 |  |  | 0.99 |  | Outdoor | n/a
NJSTRE1546281884 |  | Transition Incentive Program | Bloomfield Township | 7003 | 9 | 2.9 | Residential | Yes | Behind the Meter | Net-metered residential rooftop and canopy |  | None | Freedom Forever New Jersey LLC | PSE&G | Accepted | 2020-12-07 | 2020-12-07 | 2021-12-07 | Hanwha | Q.PLUS BFR-G4.1- 290 | Solar Panels |  | 0.29 | 3 | 2 | 40 |  | Fixed | Roof | n/a
NJSTRE1546281884 |  | Transition Incentive Program | Bloomfield Township | 7003 | 9 | 2.9 | Residential | Yes | Behind the Meter | Net-metered residential rooftop and canopy |  | None | Freedom Forever New Jersey LLC | PSE&G | Accepted | 2020-12-07 | 2020-12-07 | 2021-12-07 | Hanwha | Q.PLUS BFR-G4.1- 290 | Solar Panels |  | 0.29 | 3 | 3 | 40 |  | Fixed | Roof | n/a
NJSTRE1546281884 |  | Transition Incentive Program | Bloomfield Township | 7003 | 9 | 2.9 | Residential | Yes | Behind the Meter | Net-metered residential rooftop and canopy |  | None | Freedom Forever New Jersey LLC | PSE&G | Accepted | 2020-12-07 | 2020-12-07 | 2021-12-07 | Hanwha | Q.PLUS BFR-G4.1- 290 | Solar Panels |  | 0.29 | 4 | 1 | 40 |  | Fixed | Roof | n/a
NJSTRE1546281887 |  | Transition Incentive Program | Montgomery TWP | 8502 | 5 | 16.32 | Residential | Yes | Behind the Meter | Net-metered residential rooftop and canopy |  | None | Tesla Energy Operations Inc. | PSE&G | Accepted | 2020-12-01 | 2020-12-04 | 2021-12-04 | Tesla | AC Powerwall 2.0 | Electric Storage Battery |  |  | 4 |  |  |  | Lithium Ion |  | Inside
NJSTRE1546281887 |  | Transition Incentive Program | Montgomery TWP | 8502 | 5 | 16.32 | Residential | Yes | Behind the Meter | Net-metered residential rooftop and canopy |  | None | Tesla Energy Operations Inc. | PSE&G | Accepted | 2020-12-01 | 2020-12-04 | 2021-12-04 | SolarEdge Technologies | SE7600H-US [240V] | Inverters | 7600 |  | 2 |  |  | 0.99 |  | Outside | Outside
NJSTRE1546281887 |  | Transition Incentive Program | Montgomery TWP | 8502 | 5 | 16.32 | Residential | Yes | Behind the Meter | Net-metered residential rooftop and canopy |  | None | Tesla Energy Operations Inc. | PSE&G | Accepted | 2020-12-01 | 2020-12-04 | 2021-12-04 | Hanwha Q-CELLS | Q.Peak DUO BLK-G6+ 340 | Solar Panels |  | 0.34 | 37 | 297 | 33 |  | Fixed | Roof
NJSTRE1546281887 |  | Transition Incentive Program | Montgomery TWP | 8502 | 5 | 16.32 | Residential | Yes | Behind the Meter | Net-metered residential rooftop and canopy |  | None | Tesla Energy Operations Inc. | PSE&G | Accepted | 2020-12-01 | 2020-12-04 | 2021-12-04 | Hanwha Q-CELLS | Q.Peak DUO BLK-G6+ 340 | Solar Panels |  | 0.34 | 11 | 118 | 33 |  | Fixed | Roof
NJSTRE1546281896 |  | Transition Incentive Program | Carteret | 7008 | 11 | 7 | Residential | Yes | Behind the Meter | Net-metered residential rooftop and canopy |  | None | Pro Custom Solar dba Momentum Solar | PSE&G | Accepted | 2020-12-01 | 2020-12-04 | 2021-12-04 | Enphase | IQ7Plus-72-2-US | Inverters | 290 |  | 20 |  |  | 0.97 |  | Outdoor | Roof
NJSTRE1546281896 |  | Transition Incentive Program | Carteret | 7008 | 11 | 7 | Residential | Yes | Behind the Meter | Net-metered residential rooftop and canopy |  | None | Pro Custom Solar dba Momentum Solar | PSE&G | Accepted | 2020-12-01 | 2020-12-04 | 2021-12-04 | LG ELECTRONICS | LG 350N1C-V5 | Solar Panels |  | 0.35 | 20 | 102 | 22 |  | Fixed | Roof
NJSTRE1546281934 |  | Transition Incentive Program | POMPTON LAKES | 7442 | 6 | 7.25 | Residential | Yes | Behind the Meter | Net-metered residential rooftop and canopy |  | None | Vivint Solar Developer, LLC | JCP&L | Accepted | 2020-12-03 | 2020-12-04 | 2021-12-04 | Enphase | M215-60-2LL-S22 | Inverters | 215 |  | 25 |  |  | 0.96 |  | Other | Underneath each module
NJSTRE1546281934 |  | Transition Incentive Program | POMPTON LAKES | 7442 | 6 | 7.25 | Residential | Yes | Behind the Meter | Net-metered residential rooftop and canopy |  | None | Vivint Solar Developer, LLC | JCP&L | Accepted | 2020-12-03 | 2020-12-04 | 2021-12-04 | Trina Solar | TSM-290DD05A.08 | Solar Panels |  | 0.29 | 14 | 90 | 11 |  | Fixed | Roof
NJSTRE1546281934 |  | Transition Incentive Program | POMPTON LAKES | 7442 | 6 | 7.25 | Residential | Yes | Behind the Meter | Net-metered residential rooftop and canopy |  | None | Vivint Solar Developer, LLC | JCP&L | Accepted | 2020-12-03 | 2020-12-04 | 2021-12-04 | Trina Solar | TSM-290DD05A.08 | Solar Panels |  | 0.29 | 11 | 270 | 11 |  | Fixed | Roof
NJSTRE1546281941 |  | Transition Incentive Program | Marlboro | 7746 | 17 | 14.96 | Residential | Yes | Behind the Meter | Net-metered residential rooftop and canopy |  | None | Tesla Energy Operations Inc. | JCP&L | Accepted | 2020-12-01 | 2020-12-04 | 2021-12-04 | SolarEdge Technologies | SE7600H-US [240V] | Inverters | 7600 |  | 2 |  |  | 0.99 |  | Indoor | Inside garage
NJSTRE1546281941 |  | Transition Incentive Program | Marlboro | 7746 | 17 | 14.96 | Residential | Yes | Behind the Meter | Net-metered residential rooftop and canopy |  | None | Tesla Energy Operations Inc. | JCP&L | Accepted | 2020-12-01 | 2020-12-04 | 2021-12-04 | Hanwha Q-CELLS | Q.Peak DUO BLK-G6+ 340 | Solar Panels |  | 0.34 | 5 | 230 | 34 |  | Fixed | Roof
NJSTRE1546281941 |  | Transition Incentive Program | Marlboro | 7746 | 17 | 14.96 | Residential | Yes | Behind the Meter | Net-metered residential rooftop and canopy |  | None | Tesla Energy Operations Inc. | JCP&L | Accepted | 2020-12-01 | 2020-12-04 | 2021-12-04 | Hanwha Q-CELLS | Q.Peak DUO BLK-G6+ 340 | Solar Panels |  | 0.34 | 17 | 50 | 32 |  | Fixed | Roof
NJSTRE1546281941 |  | Transition Incentive Program | Marlboro | 7746 | 17 | 14.96 | Residential | Yes | Behind the Meter | Net-metered residential rooftop and canopy |  | None | Tesla Energy Operations Inc. | JCP&L | Accepted | 2020-12-01 | 2020-12-04 | 2021-12-04 | Hanwha Q-CELLS | Q.Peak DUO BLK-G6+ 340 | Solar Panels |  | 0.34 | 4 | 140 | 39 |  | Fixed | Roof
NJSTRE1546281941 |  | Transition Incentive Program | Marlboro | 7746 | 17 | 14.96 | Residential | Yes | Behind the Meter | Net-metered residential rooftop and canopy |  | None | Tesla Energy Operations Inc. | JCP&L | Accepted | 2020-12-01 | 2020-12-04 | 2021-12-04 | Hanwha Q-CELLS | Q.Peak DUO BLK-G6+ 340 | Solar Panels |  | 0.34 | 4 | 230 | 34 |  | Fixed | Roof
NJSTRE1546281941 |  | Transition Incentive Program | Marlboro | 7746 | 17 | 14.96 | Residential | Yes | Behind the Meter | Net-metered residential rooftop and canopy |  | None | Tesla Energy Operations Inc. | JCP&L | Accepted | 2020-12-01 | 2020-12-04 | 2021-12-04 | Hanwha Q-CELLS | Q.Peak DUO BLK-G6+ 340 | Solar Panels |  | 0.34 | 14 | 50 | 33 |  | Fixed | Roof
NJSTRE1546281942 |  | Transition Incentive Program | Toms RIver | 8753 | 18 | 8.12 | Residential | Yes | Behind the Meter | Net-metered residential rooftop and canopy |  | None | Freedom Forever New Jersey LLC | JCP&L | Accepted | 2020-12-07 | 2020-12-08 | 2021-12-08 | Solar Edge | SE7600H-US [SI1] RGM | Inverters | 7600 |  | 1 |  |  | 0.99 |  | Outdoor | n/a
NJSTRE1546281942 |  | Transition Incentive Program | Toms RIver | 8753 | 18 | 8.12 | Residential | Yes | Behind the Meter | Net-metered residential rooftop and canopy |  | None | Freedom Forever New Jersey LLC | JCP&L | Accepted | 2020-12-07 | 2020-12-08 | 2021-12-08 | Hanwha | Q.PLUS BFR-G4.1- 290 | Solar Panels |  | 0.29 | 18 | 2 | 29 |  | Fixed | Roof | n/a
NJSTRE1546281942 |  | Transition Incentive Program | Toms RIver | 8753 | 18 | 8.12 | Residential | Yes | Behind the Meter | Net-metered residential rooftop and canopy |  | None | Freedom Forever New Jersey LLC | JCP&L | Accepted | 2020-12-07 | 2020-12-08 | 2021-12-08 | Hanwha | Q.PLUS BFR-G4.1- 290 | Solar Panels |  | 0.29 | 10 | 1 | 29 |  | Fixed | Roof | n/a
NJSTRE1546281945 |  | Transition Incentive Program | Bridgewater TWP | 8807 | 5 | 15.41 | Residential | Yes | Behind the Meter | Net-metered residential rooftop and canopy |  | None | Bright Planet Solar | PSE&G | Accepted | 2020-12-01 | 2020-12-04 | 2021-12-04 | Solar Edge | SE6000H-USRGM | Inverters | 6000 |  | 1 |  |  | 0.98 |  | Outdoor | Outside
NJSTRE1546281945 |  | Transition Incentive Program | Bridgewater TWP | 8807 | 5 | 15.41 | Residential | Yes | Behind the Meter | Net-metered residential rooftop and canopy |  | None | Bright Planet Solar | PSE&G | Accepted | 2020-12-01 | 2020-12-04 | 2021-12-04 | LG | LG335N1C-A5 | Solar Panels |  | 0.335 | 11 | 336 | 34 |  | Fixed | Roof
NJSTRE1546281945 |  | Transition Incentive Program | Bridgewater TWP | 8807 | 5 | 15.41 | Residential | Yes | Behind the Meter | Net-metered residential rooftop and canopy |  | None | Bright Planet Solar | PSE&G | Accepted | 2020-12-01 | 2020-12-04 | 2021-12-04 | LG | LG335N-A5 | Solar Panels |  | 0.335 | 23 | 157 | 34 |  | Fixed | Roof
NJSTRE1546281945 |  | Transition Incentive Program | Bridgewater TWP | 8807 | 5 | 15.41 | Residential | Yes | Behind the Meter | Net-metered residential rooftop and canopy |  | None | Bright Planet Solar | PSE&G | Accepted | 2020-12-01 | 2020-12-04 | 2021-12-04 | LG | LG335N1C-A5 | Solar Panels |  | 0.335 | 12 | 69 | 34 |  | Fixed | Roof
NJSTRE1546281946 |  | Transition Incentive Program | Barnegat | 8005 | 18 | 10.85 | Residential | Yes | Behind the Meter | Net-metered residential rooftop and canopy |  | None | Pro Custom Solar dba Momentum Solar | JCP&L | Accepted | 2020-12-01 | 2020-12-04 | 2021-12-04 | Enphase | IQ7Plus-72-2-US | Inverters | 290 |  | 21 |  |  | 0.97 |  | Outdoor | Roof
NJSTRE1546281946 |  | Transition Incentive Program | Barnegat | 8005 | 18 | 10.85 | Residential | Yes | Behind the Meter | Net-metered residential rooftop and canopy |  | None | Pro Custom Solar dba Momentum Solar | JCP&L | Accepted | 2020-12-01 | 2020-12-04 | 2021-12-04 | Enphase | IQ7Plus-72-2-US | Solar Panels |  | 0.35 | 21 | 289 | 8 |  | Fixed | Roof
NJSTRE1546281946 |  | Transition Incentive Program | Barnegat | 8005 | 18 | 10.85 | Residential | Yes | Behind the Meter | Net-metered residential rooftop and canopy |  | None | Pro Custom Solar dba Momentum Solar | JCP&L | Accepted | 2020-12-01 | 2020-12-04 | 2021-12-04 | LG ELECTRONICS | LG 350N1C-V5 | Solar Panels |  | 0.35 | 5 | 289 | 8 |  | Fixed | Roof
NJSTRE1546281946 |  | Transition Incentive Program | Barnegat | 8005 | 18 | 10.85 | Residential | Yes | Behind the Meter | Net-metered residential rooftop and canopy |  | None | Pro Custom Solar dba Momentum Solar | JCP&L | Accepted | 2020-12-01 | 2020-12-04 | 2021-12-04 | LG ELECTRONICS | LG 350N1C-V5 | Solar Panels |  | 0.35 | 5 | 109 | 9 |  | Fixed | Roof
NJSTRE1546282092 |  | Transition Incentive Program | Piscataway | 8854 | 11 | 14.08 | Residential | Yes | Behind the Meter | Net-metered residential rooftop and canopy |  | None | Vivint Solar Developer, LLC | PSE&G | Accepted | 2020-12-03 | 2020-12-04 | 2021-12-04 | Solar Edge | SE3800H-US | Inverters | 3800 |  | 1 |  |  | 0.992 |  | Outdoor | Near the Utility Meter
NJSTRE1546282092 |  | Transition Incentive Program | Piscataway | 8854 | 11 | 14.08 | Residential | Yes | Behind the Meter | Net-metered residential rooftop and canopy |  | None | Vivint Solar Developer, LLC | PSE&G | Accepted | 2020-12-03 | 2020-12-04 | 2021-12-04 | Solar Edge | SE7600H-US | Inverters | 7600 |  | 1 |  |  | 0.992 |  | Outdoor | Near the Utility Meter
NJSTRE1546282092 |  | Transition Incentive Program | Piscataway | 8854 | 11 | 14.08 | Residential | Yes | Behind the Meter | Net-metered residential rooftop and canopy |  | None | Vivint Solar Developer, LLC | PSE&G | Accepted | 2020-12-03 | 2020-12-04 | 2021-12-04 | JINKO SOLAR | JKM320M-60HBL | Solar Panels |  | 0.32 | 16 | 176 | 23 |  | Fixed | Roof
NJSTRE1546282092 |  | Transition Incentive Program | Piscataway | 8854 | 11 | 14.08 | Residential | Yes | Behind the Meter | Net-metered residential rooftop and canopy |  | None | Vivint Solar Developer, LLC | PSE&G | Accepted | 2020-12-03 | 2020-12-04 | 2021-12-04 | JINKO SOLAR | JKM320M-60HBL | Solar Panels |  | 0.32 | 6 | 356 | 23 |  | Fixed | Roof
NJSTRE1546282092 |  | Transition Incentive Program | Piscataway | 8854 | 11 | 14.08 | Residential | Yes | Behind the Meter | Net-metered residential rooftop and canopy |  | None | Vivint Solar Developer, LLC | PSE&G | Accepted | 2020-12-03 | 2020-12-04 | 2021-12-04 | JINKO SOLAR | JKM320M-60HBL | Solar Panels |  | 0.32 | 6 | 356 | 5 |  | Fixed | Roof
NJSTRE1546282092 |  | Transition Incentive Program | Piscataway | 8854 | 11 | 14.08 | Residential | Yes | Behind the Meter | Net-metered residential rooftop and canopy |  | None | Vivint Solar Developer, LLC | PSE&G | Accepted | 2020-12-03 | 2020-12-04 | 2021-12-04 | JINKO SOLAR | JKM320M-60HBL | Solar Panels |  | 0.32 | 16 | 356 | 23 |  | Fixed | Roof
NJSTRE1546282093 |  | Transition Incentive Program | North Bergen | 7047 | 8 | 6.65 | Residential | Yes | Behind the Meter | Net-metered residential rooftop and canopy |  | None | Pro Custom Solar dba Momentum Solar | PSE&G | Accepted | 2020-12-01 | 2020-12-04 | 2021-12-04 | Enphase | IQ7Plus-72-2-US | Inverters | 290 |  | 19 |  |  | 0.97 |  | Outdoor | Roof
NJSTRE1546282093 |  | Transition Incentive Program | North Bergen | 7047 | 8 | 6.65 | Residential | Yes | Behind the Meter | Net-metered residential rooftop and canopy |  | None | Pro Custom Solar dba Momentum Solar | PSE&G | Accepted | 2020-12-01 | 2020-12-04 | 2021-12-04 | LG ELECTRONICS | LG 350N1C-V5 | Solar Panels |  | 0.35 | 12 | 122 | 23 |  | Fixed | Roof
NJSTRE1546282093 |  | Transition Incentive Program | North Bergen | 7047 | 8 | 6.65 | Residential | Yes | Behind the Meter | Net-metered residential rooftop and canopy |  | None | Pro Custom Solar dba Momentum Solar | PSE&G | Accepted | 2020-12-01 | 2020-12-04 | 2021-12-04 | LG ELECTRONICS | LG 350N1C-V5 | Solar Panels |  | 0.35 | 7 | 302 | 23 |  | Fixed | Roof
NJSTRE1546282107 |  | Transition Incentive Program | Denville | 7834 | 3 | 11.56 | Residential | Yes | Behind the Meter | Net-metered residential rooftop and canopy |  | None | Tesla Energy Operations Inc. | JCP&L | Accepted | 2020-12-01 | 2020-12-04 | 2021-12-04 | Tesla | AC Powerwall 2.0 | Electric Storage Battery |  |  | 2 |  |  |  | Lithium Ion |  | Outside
NJSTRE1546282107 |  | Transition Incentive Program | Denville | 7834 | 3 | 11.56 | Residential | Yes | Behind the Meter | Net-metered residential rooftop and canopy |  | None | Tesla Energy Operations Inc. | JCP&L | Accepted | 2020-12-01 | 2020-12-04 | 2021-12-04 | SolarEdge Technologies | SE11400H-US [240V] | Inverters | 11400 |  | 1 |  |  | 0.99 |  | Outside | Outside
NJSTRE1546282107 |  | Transition Incentive Program | Denville | 7834 | 3 | 11.56 | Residential | Yes | Behind the Meter | Net-metered residential rooftop and canopy |  | None | Tesla Energy Operations Inc. | JCP&L | Accepted | 2020-12-01 | 2020-12-04 | 2021-12-04 | Hanwha Q-CELLS | Q.Peak DUO BLK-G6+ 340 | Solar Panels |  | 0.34 | 23 | 99 | 30 |  | Fixed | Roof
NJSTRE1546282107 |  | Transition Incentive Program | Denville | 7834 | 3 | 11.56 | Residential | Yes | Behind the Meter | Net-metered residential rooftop and canopy |  | None | Tesla Energy Operations Inc. | JCP&L | Accepted | 2020-12-01 | 2020-12-04 | 2021-12-04 | Hanwha Q-CELLS | Q.Peak DUO BLK-G6+ 340 | Solar Panels |  | 0.34 | 11 | 279 | 30 |  | Fixed | Roof
NJSTRE1546282112 |  | Transition Incentive Program | Mays Landing | 8330 | 19 | 8.71 | Residential | Yes | Behind the Meter | Net-metered residential rooftop and canopy |  | None | Bright Planet Solar | AC Electric | Accepted | 2020-12-01 | 2020-12-04 | 2021-12-04 | Solar Edge | SE7600H-USRGM | Inverters | 7600 |  | 1 |  |  | 0.98 |  | Outdoor | Outside
NJSTRE1546282112 |  | Transition Incentive Program | Mays Landing | 8330 | 19 | 8.71 | Residential | Yes | Behind the Meter | Net-metered residential rooftop and canopy |  | None | Bright Planet Solar | AC Electric | Accepted | 2020-12-01 | 2020-12-04 | 2021-12-04 | LG | LG335N1C-A5 | Solar Panels |  | 0.335 | 3 | 104 | 34 |  | Fixed | Roof
NJSTRE1546282112 |  | Transition Incentive Program | Mays Landing | 8330 | 19 | 8.71 | Residential | Yes | Behind the Meter | Net-metered residential rooftop and canopy |  | None | Bright Planet Solar | AC Electric | Accepted | 2020-12-01 | 2020-12-04 | 2021-12-04 | LG | LG335N1C-A5 | Solar Panels |  | 0.335 | 3 | 284 | 34 |  | Fixed | Roof
NJSTRE1546282112 |  | Transition Incentive Program | Mays Landing | 8330 | 19 | 8.71 | Residential | Yes | Behind the Meter | Net-metered residential rooftop and canopy |  | None | Bright Planet Solar | AC Electric | Accepted | 2020-12-01 | 2020-12-04 | 2021-12-04 | LG | LG335N1C-A5 | Solar Panels |  | 0.335 | 12 | 14 | 34 |  | Fixed | Roof
NJSTRE1546282112 |  | Transition Incentive Program | Mays Landing | 8330 | 19 | 8.71 | Residential | Yes | Behind the Meter | Net-metered residential rooftop and canopy |  | None | Bright Planet Solar | AC Electric | Accepted | 2020-12-01 | 2020-12-04 | 2021-12-04 | LG | LG335N1C-A5 | Solar Panels |  | 0.335 | 8 | 193 | 34 |  | Fixed | Roof
NJSTRE1546282119 |  | Transition Incentive Program | Haskell | 7420 | 6 | 5.6 | Residential | Yes | Behind the Meter | Net-metered residential rooftop and canopy |  | None | Pro Custom Solar dba Momentum Solar | JCP&L | Accepted | 2020-12-01 | 2020-12-04 | 2021-12-04 | Enphase | IQ7Plus-72-2-US | Inverters | 290 |  | 16 |  |  | 0.97 |  | Outdoor | Roof
NJSTRE1546282119 |  | Transition Incentive Program | Haskell | 7420 | 6 | 5.6 | Residential | Yes | Behind the Meter | Net-metered residential rooftop and canopy |  | None | Pro Custom Solar dba Momentum Solar | JCP&L | Accepted | 2020-12-01 | 2020-12-04 | 2021-12-04 | LG ELECTRONICS | LG 350N1C-V5 | Solar Panels |  | 0.35 | 5 | 100 | 40 |  | Fixed | Roof
NJSTRE1546282119 |  | Transition Incentive Program | Haskell | 7420 | 6 | 5.6 | Residential | Yes | Behind the Meter | Net-metered residential rooftop and canopy |  | None | Pro Custom Solar dba Momentum Solar | JCP&L | Accepted | 2020-12-01 | 2020-12-04 | 2021-12-04 | LG ELECTRONIC | LG 350N1C-V5 | Solar Panels |  | 0.35 | 8 | 280 | 40 |  | Fixed | Roof
NJSTRE1546282119 |  | Transition Incentive Program | Haskell | 7420 | 6 | 5.6 | Residential | Yes | Behind the Meter | Net-metered residential rooftop and canopy |  | None | Pro Custom Solar dba Momentum Solar | JCP&L | Accepted | 2020-12-01 | 2020-12-04 | 2021-12-04 | LG ELECTRONICS | LG 350N1C-V5 | Solar Panels |  | 0.35 | 3 | 190 | 41 |  | Fixed | Roof
NJSTRE1546282121 |  | Transition Incentive Program | Vineland | 8360 | 20 | 9.15 | Residential | Yes | Behind the Meter | Net-metered residential rooftop and canopy |  | None | Freedom Forever New Jersey LLC | AC Electric | Accepted | 2020-12-28 | 2020-12-28 | 2021-12-28 | Solar Edge | SE10000H-US [SI1] RGM | Inverters | 10000 |  | 1 |  |  | 0.99 |  | Outdoor | n/a
NJSTRE1546282121 |  | Transition Incentive Program | Vineland | 8360 | 20 | 9.15 | Residential | Yes | Behind the Meter | Net-metered residential rooftop and canopy |  | None | Freedom Forever New Jersey LLC | AC Electric | Accepted | 2020-12-28 | 2020-12-28 | 2021-12-28 | Hanwha | Q.PEAK G4.1-305 | Solar Panels |  | 0.305 | 30 | 1 | 15 |  | Fixed | Roof | n/a
NJSTRE1546282191 |  | Transition Incentive Program | Lumberton TWP | 8048 | 13 | 10.7 | Residential | Yes | Behind the Meter | Net-metered residential rooftop and canopy |  | None | Bright Planet Solar | PSE&G | Accepted | 2020-12-01 | 2020-12-04 | 2021-12-04 | Solar Edge | Se10000H-USRGM | Inverters | 10000 |  | 1 |  |  | 0.98 |  | Outdoor | outside
NJSTRE1546282191 |  | Transition Incentive Program | Lumberton TWP | 8048 | 13 | 10.7 | Residential | Yes | Behind the Meter | Net-metered residential rooftop and canopy |  | None | Bright Planet Solar | PSE&G | Accepted | 2020-12-01 | 2020-12-04 | 2021-12-04 | LG | LG345N1C-V5 | Solar Panels |  | 0.345 | 14 | 215 | 40 |  | Fixed | Roof
NJSTRE1546282191 |  | Transition Incentive Program | Lumberton TWP | 8048 | 13 | 10.7 | Residential | Yes | Behind the Meter | Net-metered residential rooftop and canopy |  | None | Bright Planet Solar | PSE&G | Accepted | 2020-12-01 | 2020-12-04 | 2021-12-04 | LG | LG345N1C-V5 | Solar Panels |  | 0.345 | 17 | 126 | 34 |  | Fixed | Roof
NJSTRE1546282249 |  | Transition Incentive Program | Ringoes | 8551 | 4 | 16.66 | Residential | No | Behind the Meter | Net-metered residential rooftop and canopy |  | None | Tesla Energy Operations Inc. | JCP&L | Accepted | 2020-12-01 | 2020-12-04 | 2021-12-04 | SolarEdge Technologies | SE7600H-US000BSC4 | Inverters | 7600 |  | 2 |  |  | 0.99 |  | Outside | Outside
NJSTRE1546282249 |  | Transition Incentive Program | Ringoes | 8551 | 4 | 16.66 | Residential | No | Behind the Meter | Net-metered residential rooftop and canopy |  | None | Tesla Energy Operations Inc. | JCP&L | Accepted | 2020-12-01 | 2020-12-04 | 2021-12-04 | Hanwha Q CELLS | Q.PEAK DUO-G6+/SC 340 | Solar Panels |  | 0.34 | 10 | 180 | 23 |  | Fixed | Roof
NJSTRE1546282249 |  | Transition Incentive Program | Ringoes | 8551 | 4 | 16.66 | Residential | No | Behind the Meter | Net-metered residential rooftop and canopy |  | None | Tesla Energy Operations Inc. | JCP&L | Accepted | 2020-12-01 | 2020-12-04 | 2021-12-04 | Hanwha Q CELLS | Q.PEAK DUO-G6+/SC 340 | Solar Panels |  | 0.34 | 8 | 180 | 23 |  | Fixed | Roof
NJSTRE1546282249 |  | Transition Incentive Program | Ringoes | 8551 | 4 | 16.66 | Residential | No | Behind the Meter | Net-metered residential rooftop and canopy |  | None | Tesla Energy Operations Inc. | JCP&L | Accepted | 2020-12-01 | 2020-12-04 | 2021-12-04 | Hanwha Q CELLS | Q.PEAK DUO-G6+/SC 340 | Solar Panels |  | 0.34 | 19 | 0 | 23 |  | Fixed | Roof
NJSTRE1546282249 |  | Transition Incentive Program | Ringoes | 8551 | 4 | 16.66 | Residential | No | Behind the Meter | Net-metered residential rooftop and canopy |  | None | Tesla Energy Operations Inc. | JCP&L | Accepted | 2020-12-01 | 2020-12-04 | 2021-12-04 | Hanwha Q CELLS | Q.PEAK DUO-G6+/SC 340 | Solar Panels |  | 0.34 | 9 | 0 | 23 |  | Fixed | Roof
NJSTRE1546282249 |  | Transition Incentive Program | Ringoes | 8551 | 4 | 16.66 | Residential | No | Behind the Meter | Net-metered residential rooftop and canopy |  | None | Tesla Energy Operations Inc. | JCP&L | Accepted | 2020-12-01 | 2020-12-04 | 2021-12-04 | Hanwha Q CELLS | Q.PEAK DUO-G6+/SC 340 | Solar Panels |  | 0.34 | 3 | 90 | 37 |  | Fixed | Roof
NJSTRE1546282257 |  | Transition Incentive Program | Edison TWP | 8820 | 11 | 8.84 | Residential | Yes | Behind the Meter | Net-metered residential rooftop and canopy |  | None | Tesla Energy Operations Inc. | PSE&G | Accepted | 2020-12-01 | 2020-12-04 | 2021-12-04 | SolarEdge Technologies | SE10000H-US000BSC4 | Inverters | 10000 |  | 1 |  |  | 0.99 |  | Outside | Outside
NJSTRE1546282257 |  | Transition Incentive Program | Edison TWP | 8820 | 11 | 8.84 | Residential | Yes | Behind the Meter | Net-metered residential rooftop and canopy |  | None | Tesla Energy Operations Inc. | PSE&G | Accepted | 2020-12-01 | 2020-12-04 | 2021-12-04 | Hanwha Q CELLS | Q.PEAK DUO-G6+/SC 340 | Solar Panels |  | 0.34 | 6 | 301 | 27 |  | Fixed | Roof
NJSTRE1546282257 |  | Transition Incentive Program | Edison TWP | 8820 | 11 | 8.84 | Residential | Yes | Behind the Meter | Net-metered residential rooftop and canopy |  | None | Tesla Energy Operations Inc. | PSE&G | Accepted | 2020-12-01 | 2020-12-04 | 2021-12-04 | Hanwha Q CELLS | Q.PEAK DUO-G6+/SC 340 | Solar Panels |  | 0.34 | 20 | 121 | 27 |  | Fixed | Roof
NJSTRE1546282264 |  | Transition Incentive Program | Plainsboro Center | 8536 | 11 | 6.8 | Residential | Yes | Behind the Meter | Net-metered residential rooftop and canopy |  | None | Tesla Energy Operations Inc. | PSE&G | Accepted | 2020-12-01 | 2020-12-04 | 2021-12-04 | Delta | M8-TL-US [240V] | Inverters | 7680 |  | 1 |  |  | 0.975 |  | Outside | Outside
NJSTRE1546282264 |  | Transition Incentive Program | Plainsboro Center | 8536 | 11 | 6.8 | Residential | Yes | Behind the Meter | Net-metered residential rooftop and canopy |  | None | Tesla Energy Operations Inc. | PSE&G | Accepted | 2020-12-01 | 2020-12-04 | 2021-12-04 | Hanwha Q CELLS | Q.PEAK DUO-G6+/SC 340 | Solar Panels |  | 0.34 | 20 | 261 | 40 |  | Fixed | Roof
NJSTRE1546285491 |  | Transition Incentive Program | North Brunswick | 8902 | 11 | 7.35 | Residential | Yes | Behind the Meter | Net-metered residential rooftop and canopy |  | None | Suntuity Solar LLC | PSE&G | Accepted | 2020-12-02 | 2020-12-07 | 2021-12-07 | Enphase Energy | IQ7-60-2-US | Inverters | 240 |  | 21 |  |  | 0.97 |  | Outdoor | Behind the PV Modules
NJSTRE1546285491 |  | Transition Incentive Program | North Brunswick | 8902 | 11 | 7.35 | Residential | Yes | Behind the Meter | Net-metered residential rooftop and canopy |  | None | Suntuity Solar LLC | PSE&G | Accepted | 2020-12-02 | 2020-12-07 | 2021-12-07 | Longi | LR4-60HPB-350M | Solar Panels |  | 0.35 | 8 | 133 | 21 |  | Fixed | Roof
NJSTRE1546285491 |  | Transition Incentive Program | North Brunswick | 8902 | 11 | 7.35 | Residential | Yes | Behind the Meter | Net-metered residential rooftop and canopy |  | None | Suntuity Solar LLC | PSE&G | Accepted | 2020-12-02 | 2020-12-07 | 2021-12-07 | Longi | LR4-60HPB-350M | Solar Panels |  | 0.35 | 13 | 223 | 21 |  | Fixed | Roof
NJSTRE1546285492 |  | Transition Incentive Program | Williamstown | 8094 | 15 | 7.7 | Residential | Yes | Behind the Meter | Net-metered residential rooftop and canopy |  | None | Suntuity Solar LLC | AC Electric | Accepted | 2020-12-02 | 2020-12-07 | 2021-12-07 | Enphase Energy | IQ7-60-2-US | Inverters | 240 |  | 22 |  |  | 0.97 |  | Outdoor | Behind the PV Modules
NJSTRE1546285492 |  | Transition Incentive Program | Williamstown | 8094 | 15 | 7.7 | Residential | Yes | Behind the Meter | Net-metered residential rooftop and canopy |  | None | Suntuity Solar LLC | AC Electric | Accepted | 2020-12-02 | 2020-12-07 | 2021-12-07 | Longi | LR4-60HPB-350M | Solar Panels |  | 0.35 | 5 | 241 | 26 |  | Fixed | Roof
NJSTRE1546285492 |  | Transition Incentive Program | Williamstown | 8094 | 15 | 7.7 | Residential | Yes | Behind the Meter | Net-metered residential rooftop and canopy |  | None | Suntuity Solar LLC | AC Electric | Accepted | 2020-12-02 | 2020-12-07 | 2021-12-07 | Longi | LR4-60HPB-350M | Solar Panels |  | 0.35 | 9 | 241 | 26 |  | Fixed | Roof
NJSTRE1546285492 |  | Transition Incentive Program | Williamstown | 8094 | 15 | 7.7 | Residential | Yes | Behind the Meter | Net-metered residential rooftop and canopy |  | None | Suntuity Solar LLC | AC Electric | Accepted | 2020-12-02 | 2020-12-07 | 2021-12-07 | Longi | LR4-60HPB-350M | Solar Panels |  | 0.35 | 8 | 241 | 24 |  | Fixed | Roof
NJSTRE1546285493 |  | Transition Incentive Program | Woodbridge Township | 7067 | 10 | 10.85 | Residential | No | Behind the Meter | Net-metered residential rooftop and canopy |  | None | Suntuity Solar LLC | PSE&G | Accepted | 2020-12-02 | 2020-12-04 | 2021-12-04 | Enphase Energy | IQ7-60-2-US | Inverters | 240 |  | 31 |  |  | 0.97 |  | Outdoor | Behind the PV Modules
NJSTRE1546285493 |  | Transition Incentive Program | Woodbridge Township | 7067 | 10 | 10.85 | Residential | No | Behind the Meter | Net-metered residential rooftop and canopy |  | None | Suntuity Solar LLC | PSE&G | Accepted | 2020-12-02 | 2020-12-04 | 2021-12-04 | Longi | LR4-60HPB-350M | Solar Panels |  | 0.35 | 13 | 68 | 23 |  | Fixed | Roof
NJSTRE1546285493 |  | Transition Incentive Program | Woodbridge Township | 7067 | 10 | 10.85 | Residential | No | Behind the Meter | Net-metered residential rooftop and canopy |  | None | Suntuity Solar LLC | PSE&G | Accepted | 2020-12-02 | 2020-12-04 | 2021-12-04 | Longi | LR4-60HPB-350M | Solar Panels |  | 0.35 | 4 | 158 | 23 |  | Fixed | Roof
NJSTRE1546285493 |  | Transition Incentive Program | Woodbridge Township | 7067 | 10 | 10.85 | Residential | No | Behind the Meter | Net-metered residential rooftop and canopy |  | None | Suntuity Solar LLC | PSE&G | Accepted | 2020-12-02 | 2020-12-04 | 2021-12-04 | Longi | LR4-60HPB-350M | Solar Panels |  | 0.35 | 14 | 248 | 23 |  | Fixed | Roof
NJSTRE1546285494 |  | Transition Incentive Program | East Rutherford | 7073 | 7 | 5.44 | Residential | No | Behind the Meter | Net-metered residential rooftop and canopy |  | None | Vision Solar LLC | PSE&G | Accepted | 2020-12-02 | 2020-12-04 | 2021-12-04 | ENPHASE | IQ7-60-2-US | Inverters | 0.24 |  | 16 |  |  | 0.96 |  | Other | BEHIND EACH PANEL
NJSTRE1546285494 |  | Transition Incentive Program | East Rutherford | 7073 | 7 | 5.44 | Residential | No | Behind the Meter | Net-metered residential rooftop and canopy |  | None | Vision Solar LLC | PSE&G | Accepted | 2020-12-02 | 2020-12-04 | 2021-12-04 | HANWHA Q-CELLS | Q.PEAK DUO BLK-G6+ 340 | Solar Panels |  | 0.34 | 4 | 216 | 20 |  | Fixed | Roof
NJSTRE1546285494 |  | Transition Incentive Program | East Rutherford | 7073 | 7 | 5.44 | Residential | No | Behind the Meter | Net-metered residential rooftop and canopy |  | None | Vision Solar LLC | PSE&G | Accepted | 2020-12-02 | 2020-12-04 | 2021-12-04 | HANWHA Q-CELLS | Q.PEAK DUO BLK-G6+ 340 | Solar Panels |  | 0.34 | 4 | 36 | 20 |  | Fixed | Roof
NJSTRE1546285494 |  | Transition Incentive Program | East Rutherford | 7073 | 7 | 5.44 | Residential | No | Behind the Meter | Net-metered residential rooftop and canopy |  | None | Vision Solar LLC | PSE&G | Accepted | 2020-12-02 | 2020-12-04 | 2021-12-04 | HANWHA Q-CELLS | Q.PEAK DUO BLK-G6+ 340 | Solar Panels |  | 0.34 | 4 | 215 | 27 |  | Fixed | Roof
NJSTRE1546285494 |  | Transition Incentive Program | East Rutherford | 7073 | 7 | 5.44 | Residential | No | Behind the Meter | Net-metered residential rooftop and canopy |  | None | Vision Solar LLC | PSE&G | Accepted | 2020-12-02 | 2020-12-04 | 2021-12-04 | HANWHA Q-CELLS | Q.PEAK DUO BLK-G6+ 340 | Solar Panels |  | 0.34 | 2 | 35 | 27 |  | Fixed | Roof
NJSTRE1546285494 |  | Transition Incentive Program | East Rutherford | 7073 | 7 | 5.44 | Residential | No | Behind the Meter | Net-metered residential rooftop and canopy |  | None | Vision Solar LLC | PSE&G | Accepted | 2020-12-02 | 2020-12-04 | 2021-12-04 | HANWHA Q-CELLS | Q.PEAK DUO BLK-G6+ 340 | Solar Panels |  | 0.34 | 2 | 215 | 27 |  | Fixed | Roof
NJSTRE1546285496 |  | Transition Incentive Program | Penns Grove | 8069 | 16 | 7.26 | Residential | Yes | Behind the Meter | Net-metered residential rooftop and canopy |  | None | Posigen NJ LLC | AC Electric | Accepted | 2020-12-02 | 2020-12-04 | 2021-12-04 | SolarEdge | SE7600H-US | Inverters | 7600 |  | 1 |  |  | 0.99 |  | Outside | within ten feet of meter
NJSTRE1546285496 |  | Transition Incentive Program | Penns Grove | 8069 | 16 | 7.26 | Residential | Yes | Behind the Meter | Net-metered residential rooftop and canopy |  | None | Posigen NJ LLC | AC Electric | Accepted | 2020-12-02 | 2020-12-04 | 2021-12-04 | Silfab | SIL330HL | Solar Panels |  | 0.33 | 22 | 1181 | 8 |  | Fixed | Roof
NJSTRE1546285497 |  | Transition Incentive Program | Vineland | 8360 | 20 | 6.8 | Residential | No | Behind the Meter | Net-metered residential rooftop and canopy |  | None | Vision Solar LLC | Vineland Muni Electric | Accepted | 2020-12-02 | 2020-12-04 | 2021-12-04 | ENPHASE | IQ7-60-2-US | Inverters | 0.24 |  | 20 |  |  | 0.96 |  | Other | BEHIND EACH PANEL
NJSTRE1546285497 |  | Transition Incentive Program | Vineland | 8360 | 20 | 6.8 | Residential | No | Behind the Meter | Net-metered residential rooftop and canopy |  | None | Vision Solar LLC | Vineland Muni Electric | Accepted | 2020-12-02 | 2020-12-04 | 2021-12-04 | HANWHA Q-CELLS | Q.PEAK DUO BLK-G6+ 340 | Solar Panels |  | 0.34 | 9 | 193 | 20 |  | Fixed | Roof
NJSTRE1546285497 |  | Transition Incentive Program | Vineland | 8360 | 20 | 6.8 | Residential | No | Behind the Meter | Net-metered residential rooftop and canopy |  | None | Vision Solar LLC | Vineland Muni Electric | Accepted | 2020-12-02 | 2020-12-04 | 2021-12-04 | HANWHA Q-CELLS | Q.PEAK DUO BLK-G6+ 340 | Solar Panels |  | 0.34 | 11 | 283 | 22 |  | Fixed | Roof
NJSTRE1546285501 |  | Transition Incentive Program | Sicklerville | 8081 | 14 | 7.26 | Residential | Yes | Behind the Meter | Net-metered residential rooftop and canopy |  | None | Posigen NJ LLC | AC Electric | Accepted | 2020-12-02 | 2020-12-04 | 2021-12-04 | SolarEdge | SE7600H-US | Inverters | 7600 |  | 1 |  |  | 0.99 |  | Outside | within ten feet of meter
NJSTRE1546285501 |  | Transition Incentive Program | Sicklerville | 8081 | 14 | 7.26 | Residential | Yes | Behind the Meter | Net-metered residential rooftop and canopy |  | None | Posigen NJ LLC | AC Electric | Accepted | 2020-12-02 | 2020-12-04 | 2021-12-04 | Silfab | SIL330HL | Solar Panels |  | 0.33 | 22 | 76256 | 31 |  | Fixed | Roof
NJSTRE1546285518 |  | Transition Incentive Program | Newark | 7104 | 9 | 6.12 | Residential | No | Behind the Meter | Net-metered residential rooftop and canopy |  | None | Vision Solar LLC | PSE&G | Accepted | 2020-12-02 | 2020-12-04 | 2021-12-04 | ENPHASE | IQ7-60-2-US | Inverters | 0.24 |  | 18 |  |  | 0.96 |  | Other | BEHIND EACH PANEL
NJSTRE1546285518 |  | Transition Incentive Program | Newark | 7104 | 9 | 6.12 | Residential | No | Behind the Meter | Net-metered residential rooftop and canopy |  | None | Vision Solar LLC | PSE&G | Accepted | 2020-12-02 | 2020-12-04 | 2021-12-04 | HANWHA Q-CELLS | Q.PEAK DUO BLK-G6+ 340 | Solar Panels |  | 0.34 | 3 | 202 | 36 |  | Fixed | Roof
NJSTRE1546285518 |  | Transition Incentive Program | Newark | 7104 | 9 | 6.12 | Residential | No | Behind the Meter | Net-metered residential rooftop and canopy |  | None | Vision Solar LLC | PSE&G | Accepted | 2020-12-02 | 2020-12-04 | 2021-12-04 | HANWHA Q-CELLS | Q.PEAK DUO BLK-G6+ 340 | Solar Panels |  | 0.34 | 1 | 111 | 20 |  | Fixed | Roof
NJSTRE1546285518 |  | Transition Incentive Program | Newark | 7104 | 9 | 6.12 | Residential | No | Behind the Meter | Net-metered residential rooftop and canopy |  | None | Vision Solar LLC | PSE&G | Accepted | 2020-12-02 | 2020-12-04 | 2021-12-04 | HANWHA Q-CELLS | Q.PEAK DUO BLK-G6+ 340 | Solar Panels |  | 0.34 | 5 | 22 | 44 |  | Fixed | Roof
NJSTRE1546285518 |  | Transition Incentive Program | Newark | 7104 | 9 | 6.12 | Residential | No | Behind the Meter | Net-metered residential rooftop and canopy |  | None | Vision Solar LLC | PSE&G | Accepted | 2020-12-02 | 2020-12-04 | 2021-12-04 | HANWHA Q-CELLS | Q.PEAK DUO BLK-G6+ 340 | Solar Panels |  | 0.34 | 5 | 202 | 44 |  | Fixed | Roof
NJSTRE1546285518 |  | Transition Incentive Program | Newark | 7104 | 9 | 6.12 | Residential | No | Behind the Meter | Net-metered residential rooftop and canopy |  | None | Vision Solar LLC | PSE&G | Accepted | 2020-12-02 | 2020-12-04 | 2021-12-04 | HANWHA Q-CELLS | Q.PEAK DUO BLK-G6+ 340 | Solar Panels |  | 0.34 | 4 | 22 | 36 |  | Fixed | Roof
NJSTRE1546285554 |  | Transition Incentive Program | Linden | 7036 | 10 | 4.08 | Residential | Yes | Behind the Meter | Net-metered residential rooftop and canopy |  | None | Trinity Solar | PSE&G | Accepted | 2020-12-02 | 2020-12-04 | 2021-12-04 | Solar Edge | SE3800H-US000BNC4 | Inverters | 3800 |  | 1 |  |  | 0.97 |  | Outdoor | side of home
NJSTRE1546285554 |  | Transition Incentive Program | Linden | 7036 | 10 | 4.08 | Residential | Yes | Behind the Meter | Net-metered residential rooftop and canopy |  | None | Trinity Solar | PSE&G | Accepted | 2020-12-02 | 2020-12-04 | 2021-12-04 | HANWHA | Q.PEAK DUO BLK-G6 340 | Solar Panels |  | 0.34 | 12 | 222 | 24 |  | Fixed | Roof
NJSTRE1546285564 |  | Transition Incentive Program | Chesterfield TWP | 8515 | 13 | 8.84 | Residential | No | Behind the Meter | Net-metered residential rooftop and canopy |  | None | Tesla Energy Operations Inc. | PSE&G | Accepted | 2020-12-02 | 2020-12-04 | 2021-12-04 | SolarEdge Technologies | SE10000H-US [240V] | Inverters | 10000 |  | 1 |  |  | 0.99 |  | Outside | Outside
NJSTRE1546285564 |  | Transition Incentive Program | Chesterfield TWP | 8515 | 13 | 8.84 | Residential | No | Behind the Meter | Net-metered residential rooftop and canopy |  | None | Tesla Energy Operations Inc. | PSE&G | Accepted | 2020-12-02 | 2020-12-04 | 2021-12-04 | Hanwha Q-CELLS | Q.Peak DUO BLK-G6+ 340 | Solar Panels |  | 0.34 | 17 | 270 | 25 |  | Fixed | Roof
NJSTRE1546285564 |  | Transition Incentive Program | Chesterfield TWP | 8515 | 13 | 8.84 | Residential | No | Behind the Meter | Net-metered residential rooftop and canopy |  | None | Tesla Energy Operations Inc. | PSE&G | Accepted | 2020-12-02 | 2020-12-04 | 2021-12-04 | Hanwha Q-CELLS | Q.Peak DUO BLK-G6+ 340 | Solar Panels |  | 0.34 | 9 | 90 | 25 |  | Fixed | Roof
NJSTRE1546285576 |  | Transition Incentive Program | West Orange | 7052 | 9 | 8.32 | Residential | Yes | Behind the Meter | Net-metered residential rooftop and canopy |  | None | Solar Mite Solutions | PSE&G | Accepted | 2020-12-02 | 2020-12-04 | 2021-12-04 | Enphase | IQ7-60-2 | Inverters | 0.24 |  | 26 |  |  | 0.98 |  | Outdoor | under solar modules
NJSTRE1546285576 |  | Transition Incentive Program | West Orange | 7052 | 9 | 8.32 | Residential | Yes | Behind the Meter | Net-metered residential rooftop and canopy |  | None | Solar Mite Solutions | PSE&G | Accepted | 2020-12-02 | 2020-12-04 | 2021-12-04 | Hanwha | Q.PEAK DUO BLK-G5 | Solar Panels |  | 0.32 | 19 | 281 | 18 |  | Fixed | Roof | array 2
NJSTRE1546285576 |  | Transition Incentive Program | West Orange | 7052 | 9 | 8.32 | Residential | Yes | Behind the Meter | Net-metered residential rooftop and canopy |  | None | Solar Mite Solutions | PSE&G | Accepted | 2020-12-02 | 2020-12-04 | 2021-12-04 | Hanwha | Q.PEAK DUO BLK-G5 | Solar Panels |  | 0.32 | 7 | 101 | 34 |  | Fixed | Roof | array 1
NJSTRE1546285589 |  | Transition Incentive Program | Mantua | 8051 | 15 | 14.07 | Residential | No | Behind the Meter | Net-metered residential rooftop and canopy |  | None | Vision Solar LLC | AC Electric | Accepted | 2020-12-02 | 2020-12-07 | 2021-12-07 | ENPHASE | IQ7-60-2-US | Inverters | 0.24 |  | 42 |  |  | 0.96 |  | Other | BEHIND EACH PANEL
NJSTRE1546285589 |  | Transition Incentive Program | Mantua | 8051 | 15 | 14.07 | Residential | No | Behind the Meter | Net-metered residential rooftop and canopy |  | None | Vision Solar LLC | AC Electric | Accepted | 2020-12-02 | 2020-12-07 | 2021-12-07 | HANWHA Q-CELLS | Q.PEAK DUO BLK-G6+ 335 | Solar Panels |  | 0.335 | 9 | 302 | 34 |  | Fixed | Roof
NJSTRE1546285589 |  | Transition Incentive Program | Mantua | 8051 | 15 | 14.07 | Residential | No | Behind the Meter | Net-metered residential rooftop and canopy |  | None | Vision Solar LLC | AC Electric | Accepted | 2020-12-02 | 2020-12-07 | 2021-12-07 | HANWHA Q-CELLS | Q.PEAK DUO BLK-G6+ 335 | Solar Panels |  | 0.335 | 10 | 122 | 34 |  | Fixed | Roof
NJSTRE1546285589 |  | Transition Incentive Program | Mantua | 8051 | 15 | 14.07 | Residential | No | Behind the Meter | Net-metered residential rooftop and canopy |  | None | Vision Solar LLC | AC Electric | Accepted | 2020-12-02 | 2020-12-07 | 2021-12-07 | HANWHA Q-CELLS | Q.PEAK DUO BLK-G6+ 335 | Solar Panels |  | 0.335 | 13 | 302 | 34 |  | Fixed | Roof
NJSTRE1546285589 |  | Transition Incentive Program | Mantua | 8051 | 15 | 14.07 | Residential | No | Behind the Meter | Net-metered residential rooftop and canopy |  | None | Vision Solar LLC | AC Electric | Accepted | 2020-12-02 | 2020-12-07 | 2021-12-07 | HANWHA Q-CELLS | Q.PEAK DUO BLK-G6+ 335 | Solar Panels |  | 0.335 | 10 | 122 | 34 |  | Fixed | Roof
NJSTRE1546285591 |  | Transition Incentive Program | New Milford | 7646 | 7 | 10.15 | Residential | Yes | Behind the Meter | Net-metered residential rooftop and canopy |  | None | Pro Custom Solar dba Momentum Solar | PSE&G | Accepted | 2020-12-02 | 2020-12-07 | 2021-12-07 | Enphase | IQ7Plus-72-2-US | Inverters | 290 |  | 29 |  |  | 0.97 |  | Outdoor | Roof
NJSTRE1546285591 |  | Transition Incentive Program | New Milford | 7646 | 7 | 10.15 | Residential | Yes | Behind the Meter | Net-metered residential rooftop and canopy |  | None | Pro Custom Solar dba Momentum Solar | PSE&G | Accepted | 2020-12-02 | 2020-12-07 | 2021-12-07 | LG ELECTRONICS | LG 350N1C-V5 | Solar Panels |  | 0.35 | 12 | 88 | 37 |  | Fixed | Roof
NJSTRE1546285591 |  | Transition Incentive Program | New Milford | 7646 | 7 | 10.15 | Residential | Yes | Behind the Meter | Net-metered residential rooftop and canopy |  | None | Pro Custom Solar dba Momentum Solar | PSE&G | Accepted | 2020-12-02 | 2020-12-07 | 2021-12-07 | LG ELECTRONICS | LG 350N1C-V5 | Solar Panels |  | 0.35 | 12 | 268 | 37 |  | Fixed | Roof
NJSTRE1546285591 |  | Transition Incentive Program | New Milford | 7646 | 7 | 10.15 | Residential | Yes | Behind the Meter | Net-metered residential rooftop and canopy |  | None | Pro Custom Solar dba Momentum Solar | PSE&G | Accepted | 2020-12-02 | 2020-12-07 | 2021-12-07 | LG ELECTRONICS | LG 350N1C-V5 | Solar Panels |  | 0.35 | 5 | 178 | 20 |  | Fixed | Roof
NJSTRE1546285651 |  | Transition Incentive Program | Rahway | 7065 | 10 | 8.05 | Residential | Yes | Behind the Meter | Net-metered residential rooftop and canopy |  | None | Pro Custom Solar dba Momentum Solar | PSE&G | Accepted | 2020-12-02 | 2020-12-04 | 2021-12-04 | Enphase | IQ7Plus-72-2-US | Inverters | 290 |  | 23 |  |  | 0.97 |  | Outdoor | Roof
NJSTRE1546285651 |  | Transition Incentive Program | Rahway | 7065 | 10 | 8.05 | Residential | Yes | Behind the Meter | Net-metered residential rooftop and canopy |  | None | Pro Custom Solar dba Momentum Solar | PSE&G | Accepted | 2020-12-02 | 2020-12-04 | 2021-12-04 | LG ELECTRONICS | LG 350N1C-V5 | Solar Panels |  | 0.35 | 14 | 211 | 35 |  | Fixed | Roof
NJSTRE1546285651 |  | Transition Incentive Program | Rahway | 7065 | 10 | 8.05 | Residential | Yes | Behind the Meter | Net-metered residential rooftop and canopy |  | None | Pro Custom Solar dba Momentum Solar | PSE&G | Accepted | 2020-12-02 | 2020-12-04 | 2021-12-04 | LG ELECTRONICS | LG 350N1C-V5 | Solar Panels |  | 0.35 | 9 | 31 | 35 |  | Fixed | Roof
NJSTRE1546285675 |  | Transition Incentive Program | Old Tappan | 7675 | 7 | 28.45 | Residential | Yes | Behind the Meter | Net-metered residential rooftop and canopy |  | None | SunPower Corporation, Systems | Orange Rockland Electric | Accepted | 2020-12-02 | 2020-12-04 | 2021-12-04 | SunPower | SPR-E20-327-E-AC | Inverters | 320 |  | 87 |  |  | 0.96 |  | Other | under each panel
NJSTRE1546285675 |  | Transition Incentive Program | Old Tappan | 7675 | 7 | 28.45 | Residential | Yes | Behind the Meter | Net-metered residential rooftop and canopy |  | None | SunPower Corporation, Systems | Orange Rockland Electric | Accepted | 2020-12-02 | 2020-12-04 | 2021-12-04 | SunPower | SPR-E20-327-E-AC | Solar Panels |  | 0.327 | 2 | 314 | 45 |  | Fixed | Roof
NJSTRE1546285675 |  | Transition Incentive Program | Old Tappan | 7675 | 7 | 28.45 | Residential | Yes | Behind the Meter | Net-metered residential rooftop and canopy |  | None | SunPower Corporation, Systems | Orange Rockland Electric | Accepted | 2020-12-02 | 2020-12-04 | 2021-12-04 | SunPower | SPR-E20-327-E-AC | Solar Panels |  | 0.327 | 5 | 224 | 30 |  | Fixed | Roof
NJSTRE1546285675 |  | Transition Incentive Program | Old Tappan | 7675 | 7 | 28.45 | Residential | Yes | Behind the Meter | Net-metered residential rooftop and canopy |  | None | SunPower Corporation, Systems | Orange Rockland Electric | Accepted | 2020-12-02 | 2020-12-04 | 2021-12-04 | SunPower | SPR-E20-327-E-AC | Solar Panels |  | 0.327 | 6 | 314 | 45 |  | Fixed | Roof
NJSTRE1546285675 |  | Transition Incentive Program | Old Tappan | 7675 | 7 | 28.45 | Residential | Yes | Behind the Meter | Net-metered residential rooftop and canopy |  | None | SunPower Corporation, Systems | Orange Rockland Electric | Accepted | 2020-12-02 | 2020-12-04 | 2021-12-04 | SunPower | SPR-E20-327-E-AC | Solar Panels |  | 0.327 | 12 | 224 | 30 |  | Fixed | Roof
NJSTRE1546285675 |  | Transition Incentive Program | Old Tappan | 7675 | 7 | 28.45 | Residential | Yes | Behind the Meter | Net-metered residential rooftop and canopy |  | None | SunPower Corporation, Systems | Orange Rockland Electric | Accepted | 2020-12-02 | 2020-12-04 | 2021-12-04 | SunPower | SPR-E20-327-E-AC | Solar Panels |  | 0.327 | 2 | 314 | 45 |  | Fixed | Roof
NJSTRE1546285675 |  | Transition Incentive Program | Old Tappan | 7675 | 7 | 28.45 | Residential | Yes | Behind the Meter | Net-metered residential rooftop and canopy |  | None | SunPower Corporation, Systems | Orange Rockland Electric | Accepted | 2020-12-02 | 2020-12-04 | 2021-12-04 | SunPower | SPR-E20-327-E-AC | Solar Panels |  | 0.327 | 5 | 134 | 45 |  | Fixed | Roof
NJSTRE1546285675 |  | Transition Incentive Program | Old Tappan | 7675 | 7 | 28.45 | Residential | Yes | Behind the Meter | Net-metered residential rooftop and canopy |  | None | SunPower Corporation, Systems | Orange Rockland Electric | Accepted | 2020-12-02 | 2020-12-04 | 2021-12-04 | SunPower | SPR-E20-327-E-AC | Solar Panels |  | 0.327 | 7 | 314 | 45 |  | Fixed | Roof
NJSTRE1546285675 |  | Transition Incentive Program | Old Tappan | 7675 | 7 | 28.45 | Residential | Yes | Behind the Meter | Net-metered residential rooftop and canopy |  | None | SunPower Corporation, Systems | Orange Rockland Electric | Accepted | 2020-12-02 | 2020-12-04 | 2021-12-04 | SunPower | SPR-E20-327-E-AC | Solar Panels |  | 0.327 | 29 | 44 | 30 |  | Fixed | Roof
NJSTRE1546285675 |  | Transition Incentive Program | Old Tappan | 7675 | 7 | 28.45 | Residential | Yes | Behind the Meter | Net-metered residential rooftop and canopy |  | None | SunPower Corporation, Systems | Orange Rockland Electric | Accepted | 2020-12-02 | 2020-12-04 | 2021-12-04 | SunPower | SPR-E20-327-E-AC | Solar Panels |  | 0.327 | 14 | 14 | 30 |  | Fixed | Roof
NJSTRE1546285675 |  | Transition Incentive Program | Old Tappan | 7675 | 7 | 28.45 | Residential | Yes | Behind the Meter | Net-metered residential rooftop and canopy |  | None | SunPower Corporation, Systems | Orange Rockland Electric | Accepted | 2020-12-02 | 2020-12-04 | 2021-12-04 | SunPower | SPR-E20-327-E-AC | Solar Panels |  | 0.327 | 2 | 134 | 45 |  | Fixed | Roof
NJSTRE1546285675 |  | Transition Incentive Program | Old Tappan | 7675 | 7 | 28.45 | Residential | Yes | Behind the Meter | Net-metered residential rooftop and canopy |  | None | SunPower Corporation, Systems | Orange Rockland Electric | Accepted | 2020-12-02 | 2020-12-04 | 2021-12-04 | SunPower | SPR-E20-327-E-AC | Solar Panels |  | 0.327 | 3 | 44 | 30 |  | Fixed | Roof
NJSTRE1546285686 |  | Transition Incentive Program | Carteret Boro | 7008 | 11 | 8.16 | Residential | Yes | Behind the Meter | Net-metered residential rooftop and canopy |  | None | Tesla Energy Operations Inc. | PSE&G | Accepted | 2020-12-02 | 2020-12-04 | 2021-12-04 | SolarEdge Technologies | SE7600H-US [240V] | Inverters | 7600 |  | 1 |  |  | 0.99 |  | Outside | Outside
NJSTRE1546285686 |  | Transition Incentive Program | Carteret Boro | 7008 | 11 | 8.16 | Residential | Yes | Behind the Meter | Net-metered residential rooftop and canopy |  | None | Tesla Energy Operations Inc. | PSE&G | Accepted | 2020-12-02 | 2020-12-04 | 2021-12-04 | Hanwha Q-CELLS | Q.Peak DUO BLK-G6+ 340 | Solar Panels |  | 0.34 | 24 | 185 | 44 |  | Fixed | Roof
NJSTRE1546285695 |  | Transition Incentive Program | Robbinsville | 8691 | 12 | 8.16 | Residential | No | Behind the Meter | Net-metered residential rooftop and canopy |  | None | Tesla Energy Operations Inc. | JCP&L | Accepted | 2020-12-02 | 2020-12-04 | 2021-12-04 | SolarEdge Technologies | SE7600H-US [240V] | Inverters | 7600 |  | 1 |  |  | 0.99 |  | Outside | Outside
NJSTRE1546285695 |  | Transition Incentive Program | Robbinsville | 8691 | 12 | 8.16 | Residential | No | Behind the Meter | Net-metered residential rooftop and canopy |  | None | Tesla Energy Operations Inc. | JCP&L | Accepted | 2020-12-02 | 2020-12-04 | 2021-12-04 | Hanwha Q CELLS | Q.PEAK DUO-G6+/SC 340 | Solar Panels |  | 0.34 | 4 | 349 | 34 |  | Fixed | Roof
NJSTRE1546285695 |  | Transition Incentive Program | Robbinsville | 8691 | 12 | 8.16 | Residential | No | Behind the Meter | Net-metered residential rooftop and canopy |  | None | Tesla Energy Operations Inc. | JCP&L | Accepted | 2020-12-02 | 2020-12-04 | 2021-12-04 | Hanwha Q CELLS | Q.PEAK DUO-G6+/SC 340 | Solar Panels |  | 0.34 | 12 | 259 | 27 |  | Fixed | Roof
NJSTRE1546285695 |  | Transition Incentive Program | Robbinsville | 8691 | 12 | 8.16 | Residential | No | Behind the Meter | Net-metered residential rooftop and canopy |  | None | Tesla Energy Operations Inc. | JCP&L | Accepted | 2020-12-02 | 2020-12-04 | 2021-12-04 | Hanwha Q CELLS | Q.PEAK DUO-G6+/SC 340 | Solar Panels |  | 0.34 | 8 | 169 | 34 |  | Fixed | Roof
NJSTRE1546285718 |  | Transition Incentive Program | Washington Township | 8080 | 15 | 6.82 | Residential | Yes | Behind the Meter | Net-metered residential rooftop and canopy |  | None | Sunrun Installation Services, Inc. | AC Electric | Accepted | 2020-12-02 | 2020-12-04 | 2021-12-04 | Enphase Energy | IQ7-60-x-US (240V) | Inverters | 240 |  | 22 |  |  | 0.96 |  | Outdoor | Rooftop
NJSTRE1546285718 |  | Transition Incentive Program | Washington Township | 8080 | 15 | 6.82 | Residential | Yes | Behind the Meter | Net-metered residential rooftop and canopy |  | None | Sunrun Installation Services, Inc. | AC Electric | Accepted | 2020-12-02 | 2020-12-04 | 2021-12-04 | LONGi Green Energy Technology Co Ltd | LR6-60HPB-310M | Solar Panels |  | 0.31 | 12 | 78 | 27 |  | Fixed | Roof
NJSTRE1546285718 |  | Transition Incentive Program | Washington Township | 8080 | 15 | 6.82 | Residential | Yes | Behind the Meter | Net-metered residential rooftop and canopy |  | None | Sunrun Installation Services, Inc. | AC Electric | Accepted | 2020-12-02 | 2020-12-04 | 2021-12-04 | LONGi Green Energy Technology Co Ltd | LR6-60HPB-310M | Solar Panels |  | 0.31 | 10 | 258 | 27 |  | Fixed | Roof
NJSTRE1546285722 |  | Transition Incentive Program | Edison | 8817 | 11 | 6.65 | Residential | Yes | Behind the Meter | Net-metered residential rooftop and canopy |  | None | Pro Custom Solar dba Momentum Solar | PSE&G | Accepted | 2020-12-02 | 2020-12-04 | 2021-12-04 | Enphase | IQ7Plus-72-2-US | Inverters | 290 |  | 19 |  |  | 0.97 |  | Outdoor | Roof
NJSTRE1546285722 |  | Transition Incentive Program | Edison | 8817 | 11 | 6.65 | Residential | Yes | Behind the Meter | Net-metered residential rooftop and canopy |  | None | Pro Custom Solar dba Momentum Solar | PSE&G | Accepted | 2020-12-02 | 2020-12-04 | 2021-12-04 | LG ELECTRONICS | LG 350N1C-V5 | Solar Panels |  | 0.35 | 16 | 84 | 23 |  | Fixed | Roof
NJSTRE1546285722 |  | Transition Incentive Program | Edison | 8817 | 11 | 6.65 | Residential | Yes | Behind the Meter | Net-metered residential rooftop and canopy |  | None | Pro Custom Solar dba Momentum Solar | PSE&G | Accepted | 2020-12-02 | 2020-12-04 | 2021-12-04 | LG ELECTRONICS | LG 350N1C-V5 | Solar Panels |  | 0.35 | 3 | 264 | 23 |  | Fixed | Roof
NJSTRE1546285747 |  | Transition Incentive Program | Matawan | 7747 | 17 | 9.1 | Residential | Yes | Behind the Meter | Net-metered residential rooftop and canopy |  | None | Pro Custom Solar dba Momentum Solar | JCP&L | Accepted | 2020-12-02 | 2020-12-07 | 2021-12-07 | Enphase | IQ7Plus-72-2-US | Inverters | 290 |  | 26 |  |  | 0.97 |  | Outdoor | Roof
NJSTRE1546285747 |  | Transition Incentive Program | Matawan | 7747 | 17 | 9.1 | Residential | Yes | Behind the Meter | Net-metered residential rooftop and canopy |  | None | Pro Custom Solar dba Momentum Solar | JCP&L | Accepted | 2020-12-02 | 2020-12-07 | 2021-12-07 | LG ELECTRONICS | LG 350N1C-V5 | Solar Panels |  | 0.35 | 4 | 100 | 38 |  | Fixed | Roof
NJSTRE1546285747 |  | Transition Incentive Program | Matawan | 7747 | 17 | 9.1 | Residential | Yes | Behind the Meter | Net-metered residential rooftop and canopy |  | None | Pro Custom Solar dba Momentum Solar | JCP&L | Accepted | 2020-12-02 | 2020-12-07 | 2021-12-07 | LG ELECTRONICS | LG 350N1C-V5 | Solar Panels |  | 0.35 | 6 | 280 | 43 |  | Fixed | Roof
NJSTRE1546285747 |  | Transition Incentive Program | Matawan | 7747 | 17 | 9.1 | Residential | Yes | Behind the Meter | Net-metered residential rooftop and canopy |  | None | Pro Custom Solar dba Momentum Solar | JCP&L | Accepted | 2020-12-02 | 2020-12-07 | 2021-12-07 | LG ELECTRONICS | LG 350N1C-V5 | Solar Panels |  | 0.35 | 16 | 100 | 44 |  | Fixed | Roof
NJSTRE1546285752 |  | Transition Incentive Program | Beach Haven | 8050 | 18 | 11.22 | Residential | No | Behind the Meter | Net-metered residential rooftop and canopy |  | None | Sun Up Zero Down | AC Electric | Accepted | 2020-12-02 | 2020-12-04 | 2021-12-04 | Hialeah | CL200 | Meters |  |  | 1 |  |  |  | Yes
NJSTRE1546285752 |  | Transition Incentive Program | Beach Haven | 8050 | 18 | 11.22 | Residential | No | Behind the Meter | Net-metered residential rooftop and canopy |  | None | Sun Up Zero Down | AC Electric | Accepted | 2020-12-02 | 2020-12-04 | 2021-12-04 | Solaredge | SE10000H-US | Inverters | 10000 |  | 1 |  |  | 0.98 |  | Outside | next to utility meter
NJSTRE1546285752 |  | Transition Incentive Program | Beach Haven | 8050 | 18 | 11.22 | Residential | No | Behind the Meter | Net-metered residential rooftop and canopy |  | None | Sun Up Zero Down | AC Electric | Accepted | 2020-12-02 | 2020-12-04 | 2021-12-04 | REC | REC330TP3M | Solar Panels |  | 0.33 | 19 | 93 | 23 |  | Fixed | Roof
NJSTRE1546285752 |  | Transition Incentive Program | Beach Haven | 8050 | 18 | 11.22 | Residential | No | Behind the Meter | Net-metered residential rooftop and canopy |  | None | Sun Up Zero Down | AC Electric | Accepted | 2020-12-02 | 2020-12-04 | 2021-12-04 | REC | REC330TP3M | Solar Panels |  | 0.33 | 15 | 273 | 23 |  | Fixed | Roof
NJSTRE1546285754 |  | Transition Incentive Program | Dover | 7801 | 3 | 5.8 | Residential | Yes | Behind the Meter | Net-metered residential rooftop and canopy |  | None | Sunrun Installation Services, Inc. | JCP&L | Accepted | 2020-12-02 | 2020-12-04 | 2021-12-04 | Enphase Energy | IQ7-60-x-US (240V) | Inverters | 240 |  | 19 |  |  | 0.96 |  | Outdoor | Rooftop
NJSTRE1546285754 |  | Transition Incentive Program | Dover | 7801 | 3 | 5.8 | Residential | Yes | Behind the Meter | Net-metered residential rooftop and canopy |  | None | Sunrun Installation Services, Inc. | JCP&L | Accepted | 2020-12-02 | 2020-12-04 | 2021-12-04 | LONGi Green Energy Technology Co Ltd | LR6-60HPB-305M | Solar Panels |  | 0.305 | 16 | 232 | 17 |  | Fixed | Roof
NJSTRE1546285754 |  | Transition Incentive Program | Dover | 7801 | 3 | 5.8 | Residential | Yes | Behind the Meter | Net-metered residential rooftop and canopy |  | None | Sunrun Installation Services, Inc. | JCP&L | Accepted | 2020-12-02 | 2020-12-04 | 2021-12-04 | LONGi Green Energy Technology Co Ltd | LR6-60HPB-305M | Solar Panels |  | 0.305 | 3 | 142 | 18 |  | Fixed | Roof
NJSTRE1546285764 |  | Transition Incentive Program | Brick | 8724 | 18 | 13.6 | Residential | Yes | Behind the Meter | Net-metered residential rooftop and canopy |  | None | Trinity Solar | JCP&L | Accepted | 2020-12-02 | 2020-12-04 | 2021-12-04 | Solar Edge | SE11400H-US | Inverters | 11400 |  | 1 |  |  | 0.97 |  | Outside | side of home
NJSTRE1546285764 |  | Transition Incentive Program | Brick | 8724 | 18 | 13.6 | Residential | Yes | Behind the Meter | Net-metered residential rooftop and canopy |  | None | Trinity Solar | JCP&L | Accepted | 2020-12-02 | 2020-12-04 | 2021-12-04 | Hanwha 340 | Q.PEAK DUO BLK-G6 340 | Solar Panels |  | 0.34 | 26 | 78 | 14 |  | Fixed | Roof
NJSTRE1546285764 |  | Transition Incentive Program | Brick | 8724 | 18 | 13.6 | Residential | Yes | Behind the Meter | Net-metered residential rooftop and canopy |  | None | Trinity Solar | JCP&L | Accepted | 2020-12-02 | 2020-12-04 | 2021-12-04 | Hanwha 340 | Q.PEAK DUO BLK-G6 340 | Solar Panels |  | 0.34 | 14 | 258 | 14 |  | Fixed | Roof
NJSTRE1546285767 |  | Transition Incentive Program | Williamstown | 8094 | 15 | 11.2 | Residential | No | Behind the Meter | Net-metered residential rooftop and canopy |  | None | Orbit Energy & Power, LLC | AC Electric | Accepted | 2020-12-02 | 2020-12-07 | 2021-12-07 | enphase energy | iq7-60-2-us | Inverters | 240 |  | 35 |  |  | 0.99 |  | Other | under each panel
NJSTRE1546285767 |  | Transition Incentive Program | Williamstown | 8094 | 15 | 11.2 | Residential | No | Behind the Meter | Net-metered residential rooftop and canopy |  | None | Orbit Energy & Power, LLC | AC Electric | Accepted | 2020-12-02 | 2020-12-07 | 2021-12-07 | hanwha | q peak cells 320w | Solar Panels |  | 0.32 | 9 | 225 | 20 |  | Fixed | Roof
NJSTRE1546285767 |  | Transition Incentive Program | Williamstown | 8094 | 15 | 11.2 | Residential | No | Behind the Meter | Net-metered residential rooftop and canopy |  | None | Orbit Energy & Power, LLC | AC Electric | Accepted | 2020-12-02 | 2020-12-07 | 2021-12-07 | hanwha | q peak cells 320w | Solar Panels |  | 0.32 | 5 | 45 | 35 |  | Fixed | Roof
NJSTRE1546285767 |  | Transition Incentive Program | Williamstown | 8094 | 15 | 11.2 | Residential | No | Behind the Meter | Net-metered residential rooftop and canopy |  | None | Orbit Energy & Power, LLC | AC Electric | Accepted | 2020-12-02 | 2020-12-07 | 2021-12-07 | hanwha | q peak cells 320w | Solar Panels |  | 0.32 | 8 | 45 | 20 |  | Fixed | Roof
NJSTRE1546285767 |  | Transition Incentive Program | Williamstown | 8094 | 15 | 11.2 | Residential | No | Behind the Meter | Net-metered residential rooftop and canopy |  | None | Orbit Energy & Power, LLC | AC Electric | Accepted | 2020-12-02 | 2020-12-07 | 2021-12-07 | hanwha | q peak cells 320w | Solar Panels |  | 0.32 | 13 | 225 | 35 |  | Fixed | Roof
NJSTRE1546285788 |  | Transition Incentive Program | Pleasantville | 8232 | 19 | 9.48 | Residential | Yes | Behind the Meter | Net-metered residential rooftop and canopy |  | None | Castle Energy, LLC | AC Electric | Accepted | 2020-12-02 | 2020-12-04 | 2021-12-04 | SunPower | SPR-E20-327-E-AC | Inverters | 320 |  | 29 |  |  | 0.967 |  | Outdoor | on the rooftop under each solar panel
NJSTRE1546285788 |  | Transition Incentive Program | Pleasantville | 8232 | 19 | 9.48 | Residential | Yes | Behind the Meter | Net-metered residential rooftop and canopy |  | None | Castle Energy, LLC | AC Electric | Accepted | 2020-12-02 | 2020-12-04 | 2021-12-04 | SunPower | SPR-E20-327-E-AC | Solar Panels |  | 0.327 | 12 | 125 | 22 |  | Fixed | Roof
NJSTRE1546285788 |  | Transition Incentive Program | Pleasantville | 8232 | 19 | 9.48 | Residential | Yes | Behind the Meter | Net-metered residential rooftop and canopy |  | None | Castle Energy, LLC | AC Electric | Accepted | 2020-12-02 | 2020-12-04 | 2021-12-04 | SunPower | SPR-E20-327-E-AC | Solar Panels |  | 0.327 | 9 | 305 | 22 |  | Fixed | Roof
NJSTRE1546285788 |  | Transition Incentive Program | Pleasantville | 8232 | 19 | 9.48 | Residential | Yes | Behind the Meter | Net-metered residential rooftop and canopy |  | None | Castle Energy, LLC | AC Electric | Accepted | 2020-12-02 | 2020-12-04 | 2021-12-04 | SunPower | SPR-E20-327-E-AC | Solar Panels |  | 0.327 | 4 | 304 | 24 |  | Fixed | Roof
NJSTRE1546285788 |  | Transition Incentive Program | Pleasantville | 8232 | 19 | 9.48 | Residential | Yes | Behind the Meter | Net-metered residential rooftop and canopy |  | None | Castle Energy, LLC | AC Electric | Accepted | 2020-12-02 | 2020-12-04 | 2021-12-04 | SunPower | SPR-E20-327-E-AC | Solar Panels |  | 0.327 | 4 | 124 | 24 |  | Fixed | Roof
NJSTRE1546285796 |  | Transition Incentive Program | Wildwood | 8260 | 21 | 3.76 | Residential | No | Behind the Meter | Net-metered residential rooftop and canopy |  | None | Arthur R. Todd Electricl Contractor | AC Electric | Accepted | 2020-12-07 | 2020-12-17 | 2021-12-17 | Altenergy power systems | yc500i | Inverters | 0.5 |  | 8 |  |  | 0.95 |  | Outside | roof
NJSTRE1546285796 |  | Transition Incentive Program | Wildwood | 8260 | 21 | 3.76 | Residential | No | Behind the Meter | Net-metered residential rooftop and canopy |  | None | Arthur R. Todd Electricl Contractor | AC Electric | Accepted | 2020-12-07 | 2020-12-17 | 2021-12-17 | Lightway | LW235 | Solar Panels |  | 0.235 | 16 | SE 135 | 20 |  | Fixed | Roof
NJSTRE1546285811 |  | Transition Incentive Program | Jackson | 8527 | 18 | 6.97 | Residential | No | Behind the Meter | Net-metered residential rooftop and canopy |  | None | SunPower Corporation, Systems | JCP&L | Accepted | 2020-12-02 | 2020-12-04 | 2021-12-04 | SunPower | SPR-A410-G-AC | Inverters | 349 |  | 17 |  |  | 0.97 |  | Other | under each panel
NJSTRE1546285811 |  | Transition Incentive Program | Jackson | 8527 | 18 | 6.97 | Residential | No | Behind the Meter | Net-metered residential rooftop and canopy |  | None | SunPower Corporation, Systems | JCP&L | Accepted | 2020-12-02 | 2020-12-04 | 2021-12-04 | SunPower | SPR-A410-G-AC | Solar Panels |  | 0.41 | 14 | 138 | 30 |  | Fixed | Roof
NJSTRE1546285811 |  | Transition Incentive Program | Jackson | 8527 | 18 | 6.97 | Residential | No | Behind the Meter | Net-metered residential rooftop and canopy |  | None | SunPower Corporation, Systems | JCP&L | Accepted | 2020-12-02 | 2020-12-04 | 2021-12-04 | SunPower | SPR-A410-G-AC | Solar Panels |  | 0.41 | 3 | 138 | 30 |  | Fixed | Roof
NJSTRE1546285823 |  | Transition Incentive Program | Nutley | 7110 | 9 | 5.49 | Residential | Yes | Behind the Meter | Net-metered residential rooftop and canopy |  | None | Sunrun Installation Services, Inc. | PSE&G | Accepted | 2020-12-02 | 2020-12-04 | 2021-12-04 | Enphase Energy | IQ7-60-x-US (240V) | Inverters | 240 |  | 18 |  |  | 0.96 |  | Outdoor | Rooftop
NJSTRE1546285823 |  | Transition Incentive Program | Nutley | 7110 | 9 | 5.49 | Residential | Yes | Behind the Meter | Net-metered residential rooftop and canopy |  | None | Sunrun Installation Services, Inc. | PSE&G | Accepted | 2020-12-02 | 2020-12-04 | 2021-12-04 | LONGi Green Energy Technology Co Ltd | LR6-60HPB-305M | Solar Panels |  | 0.305 | 18 | 304 | 30 |  | Fixed | Roof
NJSTRE1546289552 |  | Transition Incentive Program | Alloway | 8001 | 16 | 13.5 | Residential | Yes | Behind the Meter | Net-metered residential ground mount |  | None | RCL Enterprises Inc. | AC Electric | Accepted | 2020-12-02 | 2020-12-04 | 2021-12-04 | enphase | iq7 | Inverters | 240 |  | 45 |  |  | 0.96 |  | Outdoor | under panels
NJSTRE1546289552 |  | Transition Incentive Program | Alloway | 8001 | 16 | 13.5 | Residential | Yes | Behind the Meter | Net-metered residential ground mount |  | None | RCL Enterprises Inc. | AC Electric | Accepted | 2020-12-02 | 2020-12-04 | 2021-12-04 | Jinko | JKM-300M | Solar Panels |  | 0.3 | 45 | 180 | 25 |  | Fixed | Ground
NJSTRE1546289860 |  | Transition Incentive Program | Bayville | 8721 | 18 | 11.22 | Residential | Yes | Behind the Meter | Net-metered residential rooftop and canopy |  | None | Trinity Solar | JCP&L | Accepted | 2020-12-02 | 2020-12-04 | 2021-12-04 | Solar Edge | SE10000 | Inverters | 10000 |  | 1 |  |  | 0.97 |  | Outside | side of home
NJSTRE1546289860 |  | Transition Incentive Program | Bayville | 8721 | 18 | 11.22 | Residential | Yes | Behind the Meter | Net-metered residential rooftop and canopy |  | None | Trinity Solar | JCP&L | Accepted | 2020-12-02 | 2020-12-04 | 2021-12-04 | Hanwha | Q.PEAK DUO BLK-G6 340 | Solar Panels |  | 0.34 | 7 | 263 | 20 |  | Fixed | Roof
NJSTRE1546289860 |  | Transition Incentive Program | Bayville | 8721 | 18 | 11.22 | Residential | Yes | Behind the Meter | Net-metered residential rooftop and canopy |  | None | Trinity Solar | JCP&L | Accepted | 2020-12-02 | 2020-12-04 | 2021-12-04 | Hanwha | Q.PEAK DUO BLK-G6 340 | Solar Panels |  | 0.34 | 18 | 83 | 20 |  | Fixed | Roof
NJSTRE1546289860 |  | Transition Incentive Program | Bayville | 8721 | 18 | 11.22 | Residential | Yes | Behind the Meter | Net-metered residential rooftop and canopy |  | None | Trinity Solar | JCP&L | Accepted | 2020-12-02 | 2020-12-04 | 2021-12-04 | Hanwha | Q.PEAK DUO BLK-G6 340 | Solar Panels |  | 0.34 | 8 | 83 | 20 |  | Fixed | Roof
NJSTRE1546290339 |  | Transition Incentive Program | Turnersville | 8012 | 14 | 12.76 | Residential | Yes | Behind the Meter | Net-metered residential rooftop and canopy |  | None | Freedom Forever New Jersey LLC | AC Electric | Accepted | 2020-12-08 | 2020-12-08 | 2021-12-08 | Solar Edge | SE11400H-US [SI1] RGM | Inverters | 11400 |  | 1 |  |  | 0.99 |  | Outdoor | n/a
NJSTRE1546290339 |  | Transition Incentive Program | Turnersville | 8012 | 14 | 12.76 | Residential | Yes | Behind the Meter | Net-metered residential rooftop and canopy |  | None | Freedom Forever New Jersey LLC | AC Electric | Accepted | 2020-12-08 | 2020-12-08 | 2021-12-08 | Hanwha | Q.PLUS BFR-G4.1- 290 | Solar Panels |  | 0.29 | 17 | 1 | 22 |  | Fixed | Roof | n/a
NJSTRE1546290339 |  | Transition Incentive Program | Turnersville | 8012 | 14 | 12.76 | Residential | Yes | Behind the Meter | Net-metered residential rooftop and canopy |  | None | Freedom Forever New Jersey LLC | AC Electric | Accepted | 2020-12-08 | 2020-12-08 | 2021-12-08 | Hanwha | Q.PLUS BFR-G4.1- 290 | Solar Panels |  | 0.29 | 20 | 3 | 36 |  | Fixed | Roof | n/a
NJSTRE1546290339 |  | Transition Incentive Program | Turnersville | 8012 | 14 | 12.76 | Residential | Yes | Behind the Meter | Net-metered residential rooftop and canopy |  | None | Freedom Forever New Jersey LLC | AC Electric | Accepted | 2020-12-08 | 2020-12-08 | 2021-12-08 | Hanwha | Q.PLUS BFR-G4.1- 290 | Solar Panels |  | 0.29 | 7 | 2 | 22 |  | Fixed | Roof | n/a
NJSTRE1546290363 |  | Transition Incentive Program | Marlboro | 7746 | 17 | 16.32 | Residential | Yes | Behind the Meter | Net-metered residential rooftop and canopy |  | None | Tesla Energy Operations Inc. | JCP&L | Accepted | 2020-12-02 | 2020-12-04 | 2021-12-04 | SolarEdge Technologies | SE7600H-US000BSC4 | Inverters | 7600 |  | 2 |  |  | 0.99 |  | Outside | Outside
NJSTRE1546290363 |  | Transition Incentive Program | Marlboro | 7746 | 17 | 16.32 | Residential | Yes | Behind the Meter | Net-metered residential rooftop and canopy |  | None | Tesla Energy Operations Inc. | JCP&L | Accepted | 2020-12-02 | 2020-12-04 | 2021-12-04 | Hanwha Q CELLS | Q.PEAK DUO-G6+/SC 340 | Solar Panels |  | 0.34 | 3 | 144 | 30 |  | Fixed | Roof
NJSTRE1546290363 |  | Transition Incentive Program | Marlboro | 7746 | 17 | 16.32 | Residential | Yes | Behind the Meter | Net-metered residential rooftop and canopy |  | None | Tesla Energy Operations Inc. | JCP&L | Accepted | 2020-12-02 | 2020-12-04 | 2021-12-04 | Hanwha Q CELLS | Q.PEAK DUO-G6+/SC 340 | Solar Panels |  | 0.34 | 6 | 234 | 30 |  | Fixed | Roof
NJSTRE1546290363 |  | Transition Incentive Program | Marlboro | 7746 | 17 | 16.32 | Residential | Yes | Behind the Meter | Net-metered residential rooftop and canopy |  | None | Tesla Energy Operations Inc. | JCP&L | Accepted | 2020-12-02 | 2020-12-04 | 2021-12-04 | Hanwha Q CELLS | Q.PEAK DUO-G6+/SC 340 | Solar Panels |  | 0.34 | 5 | 324 | 30 |  | Fixed | Roof
NJSTRE1546290363 |  | Transition Incentive Program | Marlboro | 7746 | 17 | 16.32 | Residential | Yes | Behind the Meter | Net-metered residential rooftop and canopy |  | None | Tesla Energy Operations Inc. | JCP&L | Accepted | 2020-12-02 | 2020-12-04 | 2021-12-04 | Hanwha Q CELLS | Q.PEAK DUO-G6+/SC 340 | Solar Panels |  | 0.34 | 10 | 54 | 30 |  | Fixed | Roof
NJSTRE1546290363 |  | Transition Incentive Program | Marlboro | 7746 | 17 | 16.32 | Residential | Yes | Behind the Meter | Net-metered residential rooftop and canopy |  | None | Tesla Energy Operations Inc. | JCP&L | Accepted | 2020-12-02 | 2020-12-04 | 2021-12-04 | Hanwha Q CELLS | Q.PEAK DUO-G6+/SC 340 | Solar Panels |  | 0.34 | 12 | 144 | 30 |  | Fixed | Roof
NJSTRE1546290363 |  | Transition Incentive Program | Marlboro | 7746 | 17 | 16.32 | Residential | Yes | Behind the Meter | Net-metered residential rooftop and canopy |  | None | Tesla Energy Operations Inc. | JCP&L | Accepted | 2020-12-02 | 2020-12-04 | 2021-12-04 | Hanwha Q CELLS | Q.PEAK DUO-G6+/SC 340 | Solar Panels |  | 0.34 | 3 | 54 | 30 |  | Fixed | Roof
NJSTRE1546290363 |  | Transition Incentive Program | Marlboro | 7746 | 17 | 16.32 | Residential | Yes | Behind the Meter | Net-metered residential rooftop and canopy |  | None | Tesla Energy Operations Inc. | JCP&L | Accepted | 2020-12-02 | 2020-12-04 | 2021-12-04 | Hanwha Q CELLS | Q.PEAK DUO-G6+/SC 340 | Solar Panels |  | 0.34 | 9 | 324 | 30 |  | Fixed | Roof
NJSTRE1546290397 |  | Transition Incentive Program | Robbinsville | 8520 | 12 | 9.16 | Residential | Yes | Behind the Meter | Net-metered residential rooftop and canopy |  | None | Ad Energy | JCP&L | Accepted | 2020-12-02 | 2020-12-04 | 2021-12-04 | Enphase Energy | IQ7XS-96-ACM-US | Inverters | 315 |  | 28 |  |  | 0.975 |  | Outdoor | At each panel
NJSTRE1546290397 |  | Transition Incentive Program | Robbinsville | 8520 | 12 | 9.16 | Residential | Yes | Behind the Meter | Net-metered residential rooftop and canopy |  | None | Ad Energy | JCP&L | Accepted | 2020-12-02 | 2020-12-04 | 2021-12-04 | SunPower | SPR-E20-327-E-AC | Solar Panels |  | 0.327 | 28 | 166 | 23 |  | Fixed | Roof
NJSTRE1546290415 |  | Transition Incentive Program | East Orange | 7018 | 9 | 4.64 | Residential | Yes | Behind the Meter | Net-metered residential rooftop and canopy |  | None | Freedom Forever New Jersey LLC | PSE&G | Accepted | 2020-12-04 | 2020-12-04 | 2021-12-04 | Solar Edge | SE5000H-US [SI1] RGM | Inverters | 5000 |  | 1 |  |  | 0.99 |  | Outdoor | n/a
NJSTRE1546290415 |  | Transition Incentive Program | East Orange | 7018 | 9 | 4.64 | Residential | Yes | Behind the Meter | Net-metered residential rooftop and canopy |  | None | Freedom Forever New Jersey LLC | PSE&G | Accepted | 2020-12-04 | 2020-12-04 | 2021-12-04 | Hanwha | Q.PLUS BFR-G4.1- 290 | Solar Panels |  | 0.29 | 16 | 1 | 6 |  | Fixed | Roof | n/a
NJSTRE1546290421 |  | Transition Incentive Program | North Haledon Boro | 7508 | 6 | 7.82 | Residential | Yes | Behind the Meter | Net-metered residential rooftop and canopy |  | None | Tesla Energy Operations Inc. | PSE&G | Accepted | 2020-12-02 | 2020-12-04 | 2021-12-04 | Tesla | AC Powerwall 2.0 | Electric Storage Battery |  |  | 2 |  |  |  | Lithium Ion |  | Inside
NJSTRE1546290421 |  | Transition Incentive Program | North Haledon Boro | 7508 | 6 | 7.82 | Residential | Yes | Behind the Meter | Net-metered residential rooftop and canopy |  | None | Tesla Energy Operations Inc. | PSE&G | Accepted | 2020-12-02 | 2020-12-04 | 2021-12-04 | SolarEdge Technologies | SE7600H-US [240V] | Inverters | 7600 |  | 1 |  |  | 0.99 |  | Indoor | Inside
NJSTRE1546290421 |  | Transition Incentive Program | North Haledon Boro | 7508 | 6 | 7.82 | Residential | Yes | Behind the Meter | Net-metered residential rooftop and canopy |  | None | Tesla Energy Operations Inc. | PSE&G | Accepted | 2020-12-02 | 2020-12-04 | 2021-12-04 | Hanwha Q-CELLS | Q.Peak DUO BLK-G6+ 340 | Solar Panels |  | 0.34 | 23 | 183 | 23 |  | Fixed | Roof
NJSTRE1546290435 |  | Transition Incentive Program | Bayville | 8721 | 18 | 7.36 | Residential | Yes | Behind the Meter | Net-metered residential rooftop and canopy |  | None | Vivint Solar Developer, LLC | JCP&L | Accepted | 2020-12-10 | 2020-12-10 | 2021-12-10 | Solar Edge | SE7600H-US | Inverters | 7600 |  | 1 |  |  | 0.992 |  | Outdoor | Near the Utility Meter
NJSTRE1546290435 |  | Transition Incentive Program | Bayville | 8721 | 18 | 7.36 | Residential | Yes | Behind the Meter | Net-metered residential rooftop and canopy |  | None | Vivint Solar Developer, LLC | JCP&L | Accepted | 2020-12-10 | 2020-12-10 | 2021-12-10 | JINKO SOLAR | JKM320M-60HBL | Solar Panels |  | 0.32 | 23 | 285 | 10 |  | Fixed | Roof
NJSTRE1546290445 |  | Transition Incentive Program | West Windsor | 8550 | 12 | 9.86 | Residential | No | Behind the Meter | Net-metered residential rooftop and canopy |  | None | Vision Solar LLC | PSE&G | Accepted | 2020-12-02 | 2020-12-04 | 2021-12-04 | ENPHASE | IQ7-60-2-US | Inverters | 0.24 |  | 29 |  |  | 0.96 |  | Other | BEHIND EACH PANEL
NJSTRE1546290445 |  | Transition Incentive Program | West Windsor | 8550 | 12 | 9.86 | Residential | No | Behind the Meter | Net-metered residential rooftop and canopy |  | None | Vision Solar LLC | PSE&G | Accepted | 2020-12-02 | 2020-12-04 | 2021-12-04 | HANWHA Q-CELLS | Q.PEAK DUO BLK-G6+ 340 | Solar Panels |  | 0.34 | 7 | 192 | 34 |  | Fixed | Roof
NJSTRE1546290445 |  | Transition Incentive Program | West Windsor | 8550 | 12 | 9.86 | Residential | No | Behind the Meter | Net-metered residential rooftop and canopy |  | None | Vision Solar LLC | PSE&G | Accepted | 2020-12-02 | 2020-12-04 | 2021-12-04 | HANWHA Q-CELLS | Q.PEAK DUO BLK-G6+ 340 | Solar Panels |  | 0.34 | 2 | 192 | 34 |  | Fixed | Roof
NJSTRE1546290445 |  | Transition Incentive Program | West Windsor | 8550 | 12 | 9.86 | Residential | No | Behind the Meter | Net-metered residential rooftop and canopy |  | None | Vision Solar LLC | PSE&G | Accepted | 2020-12-02 | 2020-12-04 | 2021-12-04 | HANWHA Q-CELLS | Q.PEAK DUO BLK-G6+ 340 | Solar Panels |  | 0.34 | 2 | 192 | 37 |  | Fixed | Roof
NJSTRE1546290445 |  | Transition Incentive Program | West Windsor | 8550 | 12 | 9.86 | Residential | No | Behind the Meter | Net-metered residential rooftop and canopy |  | None | Vision Solar LLC | PSE&G | Accepted | 2020-12-02 | 2020-12-04 | 2021-12-04 | HANWHA Q-CELLS | Q.PEAK DUO BLK-G6+ 340 | Solar Panels |  | 0.34 | 4 | 12 | 34 |  | Fixed | Roof
NJSTRE1546290445 |  | Transition Incentive Program | West Windsor | 8550 | 12 | 9.86 | Residential | No | Behind the Meter | Net-metered residential rooftop and canopy |  | None | Vision Solar LLC | PSE&G | Accepted | 2020-12-02 | 2020-12-04 | 2021-12-04 | HANWHA Q-CELLS | Q.PEAK DUO BLK-G6+ 340 | Solar Panels |  | 0.34 | 8 | 282 | 34 |  | Fixed | Roof
NJSTRE1546290445 |  | Transition Incentive Program | West Windsor | 8550 | 12 | 9.86 | Residential | No | Behind the Meter | Net-metered residential rooftop and canopy |  | None | Vision Solar LLC | PSE&G | Accepted | 2020-12-02 | 2020-12-04 | 2021-12-04 | HANWHA Q-CELLS | Q.PEAK DUO BLK-G6+ 340 | Solar Panels |  | 0.34 | 6 | 282 | 37 |  | Fixed | Roof
NJSTRE1546290449 |  | Transition Incentive Program | Lindenwold | 8021 | 14 | 18.59 | Residential | Yes | Behind the Meter | Net-metered residential rooftop and canopy |  | None | Solar Energy World | AC Electric | Accepted | 2020-12-02 | 2020-12-04 | 2021-12-04 | SolarEdge Technologies | SE10000H-USRGM | Inverters | 10000 |  | 1 |  |  | 0.98 |  | Outdoor | near meter
NJSTRE1546290449 |  | Transition Incentive Program | Lindenwold | 8021 | 14 | 18.59 | Residential | Yes | Behind the Meter | Net-metered residential rooftop and canopy |  | None | Solar Energy World | AC Electric | Accepted | 2020-12-02 | 2020-12-04 | 2021-12-04 | SolarEdge Technologies | SE5000H-USRGM | Inverters | 5000 |  | 1 |  |  | 0.983 |  | Outside | near meter
NJSTRE1546290449 |  | Transition Incentive Program | Lindenwold | 8021 | 14 | 18.59 | Residential | Yes | Behind the Meter | Net-metered residential rooftop and canopy |  | None | Solar Energy World | AC Electric | Accepted | 2020-12-02 | 2020-12-04 | 2021-12-04 | Hanwha Q-Cells | Q.PEAK DUO BLK-G5 315 | Solar Panels |  | 0.315 | 3 | 267 | 23 |  | Fixed | Roof
NJSTRE1546290449 |  | Transition Incentive Program | Lindenwold | 8021 | 14 | 18.59 | Residential | Yes | Behind the Meter | Net-metered residential rooftop and canopy |  | None | Solar Energy World | AC Electric | Accepted | 2020-12-02 | 2020-12-04 | 2021-12-04 | Hanwha Q-Cells | Q.PEAK DUO BLK-G5 315 | Solar Panels |  | 0.315 | 22 | 136 | 18 |  | Fixed | Roof
NJSTRE1546290449 |  | Transition Incentive Program | Lindenwold | 8021 | 14 | 18.59 | Residential | Yes | Behind the Meter | Net-metered residential rooftop and canopy |  | None | Solar Energy World | AC Electric | Accepted | 2020-12-02 | 2020-12-04 | 2021-12-04 | Hanwha Q-Cells | Q.PEAK DUO BLK-G5 315 | Solar Panels |  | 0.315 | 17 | 87 | 23 |  | Fixed | Roof
NJSTRE1546290449 |  | Transition Incentive Program | Lindenwold | 8021 | 14 | 18.59 | Residential | Yes | Behind the Meter | Net-metered residential rooftop and canopy |  | None | Solar Energy World | AC Electric | Accepted | 2020-12-02 | 2020-12-04 | 2021-12-04 | Hanwha Q-Cells | Q.PEAK DUO BLK-G5 315 | Solar Panels |  | 0.315 | 17 | 267 | 23 |  | Fixed | Roof
NJSTRE1546290450 |  | Transition Incentive Program | Mullica Hill | 8062 | 15 | 7.19 | Residential | Yes | Behind the Meter | Net-metered residential rooftop and canopy |  | None | Ad Energy | AC Electric | Accepted | 2020-12-02 | 2020-12-07 | 2021-12-07 | Enphase Energy | IQ7XS-96-ACM-US | Inverters | 315 |  | 22 |  |  | 0.975 |  | Outdoor | At each panel
NJSTRE1546290450 |  | Transition Incentive Program | Mullica Hill | 8062 | 15 | 7.19 | Residential | Yes | Behind the Meter | Net-metered residential rooftop and canopy |  | None | Ad Energy | AC Electric | Accepted | 2020-12-02 | 2020-12-07 | 2021-12-07 | SunPower | SPR-E20-327-E-AC | Solar Panels |  | 0.327 | 22 | 220 | 17 |  | Fixed | Roof
NJSTRE1546290460 |  | Transition Incentive Program | South River | 8882 | 11 | 11.34 | Residential | No | Behind the Meter | Net-metered residential rooftop and canopy |  | None | Freedom Forever New Jersey LLC | South River | Accepted | 2020-12-11 | 2020-12-11 | 2021-12-11 | Solar Edge | SE10000H-US [SI1] | Inverters | 10000 |  | 1 |  |  | 0.99 |  | Outdoor | n/a
NJSTRE1546290460 |  | Transition Incentive Program | South River | 8882 | 11 | 11.34 | Residential | No | Behind the Meter | Net-metered residential rooftop and canopy |  | None | Freedom Forever New Jersey LLC | South River | Accepted | 2020-12-11 | 2020-12-11 | 2021-12-11 | Longi | LR6-60HPB-315M | Solar Panels |  | 0.315 | 19 | 2 | 34 |  | Fixed | Roof | n/a
NJSTRE1546290460 |  | Transition Incentive Program | South River | 8882 | 11 | 11.34 | Residential | No | Behind the Meter | Net-metered residential rooftop and canopy |  | None | Freedom Forever New Jersey LLC | South River | Accepted | 2020-12-11 | 2020-12-11 | 2021-12-11 | Longi | LR6-60HPB-315M | Solar Panels |  | 0.315 | 17 | 1 | 34 |  | Fixed | Roof | n/a
NJSTRE1546290464 |  | Transition Incentive Program | Medford | 8055 | 13 | 14.28 | Residential | Yes | Behind the Meter | Net-metered residential rooftop and canopy |  | None | Trinity Solar | PSE&G | Accepted | 2020-12-02 | 2020-12-04 | 2021-12-04 | Solar Edge | SE11400H-US000BNC4 | Inverters | 11400 |  | 1 |  |  | 0.97 |  | Outdoor | side of home
NJSTRE1546290464 |  | Transition Incentive Program | Medford | 8055 | 13 | 14.28 | Residential | Yes | Behind the Meter | Net-metered residential rooftop and canopy |  | None | Trinity Solar | PSE&G | Accepted | 2020-12-02 | 2020-12-04 | 2021-12-04 | HANWHA | Q.PEAK DUO BLK-G6 340 | Solar Panels |  | 0.34 | 4 | 248 | 11 |  | Fixed | Roof
NJSTRE1546290464 |  | Transition Incentive Program | Medford | 8055 | 13 | 14.28 | Residential | Yes | Behind the Meter | Net-metered residential rooftop and canopy |  | None | Trinity Solar | PSE&G | Accepted | 2020-12-02 | 2020-12-04 | 2021-12-04 | HANWHA | Q.PEAK DUO BLK-G6 340 | Solar Panels |  | 0.34 | 29 | 246 | 9 |  | Fixed | Roof
NJSTRE1546290464 |  | Transition Incentive Program | Medford | 8055 | 13 | 14.28 | Residential | Yes | Behind the Meter | Net-metered residential rooftop and canopy |  | None | Trinity Solar | PSE&G | Accepted | 2020-12-02 | 2020-12-04 | 2021-12-04 | HANWHA | Q.PEAK DUO BLK-G6 340 | Solar Panels |  | 0.34 | 9 | 66 | 19 |  | Fixed | Roof
NJSTRE1546290483 |  | Transition Incentive Program | Blackwood | 8012 | 14 | 11.84 | Residential | No | Behind the Meter | Net-metered residential rooftop and canopy |  | None | Whitman Construction, LLC | PSE&G | Accepted | 2020-12-02 | 2020-12-04 | 2021-12-04 | enphase energy | iq7plus-72-2-us | Inverters | 295 |  | 32 |  |  | 0.975 |  | Outdoor | microinverters located under modules
NJSTRE1546290483 |  | Transition Incentive Program | Blackwood | 8012 | 14 | 11.84 | Residential | No | Behind the Meter | Net-metered residential rooftop and canopy |  | None | Whitman Construction, LLC | PSE&G | Accepted | 2020-12-02 | 2020-12-04 | 2021-12-04 | solaria power | xt 370r pd | Solar Panels |  | 0.37 | 14 | 33 | 25 |  | Fixed | Roof
NJSTRE1546290483 |  | Transition Incentive Program | Blackwood | 8012 | 14 | 11.84 | Residential | No | Behind the Meter | Net-metered residential rooftop and canopy |  | None | Whitman Construction, LLC | PSE&G | Accepted | 2020-12-02 | 2020-12-04 | 2021-12-04 | solaria power | xt 370r pd | Solar Panels |  | 0.37 | 18 | 213 | 25 |  | Fixed | Roof
NJSTRE1546290497 |  | Transition Incentive Program | Browns Mills | 8015 | 13 | 11.22 | Residential | No | Behind the Meter | Net-metered residential rooftop and canopy |  | None | Vision Solar LLC | JCP&L | Accepted | 2020-12-02 | 2020-12-04 | 2021-12-04 | ENPHASE | IQ7-60-2-US | Inverters | 0.24 |  | 33 |  |  | 0.96 |  | Other | BEHIND EACH PANEL
NJSTRE1546290497 |  | Transition Incentive Program | Browns Mills | 8015 | 13 | 11.22 | Residential | No | Behind the Meter | Net-metered residential rooftop and canopy |  | None | Vision Solar LLC | JCP&L | Accepted | 2020-12-02 | 2020-12-04 | 2021-12-04 | HANWHA Q-CELLS | Q.PEAK DUO BLK-G6+ 340 | Solar Panels |  | 0.34 | 9 | 76 | 8 |  | Fixed | Roof
NJSTRE1546290497 |  | Transition Incentive Program | Browns Mills | 8015 | 13 | 11.22 | Residential | No | Behind the Meter | Net-metered residential rooftop and canopy |  | None | Vision Solar LLC | JCP&L | Accepted | 2020-12-02 | 2020-12-04 | 2021-12-04 | HANWHA Q-CELLS | Q.PEAK DUO BLK-G6+ 340 | Solar Panels |  | 0.34 | 13 | 347 | 20 |  | Fixed | Roof
NJSTRE1546290497 |  | Transition Incentive Program | Browns Mills | 8015 | 13 | 11.22 | Residential | No | Behind the Meter | Net-metered residential rooftop and canopy |  | None | Vision Solar LLC | JCP&L | Accepted | 2020-12-02 | 2020-12-04 | 2021-12-04 | HANWHA Q-CELLS | Q.PEAK DUO BLK-G6+ 340 | Solar Panels |  | 0.34 | 11 | 167 | 20 |  | Fixed | Roof
NJSTRE1546290510 |  | Transition Incentive Program | Monroe Township | 8831 | 11 | 8.16 | Residential | Yes | Behind the Meter | Net-metered residential rooftop and canopy |  | None | Tesla Energy Operations Inc. | JCP&L | Accepted | 2020-12-02 | 2020-12-04 | 2021-12-04 | Tesla | AC Powerwall 2.0 | Electric Storage Battery |  |  | 2 |  |  |  | Lithium Ion |  | Inside garage
NJSTRE1546290510 |  | Transition Incentive Program | Monroe Township | 8831 | 11 | 8.16 | Residential | Yes | Behind the Meter | Net-metered residential rooftop and canopy |  | None | Tesla Energy Operations Inc. | JCP&L | Accepted | 2020-12-02 | 2020-12-04 | 2021-12-04 | SolarEdge Technologies | SE7600H-US [240V] | Inverters | 7600 |  | 1 |  |  | 0.99 |  | Indoor | Inside garage
NJSTRE1546290510 |  | Transition Incentive Program | Monroe Township | 8831 | 11 | 8.16 | Residential | Yes | Behind the Meter | Net-metered residential rooftop and canopy |  | None | Tesla Energy Operations Inc. | JCP&L | Accepted | 2020-12-02 | 2020-12-04 | 2021-12-04 | Hanwha Q-CELLS | Q.Peak DUO BLK-G6+ 340 | Solar Panels |  | 0.34 | 24 | 88 | 25 |  | Fixed | Roof
NJSTRE1546290527 |  | Transition Incentive Program | Milmay | 8340 | 19 | 10.54 | Residential | No | Behind the Meter | Net-metered residential rooftop and canopy |  | None | Vision Solar LLC | AC Electric | Accepted | 2020-12-02 | 2020-12-04 | 2021-12-04 | ENPHASE | IQ7-60-2-US | Inverters | 0.24 |  | 31 |  |  | 0.96 |  | Other | BEHIND EACH PANEL
NJSTRE1546290527 |  | Transition Incentive Program | Milmay | 8340 | 19 | 10.54 | Residential | No | Behind the Meter | Net-metered residential rooftop and canopy |  | None | Vision Solar LLC | AC Electric | Accepted | 2020-12-02 | 2020-12-04 | 2021-12-04 | HANWHA Q-CELLS | Q.PEAK DUO BLK-G6+ 340 | Solar Panels |  | 0.34 | 31 | 160 | 23 |  | Fixed | Roof
NJSTRE1546290542 |  | Transition Incentive Program | Galloway | 8205 | 19 | 10.79 | Residential | Yes | Behind the Meter | Net-metered residential rooftop and canopy |  | None | Ad Energy | AC Electric | Accepted | 2020-12-02 | 2020-12-07 | 2021-12-07 | Enphase Energy | IQ7XS-96-ACM-US | Inverters | 315 |  | 33 |  |  | 0.975 |  | Outdoor | At each panel
NJSTRE1546290542 |  | Transition Incentive Program | Galloway | 8205 | 19 | 10.79 | Residential | Yes | Behind the Meter | Net-metered residential rooftop and canopy |  | None | Ad Energy | AC Electric | Accepted | 2020-12-02 | 2020-12-07 | 2021-12-07 | SunPower | SPR-E20-327-E-AC | Solar Panels |  | 0.327 | 19 | 101 | 26 |  | Fixed | Roof
NJSTRE1546290542 |  | Transition Incentive Program | Galloway | 8205 | 19 | 10.79 | Residential | Yes | Behind the Meter | Net-metered residential rooftop and canopy |  | None | Ad Energy | AC Electric | Accepted | 2020-12-02 | 2020-12-07 | 2021-12-07 | SunPower | SPR-E20-327-E-AC | Solar Panels |  | 0.327 | 4 | 191 | 26 |  | Fixed | Roof
NJSTRE1546290542 |  | Transition Incentive Program | Galloway | 8205 | 19 | 10.79 | Residential | Yes | Behind the Meter | Net-metered residential rooftop and canopy |  | None | Ad Energy | AC Electric | Accepted | 2020-12-02 | 2020-12-07 | 2021-12-07 | SunPower | SPR-E20-327-E-AC | Solar Panels |  | 0.327 | 10 | 281 | 26 |  | Fixed | Roof
NJSTRE1546290553 |  | Transition Incentive Program | Egg Harbor TWP | 8234 | 19 | 6.8 | Residential | Yes | Behind the Meter | Net-metered residential rooftop and canopy |  | None | Trinity Solar | AC Electric | Accepted | 2020-12-02 | 2020-12-07 | 2021-12-07 | Solar Edge | SE6000H-US000BNC4 | Inverters | 6000 |  | 1 |  |  | 0.97 |  | Outdoor | side of home
NJSTRE1546290553 |  | Transition Incentive Program | Egg Harbor TWP | 8234 | 19 | 6.8 | Residential | Yes | Behind the Meter | Net-metered residential rooftop and canopy |  | None | Trinity Solar | AC Electric | Accepted | 2020-12-02 | 2020-12-07 | 2021-12-07 | HANWHA | Q.PEAK DUO BLK-G6 340 | Solar Panels |  | 0.34 | 10 | 22 | 23 |  | Fixed | Roof
NJSTRE1546290553 |  | Transition Incentive Program | Egg Harbor TWP | 8234 | 19 | 6.8 | Residential | Yes | Behind the Meter | Net-metered residential rooftop and canopy |  | None | Trinity Solar | AC Electric | Accepted | 2020-12-02 | 2020-12-07 | 2021-12-07 | HANWHA | Q.PEAK DUO BLK-G6 340 | Solar Panels |  | 0.34 | 10 | 202 | 23 |  | Fixed | Roof
NJSTRE1546290554 |  | Transition Incentive Program | Oceanport | 7757 | 17 | 11.22 | Residential | No | Behind the Meter | Net-metered residential rooftop and canopy |  | None | Green Sun Energy Services, LLC | JCP&L | Accepted | 2020-12-02 | 2020-12-07 | 2021-12-07 | SolarEdge | SE10000H-US000NNC2 | Meters | 10000 |  | 1 |  |  |  | Yes | Indoor
NJSTRE1546290554 |  | Transition Incentive Program | Oceanport | 7757 | 17 | 11.22 | Residential | No | Behind the Meter | Net-metered residential rooftop and canopy |  | None | Green Sun Energy Services, LLC | JCP&L | Accepted | 2020-12-02 | 2020-12-07 | 2021-12-07 | SolarEdge | SE10000H-US000NNC2 | Inverters | 10000 |  | 1 |  |  | 0.99 |  | Indoor | Inside next to Main Electrical Panel
NJSTRE1546290554 |  | Transition Incentive Program | Oceanport | 7757 | 17 | 11.22 | Residential | No | Behind the Meter | Net-metered residential rooftop and canopy |  | None | Green Sun Energy Services, LLC | JCP&L | Accepted | 2020-12-02 | 2020-12-07 | 2021-12-07 | LG | LG 340N1K-L5 NeON 2 Mono | Solar Panels |  | 0.34 | 15 | 145 | 23 |  | Fixed | Roof | ROOF
NJSTRE1546290554 |  | Transition Incentive Program | Oceanport | 7757 | 17 | 11.22 | Residential | No | Behind the Meter | Net-metered residential rooftop and canopy |  | None | Green Sun Energy Services, LLC | JCP&L | Accepted | 2020-12-02 | 2020-12-07 | 2021-12-07 | LG | LG 340N1K-L5 NeON 2 | Solar Panels |  | 0.34 | 18 | 145 | 23 |  | Fixed | Roof | ROOF
NJSTRE1546290590 |  | Transition Incentive Program | Port Reading | 7064 | 11 | 4.9 | Residential | No | Behind the Meter | Net-metered residential rooftop and canopy |  | None | Pro Custom Solar dba Momentum Solar | PSE&G | Accepted | 2020-12-02 | 2020-12-07 | 2021-12-07 | Enphase | IQ7Plus-72-2-US | Inverters | 290 |  | 14 |  |  | 0.97 |  | Outdoor | Roof
NJSTRE1546290590 |  | Transition Incentive Program | Port Reading | 7064 | 11 | 4.9 | Residential | No | Behind the Meter | Net-metered residential rooftop and canopy |  | None | Pro Custom Solar dba Momentum Solar | PSE&G | Accepted | 2020-12-02 | 2020-12-07 | 2021-12-07 | LG ELECTRONICS | LG 350N1C-V5 | Solar Panels |  | 0.35 | 14 | 178 | 21 |  | Fixed | Roof
NJSTRE1546290591 |  | Transition Incentive Program | Absecon | 8201 | 19 | 7.04 | Residential | Yes | Behind the Meter | Net-metered residential rooftop and canopy |  | None | Vision Solar LLC | AC Electric | Accepted | 2020-12-02 | 2020-12-08 | 2021-12-08 | ENPHASE | IQ7-60-2-US | Inverters | 0.24 |  | 21 |  |  | 0.96 |  | Other | BEHIND EACH PANEL
NJSTRE1546290591 |  | Transition Incentive Program | Absecon | 8201 | 19 | 7.04 | Residential | Yes | Behind the Meter | Net-metered residential rooftop and canopy |  | None | Vision Solar LLC | AC Electric | Accepted | 2020-12-02 | 2020-12-08 | 2021-12-08 | HANWHA Q-CELLS | Q.PEAK DUO BLK-G6+ 335 | Solar Panels |  | 0.335 | 4 | 296 | 33 |  | Fixed | Roof
NJSTRE1546290591 |  | Transition Incentive Program | Absecon | 8201 | 19 | 7.04 | Residential | Yes | Behind the Meter | Net-metered residential rooftop and canopy |  | None | Vision Solar LLC | AC Electric | Accepted | 2020-12-02 | 2020-12-08 | 2021-12-08 | HANWHA Q-CELLS | Q.PEAK DUO BLK-G6+ 335 | Solar Panels |  | 0.335 | 4 | 296 | 34 |  | Fixed | Roof
NJSTRE1546290591 |  | Transition Incentive Program | Absecon | 8201 | 19 | 7.04 | Residential | Yes | Behind the Meter | Net-metered residential rooftop and canopy |  | None | Vision Solar LLC | AC Electric | Accepted | 2020-12-02 | 2020-12-08 | 2021-12-08 | HANWHA Q-CELLS | Q.PEAK DUO BLK-G6+ 335 | Solar Panels |  | 0.335 | 3 | 206 | 36 |  | Fixed | Roof
NJSTRE1546290591 |  | Transition Incentive Program | Absecon | 8201 | 19 | 7.04 | Residential | Yes | Behind the Meter | Net-metered residential rooftop and canopy |  | None | Vision Solar LLC | AC Electric | Accepted | 2020-12-02 | 2020-12-08 | 2021-12-08 | HANWHA Q-CELLS | Q.PEAK DUO BLK-G6+ 335 | Solar Panels |  | 0.335 | 2 | 296 | 35 |  | Fixed | Roof
NJSTRE1546290591 |  | Transition Incentive Program | Absecon | 8201 | 19 | 7.04 | Residential | Yes | Behind the Meter | Net-metered residential rooftop and canopy |  | None | Vision Solar LLC | AC Electric | Accepted | 2020-12-02 | 2020-12-08 | 2021-12-08 | HANWHA Q-CELLS | Q.PEAK DUO BLK-G6+ 335 | Solar Panels |  | 0.335 | 7 | 116 | 35 |  | Fixed | Roof
NJSTRE1546290591 |  | Transition Incentive Program | Absecon | 8201 | 19 | 7.04 | Residential | Yes | Behind the Meter | Net-metered residential rooftop and canopy |  | None | Vision Solar LLC | AC Electric | Accepted | 2020-12-02 | 2020-12-08 | 2021-12-08 | HANWHA Q-CELLS | Q.PEAK DUO BLK-G6+ 335 | Solar Panels |  | 0.335 | 1 | 116 | 28 |  | Fixed | Roof
NJSTRE1546290600 |  | Transition Incentive Program | Randolph | 7869 | 3 | 11.02 | Residential | Yes | Behind the Meter | Net-metered residential rooftop and canopy |  | None | Freedom Forever New Jersey LLC | JCP&L | Accepted | 2020-12-02 | 2020-12-07 | 2021-12-07 | Solar Edge | SE10000H-US [SI1] RGM | Inverters | 10000 |  | 1 |  |  | 0.99 |  | Outdoor | n/a
NJSTRE1546290600 |  | Transition Incentive Program | Randolph | 7869 | 3 | 11.02 | Residential | Yes | Behind the Meter | Net-metered residential rooftop and canopy |  | None | Freedom Forever New Jersey LLC | JCP&L | Accepted | 2020-12-02 | 2020-12-07 | 2021-12-07 | Hanwha | Q.PLUS BFR-G4.1- 290 | Solar Panels |  | 0.29 | 16 | 2 | 18 |  | Fixed | Roof | n/a
NJSTRE1546290600 |  | Transition Incentive Program | Randolph | 7869 | 3 | 11.02 | Residential | Yes | Behind the Meter | Net-metered residential rooftop and canopy |  | None | Freedom Forever New Jersey LLC | JCP&L | Accepted | 2020-12-02 | 2020-12-07 | 2021-12-07 | Hanwha | Q.PLUS BFR-G4.1- 290 | Solar Panels |  | 0.29 | 4 | 3 | 14 |  | Fixed | Roof | n/a
NJSTRE1546290600 |  | Transition Incentive Program | Randolph | 7869 | 3 | 11.02 | Residential | Yes | Behind the Meter | Net-metered residential rooftop and canopy |  | None | Freedom Forever New Jersey LLC | JCP&L | Accepted | 2020-12-02 | 2020-12-07 | 2021-12-07 | Hanwha | Q.PLUS BFR-G4.1- 290 | Solar Panels |  | 0.29 | 1 | 4 | 14 |  | Fixed | Roof | n/a
NJSTRE1546290600 |  | Transition Incentive Program | Randolph | 7869 | 3 | 11.02 | Residential | Yes | Behind the Meter | Net-metered residential rooftop and canopy |  | None | Freedom Forever New Jersey LLC | JCP&L | Accepted | 2020-12-02 | 2020-12-07 | 2021-12-07 | Hanwha | Q.PLUS BFR-G4.1- 290 | Solar Panels |  | 0.29 | 17 | 1 | 18 |  | Fixed | Roof | n/a
NJSTRE1546290619 |  | Transition Incentive Program | Mays Landing | 8330 | 19 | 14.19 | Residential | Yes | Behind the Meter | Net-metered residential rooftop and canopy |  | None | Sun Up Zero Down | AC Electric | Accepted | 2020-12-02 | 2020-12-07 | 2021-12-07 | Enphase | TBD | Meters |  |  | 1 |  |  |  | Yes | Outdoor
NJSTRE1546290619 |  | Transition Incentive Program | Mays Landing | 8330 | 19 | 14.19 | Residential | Yes | Behind the Meter | Net-metered residential rooftop and canopy |  | None | Sun Up Zero Down | AC Electric | Accepted | 2020-12-02 | 2020-12-07 | 2021-12-07 | Enphase | IQ7-60-2-US | Inverters | 240 |  | 43 |  |  | 0.976 |  | Outside | behind panel
NJSTRE1546290619 |  | Transition Incentive Program | Mays Landing | 8330 | 19 | 14.19 | Residential | Yes | Behind the Meter | Net-metered residential rooftop and canopy |  | None | Sun Up Zero Down | AC Electric | Accepted | 2020-12-02 | 2020-12-07 | 2021-12-07 | REC | REC330TP3M | Solar Panels |  | 0.33 | 9 | 82 | 14 |  | Fixed | Roof
NJSTRE1546290619 |  | Transition Incentive Program | Mays Landing | 8330 | 19 | 14.19 | Residential | Yes | Behind the Meter | Net-metered residential rooftop and canopy |  | None | Sun Up Zero Down | AC Electric | Accepted | 2020-12-02 | 2020-12-07 | 2021-12-07 | REC | REC330TP3M | Solar Panels |  | 0.33 | 5 | 172 | 15 |  | Fixed | Roof
NJSTRE1546290619 |  | Transition Incentive Program | Mays Landing | 8330 | 19 | 14.19 | Residential | Yes | Behind the Meter | Net-metered residential rooftop and canopy |  | None | Sun Up Zero Down | AC Electric | Accepted | 2020-12-02 | 2020-12-07 | 2021-12-07 | REC | REC330TP3M | Solar Panels |  | 0.33 | 5 | 172 | 17 |  | Fixed | Roof
NJSTRE1546290619 |  | Transition Incentive Program | Mays Landing | 8330 | 19 | 14.19 | Residential | Yes | Behind the Meter | Net-metered residential rooftop and canopy |  | None | Sun Up Zero Down | AC Electric | Accepted | 2020-12-02 | 2020-12-07 | 2021-12-07 | REC | REC330TP3M | Solar Panels |  | 0.33 | 21 | 262 | 14 |  | Fixed | Roof
NJSTRE1546290619 |  | Transition Incentive Program | Mays Landing | 8330 | 19 | 14.19 | Residential | Yes | Behind the Meter | Net-metered residential rooftop and canopy |  | None | Sun Up Zero Down | AC Electric | Accepted | 2020-12-02 | 2020-12-07 | 2021-12-07 | REC | REC330TP3M | Solar Panels |  | 0.33 | 3 | 172 | 16 |  | Fixed | Roof
NJSTRE1546290752 |  | Transition Incentive Program | Willingboro | 8046 | 13 | 4.55 | Residential | Yes | Behind the Meter | Net-metered residential rooftop and canopy |  | None | Pro Custom Solar dba Momentum Solar | PSE&G | Accepted | 2020-12-02 | 2020-12-07 | 2021-12-07 | Enphase | IQ7Plus-72-2-US | Inverters | 290 |  | 13 |  |  | 0.97 |  | Outdoor | Roof
NJSTRE1546290752 |  | Transition Incentive Program | Willingboro | 8046 | 13 | 4.55 | Residential | Yes | Behind the Meter | Net-metered residential rooftop and canopy |  | None | Pro Custom Solar dba Momentum Solar | PSE&G | Accepted | 2020-12-02 | 2020-12-07 | 2021-12-07 | LG ELECTRONICS | LG 350N1C-V5 | Solar Panels |  | 0.35 | 13 | 118 | 42 |  | Fixed | Roof
NJSTRE1546290756 |  | Transition Incentive Program | Chatsworth | 8019 | 13 | 2.24 | Commercial | No | Behind the Meter | Net-metered non-residential rooftop and canopy |  | None | All Season Solar | AC Electric | Accepted | 2020-12-02 | 2020-12-07 | 2021-12-07 | Enphase | IQ7 | Inverters | 240 |  | 7 |  |  | 0.97 |  | Outside | under module
NJSTRE1546290756 |  | Transition Incentive Program | Chatsworth | 8019 | 13 | 2.24 | Commercial | No | Behind the Meter | Net-metered non-residential rooftop and canopy |  | None | All Season Solar | AC Electric | Accepted | 2020-12-02 | 2020-12-07 | 2021-12-07 | Trina | TSMDD06M.05II | Solar Panels |  | 0.32 | 7 | 169 | 26 |  | Fixed | Roof
NJSTRE1546290768 |  | Transition Incentive Program | Old Bridge | 8857 | 11 | 15.64 | Residential | No | Behind the Meter | Net-metered residential rooftop and canopy |  | None | Tesla Energy Operations Inc. | JCP&L | Accepted | 2020-12-02 | 2020-12-07 | 2021-12-07 | SolarEdge Technologies | SE7600H-US000BSC4 | Inverters | 7600 |  | 2 |  |  | 0.99 |  | Outside | Outside
NJSTRE1546290768 |  | Transition Incentive Program | Old Bridge | 8857 | 11 | 15.64 | Residential | No | Behind the Meter | Net-metered residential rooftop and canopy |  | None | Tesla Energy Operations Inc. | JCP&L | Accepted | 2020-12-02 | 2020-12-07 | 2021-12-07 | Hanwha Q CELLS | Q.PEAK DUO-G6+/SC 340 | Solar Panels |  | 0.34 | 10 | 85 | 37 |  | Fixed | Roof
NJSTRE1546290768 |  | Transition Incentive Program | Old Bridge | 8857 | 11 | 15.64 | Residential | No | Behind the Meter | Net-metered residential rooftop and canopy |  | None | Tesla Energy Operations Inc. | JCP&L | Accepted | 2020-12-02 | 2020-12-07 | 2021-12-07 | Hanwha Q CELLS | Q.PEAK DUO-G6+/SC 340 | Solar Panels |  | 0.34 | 26 | 265 | 30 |  | Fixed | Roof
NJSTRE1546290768 |  | Transition Incentive Program | Old Bridge | 8857 | 11 | 15.64 | Residential | No | Behind the Meter | Net-metered residential rooftop and canopy |  | None | Tesla Energy Operations Inc. | JCP&L | Accepted | 2020-12-02 | 2020-12-07 | 2021-12-07 | Hanwha Q CELLS | Q.PEAK DUO-G6+/SC 340 | Solar Panels |  | 0.34 | 10 | 85 | 30 |  | Fixed | Roof
NJSTRE1546290771 |  | Transition Incentive Program | Wildwood | 8260 | 21 | 4.23 | Residential | No | Behind the Meter | Net-metered residential rooftop and canopy |  | None | Arthur R. Todd Electricl Contractor | AC Electric | Accepted | 2020-12-04 | 2020-12-08 | 2021-12-08 | Alternergy Power Systems | YC500i | Inverters | 500 |  | 8 |  |  | 0.95 |  | Outside | roof
NJSTRE1546290771 |  | Transition Incentive Program | Wildwood | 8260 | 21 | 4.23 | Residential | No | Behind the Meter | Net-metered residential rooftop and canopy |  | None | Arthur R. Todd Electricl Contractor | AC Electric | Accepted | 2020-12-04 | 2020-12-08 | 2021-12-08 | Lightway | LW235 | Solar Panels |  | 0.235 | 18 | 315 | 20 |  | Fixed | Roof
NJSTRE1546290772 |  | Transition Incentive Program | North Bergen | 7047 | 8 | 7.25 | Residential | No | Behind the Meter | Net-metered residential rooftop and canopy |  | None | Sunrun Installation Services, Inc. | PSE&G | Accepted | 2020-12-02 | 2020-12-21 | 2021-12-21 | LG Chem | RESU 10H SEG | Electric Storage Battery |  |  | 1 |  |  |  | Lithium Ion |  | outside
NJSTRE1546290772 |  | Transition Incentive Program | North Bergen | 7047 | 8 | 7.25 | Residential | No | Behind the Meter | Net-metered residential rooftop and canopy |  | None | Sunrun Installation Services, Inc. | PSE&G | Accepted | 2020-12-02 | 2020-12-21 | 2021-12-21 | Delta Electronics | E6-TL-US | Inverters | 6000 |  | 1 |  |  | 0.96 |  | Outdoor | Next To Meter
NJSTRE1546290772 |  | Transition Incentive Program | North Bergen | 7047 | 8 | 7.25 | Residential | No | Behind the Meter | Net-metered residential rooftop and canopy |  | None | Sunrun Installation Services, Inc. | PSE&G | Accepted | 2020-12-02 | 2020-12-21 | 2021-12-21 | LG Electronics | LG345N1C-V5 | Solar Panels |  | 0.345 | 21 | 212 | 28 |  | Fixed | Roof
NJSTRE1546290794 |  | Transition Incentive Program | Malboro Township | 7746 | 17 | 13.6 | Residential | No | Behind the Meter | Net-metered residential rooftop and canopy |  | None | Public Service Solar | JCP&L | Accepted | 2020-12-03 | 2020-12-10 | 2021-12-10 | Enphase | IQ7+ | Inverters | 0.29 |  | 40 |  |  | 0.96 |  | Outdoor | under panels
NJSTRE1546290794 |  | Transition Incentive Program | Malboro Township | 7746 | 17 | 13.6 | Residential | No | Behind the Meter | Net-metered residential rooftop and canopy |  | None | Public Service Solar | JCP&L | Accepted | 2020-12-03 | 2020-12-10 | 2021-12-10 | LG | N1K-L5 | Solar Panels |  | 0.34 | 18 | 241 | 12 |  | Fixed | Roof
NJSTRE1546290794 |  | Transition Incentive Program | Malboro Township | 7746 | 17 | 13.6 | Residential | No | Behind the Meter | Net-metered residential rooftop and canopy |  | None | Public Service Solar | JCP&L | Accepted | 2020-12-03 | 2020-12-10 | 2021-12-10 | LG | N1K-L5 | Solar Panels |  | 0.34 | 22 | 241 | 26 |  | Fixed | Roof
NJSTRE1546290811 |  | Transition Incentive Program | Sea Bright | 7760 | 17 | 3.05 | Residential | Yes | Behind the Meter | Net-metered residential rooftop and canopy |  | None | Sunrun Installation Services, Inc. | JCP&L | Accepted | 2020-12-02 | 2020-12-07 | 2021-12-07 | Tesla | Powerwall 2 AC | Electric Storage Battery |  |  | 1 |  |  |  | Lithium Ion |  | outside
NJSTRE1546290811 |  | Transition Incentive Program | Sea Bright | 7760 | 17 | 3.05 | Residential | Yes | Behind the Meter | Net-metered residential rooftop and canopy |  | None | Sunrun Installation Services, Inc. | JCP&L | Accepted | 2020-12-02 | 2020-12-07 | 2021-12-07 | Enphase Energy | IQ7-60-x-US (240V) | Inverters | 240 |  | 10 |  |  | 0.96 |  | Outdoor | Rooftop
NJSTRE1546290811 |  | Transition Incentive Program | Sea Bright | 7760 | 17 | 3.05 | Residential | Yes | Behind the Meter | Net-metered residential rooftop and canopy |  | None | Sunrun Installation Services, Inc. | JCP&L | Accepted | 2020-12-02 | 2020-12-07 | 2021-12-07 | LONGi Green Energy Technology Co Ltd | LR6-60HPB-305M | Solar Panels |  | 0.305 | 2 | 271 | 40 |  | Fixed | Roof
NJSTRE1546290811 |  | Transition Incentive Program | Sea Bright | 7760 | 17 | 3.05 | Residential | Yes | Behind the Meter | Net-metered residential rooftop and canopy |  | None | Sunrun Installation Services, Inc. | JCP&L | Accepted | 2020-12-02 | 2020-12-07 | 2021-12-07 | LONGi Green Energy Technology Co Ltd | LR6-60HPB-305M | Solar Panels |  | 0.305 | 2 | 91 | 40 |  | Fixed | Roof
NJSTRE1546290811 |  | Transition Incentive Program | Sea Bright | 7760 | 17 | 3.05 | Residential | Yes | Behind the Meter | Net-metered residential rooftop and canopy |  | None | Sunrun Installation Services, Inc. | JCP&L | Accepted | 2020-12-02 | 2020-12-07 | 2021-12-07 | LONGi Green Energy Technology Co Ltd | LR6-60HPB-305M | Solar Panels |  | 0.305 | 6 | 181 | 40 |  | Fixed | Roof
NJSTRE1546290833 |  | Transition Incentive Program | Cape May Courthouse | 8210 | 21 | 359.13 | Commercial | No | Behind the Meter | Net-metered non-residential rooftop and canopy |  | None | Geoscape Solar | AC Electric | Accepted | 2020-12-02 | 2020-12-07 | 2021-12-07 | SMA | Tripower Core 1 62.5 | Inverters | 62500 |  | 2 |  |  | 0.97 |  | Outside | under carport
NJSTRE1546290833 |  | Transition Incentive Program | Cape May Courthouse | 8210 | 21 | 359.13 | Commercial | No | Behind the Meter | Net-metered non-residential rooftop and canopy |  | None | Geoscape Solar | AC Electric | Accepted | 2020-12-02 | 2020-12-07 | 2021-12-07 | SMA | Tripower Core 1 50 | Inverters | 50000 |  | 3 |  |  | 0.97 |  | Outside | under carport
NJSTRE1546290833 |  | Transition Incentive Program | Cape May Courthouse | 8210 | 21 | 359.13 | Commercial | No | Behind the Meter | Net-metered non-residential rooftop and canopy |  | None | Geoscape Solar | AC Electric | Accepted | 2020-12-02 | 2020-12-07 | 2021-12-07 | Hanwha | Q.Peak Duo L-G8.2 425 | Solar Panels |  | 0.425 | 390 | 217 | 7 |  | Fixed | Parking Lot
NJSTRE1546290833 |  | Transition Incentive Program | Cape May Courthouse | 8210 | 21 | 359.13 | Commercial | No | Behind the Meter | Net-metered non-residential rooftop and canopy |  | None | Geoscape Solar | AC Electric | Accepted | 2020-12-02 | 2020-12-07 | 2021-12-07 | Hanwha | Q.Peak Duo L-G8.2 425 | Solar Panels |  | 0.425 | 455 | 217 | 7 |  | Fixed | Parking Lot
NJSTRE1546290844 |  | Transition Incentive Program | Chatsworth | 8019 | 13 | 3.2 | Commercial | No | Behind the Meter | Net-metered non-residential rooftop and canopy |  | None | All Season Solar | AC Electric | Accepted | 2020-12-02 | 2020-12-07 | 2021-12-07 | Enphase | IQ7 | Inverters | 240 |  | 10 |  |  | 0.97 |  | Outdoor | under module
NJSTRE1546290844 |  | Transition Incentive Program | Chatsworth | 8019 | 13 | 3.2 | Commercial | No | Behind the Meter | Net-metered non-residential rooftop and canopy |  | None | All Season Solar | AC Electric | Accepted | 2020-12-02 | 2020-12-07 | 2021-12-07 | Trina | TSMDD06M.05II | Solar Panels |  | 0.32 | 10 | 24 | 169 |  | Fixed | Roof
NJSTRE1546290849 |  | Transition Incentive Program | Southampton | 8088 | 13 | 29.61 | Residential | Yes | Behind the Meter | Net-metered residential rooftop and canopy |  | None | Solar Energy World | PSE&G | Accepted | 2020-12-02 | 2020-12-07 | 2021-12-07 | SolarEdge Technologies | SE11400H-USRGM | Inverters | 11400 |  | 1 |  |  | 0.99 |  | Outdoor | next to meter
NJSTRE1546290849 |  | Transition Incentive Program | Southampton | 8088 | 13 | 29.61 | Residential | Yes | Behind the Meter | Net-metered residential rooftop and canopy |  | None | Solar Energy World | PSE&G | Accepted | 2020-12-02 | 2020-12-07 | 2021-12-07 | SolarEdge Technologies | SE11400H-USRGM | Inverters | 11400 |  | 1 |  |  | 0.99 |  | Outdoor | near meter
NJSTRE1546290849 |  | Transition Incentive Program | Southampton | 8088 | 13 | 29.61 | Residential | Yes | Behind the Meter | Net-metered residential rooftop and canopy |  | None | Solar Energy World | PSE&G | Accepted | 2020-12-02 | 2020-12-07 | 2021-12-07 | Hanwha Q-Cells | Q.PEAK DUO BLK-G5 315 | Solar Panels |  | 0.315 | 7 | 245 | 23 |  | Fixed | Roof
NJSTRE1546290849 |  | Transition Incentive Program | Southampton | 8088 | 13 | 29.61 | Residential | Yes | Behind the Meter | Net-metered residential rooftop and canopy |  | None | Solar Energy World | PSE&G | Accepted | 2020-12-02 | 2020-12-07 | 2021-12-07 | Hanwha Q-Cells | Q.PEAK DUO BLK-G5 315 | Solar Panels |  | 0.315 | 40 | 66 | 23 |  | Fixed | Roof
NJSTRE1546290849 |  | Transition Incentive Program | Southampton | 8088 | 13 | 29.61 | Residential | Yes | Behind the Meter | Net-metered residential rooftop and canopy |  | None | Solar Energy World | PSE&G | Accepted | 2020-12-02 | 2020-12-07 | 2021-12-07 | Hanwha Q-Cells | Q.PEAK DUO BLK-G5 315 | Solar Panels |  | 0.315 | 6 | 155 | 22 |  | Fixed | Roof
NJSTRE1546290849 |  | Transition Incentive Program | Southampton | 8088 | 13 | 29.61 | Residential | Yes | Behind the Meter | Net-metered residential rooftop and canopy |  | None | Solar Energy World | PSE&G | Accepted | 2020-12-02 | 2020-12-07 | 2021-12-07 | Hanwha Q-Cells | Q.PEAK DUO BLK-G5 315 | Solar Panels |  | 0.315 | 41 | 245 | 23 |  | Fixed | Pole
NJSTRE1546290850 |  | Transition Incentive Program | Bloomfield | 7003 | 9 | 5.52 | Residential | Yes | Behind the Meter | Net-metered residential rooftop and canopy |  | None | Sunrun, Inc. | PSE&G | Accepted | 2020-12-02 | 2020-12-07 | 2021-12-07 | Enphase Energy | IQ7PLUS-72-x-US (240V) | Inverters | 290 |  | 16 |  |  | 0.96 |  | Outdoor | Rooftop
NJSTRE1546290850 |  | Transition Incentive Program | Bloomfield | 7003 | 9 | 5.52 | Residential | Yes | Behind the Meter | Net-metered residential rooftop and canopy |  | None | Sunrun, Inc. | PSE&G | Accepted | 2020-12-02 | 2020-12-07 | 2021-12-07 | LG Electronics | LG345N1C-V5 | Solar Panels |  | 0.345 | 11 | 90 | 37 |  | Fixed | Roof
NJSTRE1546290850 |  | Transition Incentive Program | Bloomfield | 7003 | 9 | 5.52 | Residential | Yes | Behind the Meter | Net-metered residential rooftop and canopy |  | None | Sunrun, Inc. | PSE&G | Accepted | 2020-12-02 | 2020-12-07 | 2021-12-07 | LG Electronics | LG345N1C-V5 | Solar Panels |  | 0.345 | 5 | 90 | 31 |  | Fixed | Roof
NJSTRE1546290910 |  | Transition Incentive Program | Long Branch | 7740 | 17 | 14.62 | Residential | No | Behind the Meter | Net-metered residential rooftop and canopy |  | None | Tesla Energy Operations Inc. | JCP&L | Accepted | 2020-12-02 | 2020-12-07 | 2021-12-07 | SolarEdge Technologies | SE11400H-US000BSC4 | Inverters | 11400 |  | 1 |  |  | 0.99 |  | Outside | Outside
NJSTRE1546290910 |  | Transition Incentive Program | Long Branch | 7740 | 17 | 14.62 | Residential | No | Behind the Meter | Net-metered residential rooftop and canopy |  | None | Tesla Energy Operations Inc. | JCP&L | Accepted | 2020-12-02 | 2020-12-07 | 2021-12-07 | Hanwha Q CELLS | Q.PEAK DUO-G6+/SC 340 | Solar Panels |  | 0.34 | 2 | 305 | 30 |  | Fixed | Roof
NJSTRE1546290910 |  | Transition Incentive Program | Long Branch | 7740 | 17 | 14.62 | Residential | No | Behind the Meter | Net-metered residential rooftop and canopy |  | None | Tesla Energy Operations Inc. | JCP&L | Accepted | 2020-12-02 | 2020-12-07 | 2021-12-07 | Hanwha Q CELLS | Q.PEAK DUO-G6+/SC 340 | Solar Panels |  | 0.34 | 7 | 126 | 40 |  | Fixed | Roof
NJSTRE1546290910 |  | Transition Incentive Program | Long Branch | 7740 | 17 | 14.62 | Residential | No | Behind the Meter | Net-metered residential rooftop and canopy |  | None | Tesla Energy Operations Inc. | JCP&L | Accepted | 2020-12-02 | 2020-12-07 | 2021-12-07 | Hanwha Q CELLS | Q.PEAK DUO-G6+/SC 340 | Solar Panels |  | 0.34 | 10 | 35 | 30 |  | Fixed | Roof
NJSTRE1546290910 |  | Transition Incentive Program | Long Branch | 7740 | 17 | 14.62 | Residential | No | Behind the Meter | Net-metered residential rooftop and canopy |  | None | Tesla Energy Operations Inc. | JCP&L | Accepted | 2020-12-02 | 2020-12-07 | 2021-12-07 | Hanwha Q CELLS | Q.PEAK DUO-G6+/SC 340 | Solar Panels |  | 0.34 | 14 | 306 | 43 |  | Fixed | Roof
NJSTRE1546290910 |  | Transition Incentive Program | Long Branch | 7740 | 17 | 14.62 | Residential | No | Behind the Meter | Net-metered residential rooftop and canopy |  | None | Tesla Energy Operations Inc. | JCP&L | Accepted | 2020-12-02 | 2020-12-07 | 2021-12-07 | Hanwha Q CELLS | Q.PEAK DUO-G6+/SC 340 | Solar Panels |  | 0.34 | 4 | 306 | 40 |  | Fixed | Roof
NJSTRE1546290910 |  | Transition Incentive Program | Long Branch | 7740 | 17 | 14.62 | Residential | No | Behind the Meter | Net-metered residential rooftop and canopy |  | None | Tesla Energy Operations Inc. | JCP&L | Accepted | 2020-12-02 | 2020-12-07 | 2021-12-07 | Hanwha Q CELLS | Q.PEAK DUO-G6+/SC 340 | Solar Panels |  | 0.34 | 6 | 125 | 30 |  | Fixed | Roof
NJSTRE1546290911 |  | Transition Incentive Program | Wall TWP | 7719 | 17 | 11.9 | Residential | Yes | Behind the Meter | Net-metered residential rooftop and canopy |  | None | Pro Custom Solar dba Momentum Solar | JCP&L | Accepted | 2020-12-02 | 2020-12-07 | 2021-12-07 | Enphase | IQ7Plus-72-2-US | Inverters | 290 |  | 34 |  |  | 0.97 |  | Outdoor | Roof
NJSTRE1546290911 |  | Transition Incentive Program | Wall TWP | 7719 | 17 | 11.9 | Residential | Yes | Behind the Meter | Net-metered residential rooftop and canopy |  | None | Pro Custom Solar dba Momentum Solar | JCP&L | Accepted | 2020-12-02 | 2020-12-07 | 2021-12-07 | LG ELECTRONICS | LG 350N1C-V5 | Solar Panels |  | 0.35 | 20 | 79 | 31 |  | Fixed | Roof
NJSTRE1546290911 |  | Transition Incentive Program | Wall TWP | 7719 | 17 | 11.9 | Residential | Yes | Behind the Meter | Net-metered residential rooftop and canopy |  | None | Pro Custom Solar dba Momentum Solar | JCP&L | Accepted | 2020-12-02 | 2020-12-07 | 2021-12-07 | LG ELECTRONICS | LG 350N1C-V5 | Solar Panels |  | 0.35 | 14 | 259 | 30 |  | Fixed | Roof
NJSTRE1546290923 |  | Transition Incentive Program | Chesterfield TWP | 8515 | 13 | 5.44 | Residential | No | Behind the Meter | Net-metered residential rooftop and canopy |  | None | Tesla Energy Operations Inc. | PSE&G | Accepted | 2020-12-02 | 2020-12-07 | 2021-12-07 | SolarEdge Technologies | SE7600H-US [240V] | Inverters | 7600 |  | 1 |  |  | 0.99 |  | Outside | Outside
NJSTRE1546290923 |  | Transition Incentive Program | Chesterfield TWP | 8515 | 13 | 5.44 | Residential | No | Behind the Meter | Net-metered residential rooftop and canopy |  | None | Tesla Energy Operations Inc. | PSE&G | Accepted | 2020-12-02 | 2020-12-07 | 2021-12-07 | Hanwha Q-CELLS | Q.Peak DUO BLK-G6+ 340 | Solar Panels |  | 0.34 | 16 | 255 | 23 |  | Fixed | Roof
NJSTRE1546290944 |  | Transition Incentive Program | Sewell | 8080 | 15 | 13.76 | Residential | No | Behind the Meter | Net-metered residential rooftop and canopy |  | None | EMT Renewables | AC Electric | Accepted | 2020-12-02 | 2020-12-07 | 2021-12-07 | enphase | iq7-60-2-us | Inverters | 240 |  | 43 |  |  | 0.97 |  | Outside | under panels
NJSTRE1546290944 |  | Transition Incentive Program | Sewell | 8080 | 15 | 13.76 | Residential | No | Behind the Meter | Net-metered residential rooftop and canopy |  | None | EMT Renewables | AC Electric | Accepted | 2020-12-02 | 2020-12-07 | 2021-12-07 | trina | TSM-320-D006M.05(II) | Solar Panels |  | 0.32 | 5 | 130 | 18 |  | Fixed | Roof
NJSTRE1546290944 |  | Transition Incentive Program | Sewell | 8080 | 15 | 13.76 | Residential | No | Behind the Meter | Net-metered residential rooftop and canopy |  | None | EMT Renewables | AC Electric | Accepted | 2020-12-02 | 2020-12-07 | 2021-12-07 | Trina | TSM-320-D006M.05(II) | Solar Panels |  | 0.32 | 13 | 130 | 18 |  | Fixed | Roof
NJSTRE1546290944 |  | Transition Incentive Program | Sewell | 8080 | 15 | 13.76 | Residential | No | Behind the Meter | Net-metered residential rooftop and canopy |  | None | EMT Renewables | AC Electric | Accepted | 2020-12-02 | 2020-12-07 | 2021-12-07 | trina | TSM-320-D006M.05(II) | Solar Panels |  | 0.32 | 4 | 130 | 18 |  | Fixed | Roof
NJSTRE1546290944 |  | Transition Incentive Program | Sewell | 8080 | 15 | 13.76 | Residential | No | Behind the Meter | Net-metered residential rooftop and canopy |  | None | EMT Renewables | AC Electric | Accepted | 2020-12-02 | 2020-12-07 | 2021-12-07 | trina | TSM-320-D006M.05(II) | Solar Panels |  | 0.32 | 5 | 310 | 18 |  | Fixed | Roof
NJSTRE1546290944 |  | Transition Incentive Program | Sewell | 8080 | 15 | 13.76 | Residential | No | Behind the Meter | Net-metered residential rooftop and canopy |  | None | EMT Renewables | AC Electric | Accepted | 2020-12-02 | 2020-12-07 | 2021-12-07 | TRINA | TSM-320-D006M.05(II) | Solar Panels |  | 0.32 | 16 | 310 | 18 |  | Fixed | Roof
NJSTRE1546290954 |  | Transition Incentive Program | Chatsworth | 8019 | 13 | 7.68 | Residential | No | Behind the Meter | Net-metered residential rooftop and canopy |  | None | All Season Solar | AC Electric | Accepted | 2020-12-02 | 2020-12-07 | 2021-12-07 | Enphase | IQ7 | Inverters | 240 |  | 24 |  |  | 0.97 |  | Outdoor | under module
NJSTRE1546290954 |  | Transition Incentive Program | Chatsworth | 8019 | 13 | 7.68 | Residential | No | Behind the Meter | Net-metered residential rooftop and canopy |  | None | All Season Solar | AC Electric | Accepted | 2020-12-02 | 2020-12-07 | 2021-12-07 | Trina | TSMDD06M.05II | Solar Panels |  | 0.32 | 24 | 169 | 26 |  | Fixed | Roof
NJSTRE1546290970 |  | Transition Incentive Program | Edison TWP | 8820 | 11 | 14.62 | Residential | Yes | Behind the Meter | Net-metered residential rooftop and canopy |  | None | Tesla Energy Operations Inc. | PSE&G | Accepted | 2020-12-02 | 2020-12-07 | 2021-12-07 | SolarEdge Technologies | SE7600H-US [240V] | Inverters | 7600 |  | 2 |  |  | 0.99 |  | Outside | Outside
NJSTRE1546290970 |  | Transition Incentive Program | Edison TWP | 8820 | 11 | 14.62 | Residential | Yes | Behind the Meter | Net-metered residential rooftop and canopy |  | None | Tesla Energy Operations Inc. | PSE&G | Accepted | 2020-12-02 | 2020-12-07 | 2021-12-07 | Hanwha Q-CELLS | Q.Peak DUO BLK-G6+ 340 | Solar Panels |  | 0.34 | 22 | 26 | 23 |  | Fixed | Roof
NJSTRE1546290970 |  | Transition Incentive Program | Edison TWP | 8820 | 11 | 14.62 | Residential | Yes | Behind the Meter | Net-metered residential rooftop and canopy |  | None | Tesla Energy Operations Inc. | PSE&G | Accepted | 2020-12-02 | 2020-12-07 | 2021-12-07 | Hanwha Q-CELLS | Q.Peak DUO BLK-G6+ 340 | Solar Panels |  | 0.34 | 9 | 27 | 23 |  | Fixed | Roof
NJSTRE1546290970 |  | Transition Incentive Program | Edison TWP | 8820 | 11 | 14.62 | Residential | Yes | Behind the Meter | Net-metered residential rooftop and canopy |  | None | Tesla Energy Operations Inc. | PSE&G | Accepted | 2020-12-02 | 2020-12-07 | 2021-12-07 | Hanwha Q-CELLS | Q.Peak DUO BLK-G6+ 340 | Solar Panels |  | 0.34 | 12 | 207 | 23 |  | Fixed | Roof
NJSTRE1546290983 |  | Transition Incentive Program | Jamesburg | 8831 | 11 | 8.16 | Residential | No | Behind the Meter | Net-metered residential rooftop and canopy |  | None | Tesla Energy Operations Inc. | JCP&L | Accepted | 2020-12-02 | 2020-12-07 | 2021-12-07 | SolarEdge Technologies | SE7600H-US000BSC4 | Inverters | 7600 |  | 1 |  |  | 0.99 |  | Outside | Outside
NJSTRE1546290983 |  | Transition Incentive Program | Jamesburg | 8831 | 11 | 8.16 | Residential | No | Behind the Meter | Net-metered residential rooftop and canopy |  | None | Tesla Energy Operations Inc. | JCP&L | Accepted | 2020-12-02 | 2020-12-07 | 2021-12-07 | Hanwha Q CELLS | Q.PEAK DUO-G6+/SC 340 | Solar Panels |  | 0.34 | 18 | 182 | 27 |  | Fixed | Roof
NJSTRE1546290983 |  | Transition Incentive Program | Jamesburg | 8831 | 11 | 8.16 | Residential | No | Behind the Meter | Net-metered residential rooftop and canopy |  | None | Tesla Energy Operations Inc. | JCP&L | Accepted | 2020-12-02 | 2020-12-07 | 2021-12-07 | Hanwha Q CELLS | Q.PEAK DUO-G6+/SC 340 | Solar Panels |  | 0.34 | 6 | 92 | 27 |  | Fixed | Roof
NJSTRE1546290988 |  | Transition Incentive Program | Wayne | 7470 | 6 | 7.68 | Residential | Yes | Behind the Meter | Net-metered residential rooftop and canopy |  | None | Vivint Solar Developer, LLC | PSE&G | Accepted | 2020-12-04 | 2020-12-07 | 2021-12-07 | Solar Edge | SE7600H-US | Inverters | 7600 |  | 1 |  |  | 0.992 |  | Outdoor | Near the Utility Meter
NJSTRE1546290988 |  | Transition Incentive Program | Wayne | 7470 | 6 | 7.68 | Residential | Yes | Behind the Meter | Net-metered residential rooftop and canopy |  | None | Vivint Solar Developer, LLC | PSE&G | Accepted | 2020-12-04 | 2020-12-07 | 2021-12-07 | JINKO SOLAR | JKM320M-60HBL | Solar Panels |  | 0.32 | 24 | 251 | 11 |  | Fixed | Roof
NJSTRE1546290996 |  | Transition Incentive Program | Brooklawn | 8030 | 14 | 4.16 | Residential | Yes | Behind the Meter | Net-metered residential rooftop and canopy |  | None | Sunbound Solar | PSE&G | Accepted | 2020-12-03 | 2020-12-16 | 2021-12-16 | Enphase | ENPHASE IQ7-60-2-US MICROINVERTER | Inverters | 240 |  | 13 |  |  | 0.976 |  | Outdoor | under module
NJSTRE1546290996 |  | Transition Incentive Program | Brooklawn | 8030 | 14 | 4.16 | Residential | Yes | Behind the Meter | Net-metered residential rooftop and canopy |  | None | Sunbound Solar | PSE&G | Accepted | 2020-12-03 | 2020-12-16 | 2021-12-16 | Hanwha | Q-Cell Q.Peak DUO- G5 320 | Solar Panels |  | 0.32 | 13 | 189 | 9 |  | Fixed | Roof
NJSTRE1546291005 |  | Transition Incentive Program | Manahawkin | 8050 | 18 | 7.04 | Residential | Yes | Behind the Meter | Net-metered residential rooftop and canopy |  | None | Vivint Solar Developer, LLC | AC Electric | Accepted | 2020-12-04 | 2020-12-07 | 2021-12-07 | Solar Edge | SE7600H-US | Inverters | 7600 |  | 1 |  |  | 0.992 |  | Outdoor | Near the Utility Meter
NJSTRE1546291005 |  | Transition Incentive Program | Manahawkin | 8050 | 18 | 7.04 | Residential | Yes | Behind the Meter | Net-metered residential rooftop and canopy |  | None | Vivint Solar Developer, LLC | AC Electric | Accepted | 2020-12-04 | 2020-12-07 | 2021-12-07 | JINKO SOLAR | JKM320M-60HBL | Solar Panels |  | 0.32 | 4 | 213 | 23 |  | Fixed | Roof
NJSTRE1546291005 |  | Transition Incentive Program | Manahawkin | 8050 | 18 | 7.04 | Residential | Yes | Behind the Meter | Net-metered residential rooftop and canopy |  | None | Vivint Solar Developer, LLC | AC Electric | Accepted | 2020-12-04 | 2020-12-07 | 2021-12-07 | JINKO SOLAR | JKM320M-60HBL | Solar Panels |  | 0.32 | 18 | 213 | 23 |  | Fixed | Roof
NJSTRE1546291024 |  | Transition Incentive Program | Whippany | 7981 | 3 | 11.9 | Residential | Yes | Behind the Meter | Net-metered residential rooftop and canopy |  | None | Tesla Energy Operations Inc. | JCP&L | Accepted | 2020-12-02 | 2020-12-07 | 2021-12-07 | SolarEdge Technologies | SE10000H-US [240V] | Inverters | 10000 |  | 1 |  |  | 0.99 |  | Outside | Outside
NJSTRE1546291024 |  | Transition Incentive Program | Whippany | 7981 | 3 | 11.9 | Residential | Yes | Behind the Meter | Net-metered residential rooftop and canopy |  | None | Tesla Energy Operations Inc. | JCP&L | Accepted | 2020-12-02 | 2020-12-07 | 2021-12-07 | Hanwha Q CELLS | Q.PEAK DUO-G6+/SC 340 | Solar Panels |  | 0.34 | 6 | 254 | 37 |  | Fixed | Roof
NJSTRE1546291024 |  | Transition Incentive Program | Whippany | 7981 | 3 | 11.9 | Residential | Yes | Behind the Meter | Net-metered residential rooftop and canopy |  | None | Tesla Energy Operations Inc. | JCP&L | Accepted | 2020-12-02 | 2020-12-07 | 2021-12-07 | Hanwha Q CELLS | Q.PEAK DUO-G6+/SC 340 | Solar Panels |  | 0.34 | 29 | 254 | 37 |  | Fixed | Roof
NJSTRE1546291051 |  | Transition Incentive Program | Toms River | 8755 | 18 | 16.32 | Residential | Yes | Behind the Meter | Net-metered residential rooftop and canopy |  | None | Tesla Energy Operations Inc. | JCP&L | Accepted | 2020-12-02 | 2020-12-07 | 2021-12-07 | SolarEdge Technologies | SE7600H-US [240V] | Inverters | 7600 |  | 2 |  |  | 0.99 |  | Indoor | Indoor
NJSTRE1546291051 |  | Transition Incentive Program | Toms River | 8755 | 18 | 16.32 | Residential | Yes | Behind the Meter | Net-metered residential rooftop and canopy |  | None | Tesla Energy Operations Inc. | JCP&L | Accepted | 2020-12-02 | 2020-12-07 | 2021-12-07 | Hanwha Q-CELLS | Q.Peak DUO BLK-G6+ 340 | Solar Panels |  | 0.34 | 29 | 217 | 40 |  | Fixed | Roof
NJSTRE1546291051 |  | Transition Incentive Program | Toms River | 8755 | 18 | 16.32 | Residential | Yes | Behind the Meter | Net-metered residential rooftop and canopy |  | None | Tesla Energy Operations Inc. | JCP&L | Accepted | 2020-12-02 | 2020-12-07 | 2021-12-07 | Hanwha Q-CELLS | Q.Peak DUO BLK-G6+ 340 | Solar Panels |  | 0.34 | 14 | 127 | 40 |  | Fixed | Roof
NJSTRE1546291051 |  | Transition Incentive Program | Toms River | 8755 | 18 | 16.32 | Residential | Yes | Behind the Meter | Net-metered residential rooftop and canopy |  | None | Tesla Energy Operations Inc. | JCP&L | Accepted | 2020-12-02 | 2020-12-07 | 2021-12-07 | Hanwha Q-CELLS | Q.Peak DUO BLK-G6+ 340 | Solar Panels |  | 0.34 | 5 | 307 | 43 |  | Fixed | Roof
NJSTRE1546304260 |  | Transition Incentive Program | Wenonah | 8090 | 15 | 8.4 | Residential | No | Behind the Meter | Net-metered residential rooftop and canopy |  | None | Suntuity Solar LLC | PSE&G | Accepted | 2020-12-07 | 2020-12-07 | 2021-12-07 | Enphase Energy | IQ7-60-2-US | Inverters | 240 |  | 24 |  |  | 0.97 |  | Outdoor | Behind the PV Modules
NJSTRE1546304260 |  | Transition Incentive Program | Wenonah | 8090 | 15 | 8.4 | Residential | No | Behind the Meter | Net-metered residential rooftop and canopy |  | None | Suntuity Solar LLC | PSE&G | Accepted | 2020-12-07 | 2020-12-07 | 2021-12-07 | Longi | LR4-60HPB-350M | Solar Panels |  | 0.35 | 8 | 102 | 21 |  | Fixed | Roof
NJSTRE1546304260 |  | Transition Incentive Program | Wenonah | 8090 | 15 | 8.4 | Residential | No | Behind the Meter | Net-metered residential rooftop and canopy |  | None | Suntuity Solar LLC | PSE&G | Accepted | 2020-12-07 | 2020-12-07 | 2021-12-07 | Longi | LR4-60HPB-350M | Solar Panels |  | 0.35 | 4 | 282 | 21 |  | Fixed | Roof
NJSTRE1546304260 |  | Transition Incentive Program | Wenonah | 8090 | 15 | 8.4 | Residential | No | Behind the Meter | Net-metered residential rooftop and canopy |  | None | Suntuity Solar LLC | PSE&G | Accepted | 2020-12-07 | 2020-12-07 | 2021-12-07 | Longi | LR4-60HPB-350M | Solar Panels |  | 0.35 | 4 | 102 | 21 |  | Fixed | Roof
NJSTRE1546304260 |  | Transition Incentive Program | Wenonah | 8090 | 15 | 8.4 | Residential | No | Behind the Meter | Net-metered residential rooftop and canopy |  | None | Suntuity Solar LLC | PSE&G | Accepted | 2020-12-07 | 2020-12-07 | 2021-12-07 | Longi | LR4-60HPB-350M | Solar Panels |  | 0.35 | 8 | 282 | 21 |  | Fixed | Roof
NJSTRE1546304261 |  | Transition Incentive Program | Teaneck | 7666 | 7 | 11.97 | Residential | Yes | Behind the Meter | Net-metered residential rooftop and canopy |  | None | Suntuity Solar LLC | PSE&G | Accepted | 2020-12-03 | 2020-12-07 | 2021-12-07 | Enphase Energy | IQ7-60-2-US | Inverters | 240 |  | 38 |  |  | 0.97 |  | Outdoor | Behind the PV Modules
NJSTRE1546304261 |  | Transition Incentive Program | Teaneck | 7666 | 7 | 11.97 | Residential | Yes | Behind the Meter | Net-metered residential rooftop and canopy |  | None | Suntuity Solar LLC | PSE&G | Accepted | 2020-12-03 | 2020-12-07 | 2021-12-07 | Longi | LR6-60HPB-315M | Solar Panels |  | 0.315 | 22 | 200 | 14 |  | Fixed | Roof
NJSTRE1546304261 |  | Transition Incentive Program | Teaneck | 7666 | 7 | 11.97 | Residential | Yes | Behind the Meter | Net-metered residential rooftop and canopy |  | None | Suntuity Solar LLC | PSE&G | Accepted | 2020-12-03 | 2020-12-07 | 2021-12-07 | Longi | LR6-60HPB-315M | Solar Panels |  | 0.315 | 6 | 110 | 40 |  | Fixed | Roof
NJSTRE1546304261 |  | Transition Incentive Program | Teaneck | 7666 | 7 | 11.97 | Residential | Yes | Behind the Meter | Net-metered residential rooftop and canopy |  | None | Suntuity Solar LLC | PSE&G | Accepted | 2020-12-03 | 2020-12-07 | 2021-12-07 | Longi | LR6-60HPB-315M | Solar Panels |  | 0.315 | 6 | 290 | 40 |  | Fixed | Roof
NJSTRE1546304261 |  | Transition Incentive Program | Teaneck | 7666 | 7 | 11.97 | Residential | Yes | Behind the Meter | Net-metered residential rooftop and canopy |  | None | Suntuity Solar LLC | PSE&G | Accepted | 2020-12-03 | 2020-12-07 | 2021-12-07 | Longi | LR6-60HPB-315M | Solar Panels |  | 0.315 | 4 | 110 | 36 |  | Fixed | Roof
NJSTRE1546304262 |  | Transition Incentive Program | Egg Harbor TWP | 8215 | 19 | 5.6 | Residential | No | Behind the Meter | Net-metered residential rooftop and canopy |  | None | Suntuity Solar LLC | AC Electric | Accepted | 2020-12-03 | 2020-12-07 | 2021-12-07 | Enphase Energy | IQ7-60-2-US | Inverters | 240 |  | 16 |  |  | 0.97 |  | Outdoor | Behind the PV Modules
NJSTRE1546304262 |  | Transition Incentive Program | Egg Harbor TWP | 8215 | 19 | 5.6 | Residential | No | Behind the Meter | Net-metered residential rooftop and canopy |  | None | Suntuity Solar LLC | AC Electric | Accepted | 2020-12-03 | 2020-12-07 | 2021-12-07 | Longi | LR4-60HPB-350M | Solar Panels |  | 0.35 | 16 | 133 | 30 |  | Fixed | Roof
NJSTRE1546304265 |  | Transition Incentive Program | Tuckerton | 8087 | 18 | 11.34 | Residential | No | Behind the Meter | Net-metered residential rooftop and canopy |  | None | Advanced Renewable Solutions LLC | AC Electric | Accepted | 2020-12-03 | 2020-12-07 | 2021-12-07 | Enphase | IQ7-60-x-US | Inverters | 240 |  | 36 |  |  | 0.97 |  | Outside | Rail Mounted under array
NJSTRE1546304265 |  | Transition Incentive Program | Tuckerton | 8087 | 18 | 11.34 | Residential | No | Behind the Meter | Net-metered residential rooftop and canopy |  | None | Advanced Renewable Solutions LLC | AC Electric | Accepted | 2020-12-03 | 2020-12-07 | 2021-12-07 | Certainteed | CT315M11-02 | Solar Panels |  | 0.315 | 18 | 189 | 20 |  | Fixed | Roof | Garage
NJSTRE1546304265 |  | Transition Incentive Program | Tuckerton | 8087 | 18 | 11.34 | Residential | No | Behind the Meter | Net-metered residential rooftop and canopy |  | None | Advanced Renewable Solutions LLC | AC Electric | Accepted | 2020-12-03 | 2020-12-07 | 2021-12-07 | Certainteed | CT315m11-02 | Solar Panels |  | 0.315 | 18 | 189 | 25 |  | Fixed | Roof
NJSTRE1546304270 |  | Transition Incentive Program | Marlton | 8053 | 13 | 5.44 | Residential | Yes | Behind the Meter | Net-metered residential rooftop and canopy |  | None | Trinity Solar | PSE&G | Accepted | 2020-12-03 | 2020-12-07 | 2021-12-07 | Solar Edge | SE5000H-US000BNC4 | Inverters | 5000 |  | 1 |  |  | 0.97 |  | Outdoor | side of home
NJSTRE1546304270 |  | Transition Incentive Program | Marlton | 8053 | 13 | 5.44 | Residential | Yes | Behind the Meter | Net-metered residential rooftop and canopy |  | None | Trinity Solar | PSE&G | Accepted | 2020-12-03 | 2020-12-07 | 2021-12-07 | HANWHA | Q.PEAK DUO BLK-G6 340 | Solar Panels |  | 0.34 | 16 | 306 | 27 |  | Fixed | Roof
NJSTRE1546304297 |  | Transition Incentive Program | Livingston | 7039 | 9 | 9.86 | Residential | No | Behind the Meter | Net-metered residential rooftop and canopy |  | None | Green Power Energy | JCP&L | Accepted | 2020-12-03 | 2020-12-07 | 2021-12-07 | Enphase Energy | IQ7PLUS-72-2-US (240V) | Inverters | 290 |  | 29 |  |  | 0.975 |  | Outside | next to meter
NJSTRE1546304297 |  | Transition Incentive Program | Livingston | 7039 | 9 | 9.86 | Residential | No | Behind the Meter | Net-metered residential rooftop and canopy |  | None | Green Power Energy | JCP&L | Accepted | 2020-12-03 | 2020-12-07 | 2021-12-07 | Hanwha | Q.PEAK DUO BLK-G6+ 340 | Solar Panels |  | 0.34 | 4 | 170 | 18 |  | Fixed | Roof
NJSTRE1546304297 |  | Transition Incentive Program | Livingston | 7039 | 9 | 9.86 | Residential | No | Behind the Meter | Net-metered residential rooftop and canopy |  | None | Green Power Energy | JCP&L | Accepted | 2020-12-03 | 2020-12-07 | 2021-12-07 | Hanwha | Q.PEAK DUO BLK-G6+ 340 | Solar Panels |  | 0.34 | 3 | 170 | 18 |  | Fixed | Roof
NJSTRE1546304297 |  | Transition Incentive Program | Livingston | 7039 | 9 | 9.86 | Residential | No | Behind the Meter | Net-metered residential rooftop and canopy |  | None | Green Power Energy | JCP&L | Accepted | 2020-12-03 | 2020-12-07 | 2021-12-07 | Hanwha | Q.PEAK DUO BLK-G6+ 340 | Solar Panels |  | 0.34 | 22 | 170 | 18 |  | Fixed | Roof
NJSTRE1546304347 |  | Transition Incentive Program | Morristown | 7960 | 3 | 4.08 | Residential | Yes | Behind the Meter | Net-metered residential rooftop and canopy |  | None | Tesla Energy Operations Inc. | JCP&L | Accepted | 2020-12-03 | 2020-12-07 | 2021-12-07 | Tesla | AC Powerwall 2.0 | Electric Storage Battery |  |  | 2 |  |  |  | Lithium Ion |  | Inside
NJSTRE1546304347 |  | Transition Incentive Program | Morristown | 7960 | 3 | 4.08 | Residential | Yes | Behind the Meter | Net-metered residential rooftop and canopy |  | None | Tesla Energy Operations Inc. | JCP&L | Accepted | 2020-12-03 | 2020-12-07 | 2021-12-07 | SolarEdge Technologies | SE3800H-US000BSU4 | Inverters | 3800 |  | 1 |  |  | 0.99 |  | Indoor | Indoor
NJSTRE1546304347 |  | Transition Incentive Program | Morristown | 7960 | 3 | 4.08 | Residential | Yes | Behind the Meter | Net-metered residential rooftop and canopy |  | None | Tesla Energy Operations Inc. | JCP&L | Accepted | 2020-12-03 | 2020-12-07 | 2021-12-07 | Hanwha Q CELLS | Q.PEAK DUO-G6+/SC 340 | Solar Panels |  | 0.34 | 3 | 314 | 26 |  | Fixed | Roof
NJSTRE1546304347 |  | Transition Incentive Program | Morristown | 7960 | 3 | 4.08 | Residential | Yes | Behind the Meter | Net-metered residential rooftop and canopy |  | None | Tesla Energy Operations Inc. | JCP&L | Accepted | 2020-12-03 | 2020-12-07 | 2021-12-07 | Hanwha Q CELLS | Q.PEAK DUO-G6+/SC 340 | Solar Panels |  | 0.34 | 9 | 134 | 26 |  | Fixed | Roof
NJSTRE1546304369 |  | Transition Incentive Program | Bergenfield | 7621 | 7 | 3.58 | Residential | Yes | Behind the Meter | Net-metered residential rooftop and canopy |  | None | Vivint Solar Developer, LLC | PSE&G | Accepted | 2020-12-04 | 2020-12-07 | 2021-12-07 | Solar Edge | SE3800H-US | Inverters | 3800 |  | 1 |  |  | 0.992 |  | Outdoor | Near the Utility Meter
NJSTRE1546304369 |  | Transition Incentive Program | Bergenfield | 7621 | 7 | 3.58 | Residential | Yes | Behind the Meter | Net-metered residential rooftop and canopy |  | None | Vivint Solar Developer, LLC | PSE&G | Accepted | 2020-12-04 | 2020-12-07 | 2021-12-07 | JINKO SOLAR | JKM325M-60HBL | Solar Panels |  | 0.325 | 11 | 176 | 25 |  | Fixed | Roof
NJSTRE1546304376 |  | Transition Incentive Program | Swedesboro | 8085 | 15 | 19.84 | Residential | No | Behind the Meter | Net-metered residential rooftop and canopy |  | None | Impact Solar LLC | AC Electric | Accepted | 2020-12-03 | 2020-12-07 | 2021-12-07 | solaredge | soalredge direct | Meters |  |  | 1 |  |  |  | Yes | Indoor
NJSTRE1546304376 |  | Transition Incentive Program | Swedesboro | 8085 | 15 | 19.84 | Residential | No | Behind the Meter | Net-metered residential rooftop and canopy |  | None | Impact Solar LLC | AC Electric | Accepted | 2020-12-03 | 2020-12-07 | 2021-12-07 | solaredge | solaredge direct | Meters |  |  | 1 |  |  |  | Yes | Indoor
NJSTRE1546304376 |  | Transition Incentive Program | Swedesboro | 8085 | 15 | 19.84 | Residential | No | Behind the Meter | Net-metered residential rooftop and canopy |  | None | Impact Solar LLC | AC Electric | Accepted | 2020-12-03 | 2020-12-07 | 2021-12-07 | SolarEdge | SE10000H-US | Inverters | 10000 |  | 1 |  |  | 0.96 |  | Indoor | garage
NJSTRE1546304376 |  | Transition Incentive Program | Swedesboro | 8085 | 15 | 19.84 | Residential | No | Behind the Meter | Net-metered residential rooftop and canopy |  | None | Impact Solar LLC | AC Electric | Accepted | 2020-12-03 | 2020-12-07 | 2021-12-07 | solaredge | SE7600H-US | Inverters | 7600 |  | 1 |  |  | 0.96 |  | Indoor | garage
NJSTRE1546304376 |  | Transition Incentive Program | Swedesboro | 8085 | 15 | 19.84 | Residential | No | Behind the Meter | Net-metered residential rooftop and canopy |  | None | Impact Solar LLC | AC Electric | Accepted | 2020-12-03 | 2020-12-07 | 2021-12-07 | Axitec | AC-310MH | Solar Panels |  | 0.31 | 10 | 123 | 37 |  | Fixed | Roof
NJSTRE1546304376 |  | Transition Incentive Program | Swedesboro | 8085 | 15 | 19.84 | Residential | No | Behind the Meter | Net-metered residential rooftop and canopy |  | None | Impact Solar LLC | AC Electric | Accepted | 2020-12-03 | 2020-12-07 | 2021-12-07 | Axitec | AC-310MH | Solar Panels |  | 0.31 | 54 | 123 | 37 |  | Fixed | Roof
NJSTRE1546304418 |  | Transition Incentive Program | Jackson | 8527 | 18 | 16.32 | Residential | No | Behind the Meter | Net-metered residential rooftop and canopy |  | None | Tesla Energy Operations Inc. | JCP&L | Accepted | 2020-12-03 | 2020-12-07 | 2021-12-07 | Tesla | AC Powerwall 2.0 | Electric Storage Battery |  |  | 4 |  |  |  | Lithium Ion |  | Inside
NJSTRE1546304418 |  | Transition Incentive Program | Jackson | 8527 | 18 | 16.32 | Residential | No | Behind the Meter | Net-metered residential rooftop and canopy |  | None | Tesla Energy Operations Inc. | JCP&L | Accepted | 2020-12-03 | 2020-12-07 | 2021-12-07 | SolarEdge Technologies | SE7600H-US [240V] | Inverters | 7600 |  | 2 |  |  | 0.99 |  | Indoor | Inside
NJSTRE1546304418 |  | Transition Incentive Program | Jackson | 8527 | 18 | 16.32 | Residential | No | Behind the Meter | Net-metered residential rooftop and canopy |  | None | Tesla Energy Operations Inc. | JCP&L | Accepted | 2020-12-03 | 2020-12-07 | 2021-12-07 | Hanwha Q-CELLS | Q.Peak DUO BLK-G6+ 340 | Solar Panels |  | 0.34 | 10 | 267 | 40 |  | Fixed | Roof
NJSTRE1546304418 |  | Transition Incentive Program | Jackson | 8527 | 18 | 16.32 | Residential | No | Behind the Meter | Net-metered residential rooftop and canopy |  | None | Tesla Energy Operations Inc. | JCP&L | Accepted | 2020-12-03 | 2020-12-07 | 2021-12-07 | Hanwha Q-CELLS | Q.Peak DUO BLK-G6+ 340 | Solar Panels |  | 0.34 | 14 | 87 | 40 |  | Fixed | Roof
NJSTRE1546304418 |  | Transition Incentive Program | Jackson | 8527 | 18 | 16.32 | Residential | No | Behind the Meter | Net-metered residential rooftop and canopy |  | None | Tesla Energy Operations Inc. | JCP&L | Accepted | 2020-12-03 | 2020-12-07 | 2021-12-07 | Hanwha Q-CELLS | Q.Peak DUO BLK-G6+ 340 | Solar Panels |  | 0.34 | 14 | 177 | 40 |  | Fixed | Roof
NJSTRE1546304418 |  | Transition Incentive Program | Jackson | 8527 | 18 | 16.32 | Residential | No | Behind the Meter | Net-metered residential rooftop and canopy |  | None | Tesla Energy Operations Inc. | JCP&L | Accepted | 2020-12-03 | 2020-12-07 | 2021-12-07 | Hanwha Q-CELLS | Q.Peak DUO BLK-G6+ 340 | Solar Panels |  | 0.34 | 10 | 177 | 40 |  | Fixed | Roof
NJSTRE1546304436 |  | Transition Incentive Program | Lakewood | 8701 | 18 | 27.2 | Residential | No | Behind the Meter | Net-metered residential rooftop and canopy |  | None | Kamtech Solar Solutions | JCP&L | Accepted | 2020-12-03 | 2020-12-10 | 2021-12-10 | ENPHASE | IQ7PLUS-72-E-ACM-US | Inverters | 315 |  | 80 |  |  | 0.96 |  | Outdoor | ROOF TOP
NJSTRE1546304436 |  | Transition Incentive Program | Lakewood | 8701 | 18 | 27.2 | Residential | No | Behind the Meter | Net-metered residential rooftop and canopy |  | None | Kamtech Solar Solutions | JCP&L | Accepted | 2020-12-03 | 2020-12-10 | 2021-12-10 | Q-ANTUM DUO SOLAR | Q PEAK DUO BLK -G6+/AC | Solar Panels |  | 0.34 | 3 | 205 | 42 |  | Fixed | Roof | ROOF TOP
NJSTRE1546304436 |  | Transition Incentive Program | Lakewood | 8701 | 18 | 27.2 | Residential | No | Behind the Meter | Net-metered residential rooftop and canopy |  | None | Kamtech Solar Solutions | JCP&L | Accepted | 2020-12-03 | 2020-12-10 | 2021-12-10 | Q - ANTUM DUO SOLAR | Q PEAK DUO BLK -G6+/AC | Solar Panels |  | 0.34 | 39 | 295 | 37 |  | Fixed | Roof | ROOF TOP
NJSTRE1546304436 |  | Transition Incentive Program | Lakewood | 8701 | 18 | 27.2 | Residential | No | Behind the Meter | Net-metered residential rooftop and canopy |  | None | Kamtech Solar Solutions | JCP&L | Accepted | 2020-12-03 | 2020-12-10 | 2021-12-10 | Q- ANTUM DUO SOLAR | Q PEAK DUO BLK-G6+/AC | Solar Panels |  | 0.34 | 9 | 114 | 30 |  | Fixed | Roof | ROOF TOP
NJSTRE1546304436 |  | Transition Incentive Program | Lakewood | 8701 | 18 | 27.2 | Residential | No | Behind the Meter | Net-metered residential rooftop and canopy |  | None | Kamtech Solar Solutions | JCP&L | Accepted | 2020-12-03 | 2020-12-10 | 2021-12-10 | Q-ANTUM DUO SOLAR | Q PEAK DUO BLK -G6+/AC | Solar Panels |  | 0.34 | 8 | 115 | 37 |  | Fixed | Roof | ROOF TOP
NJSTRE1546304436 |  | Transition Incentive Program | Lakewood | 8701 | 18 | 27.2 | Residential | No | Behind the Meter | Net-metered residential rooftop and canopy |  | None | Kamtech Solar Solutions | JCP&L | Accepted | 2020-12-03 | 2020-12-10 | 2021-12-10 | Q-ANTUM DUO SOLAR | Q PEAK DUO BLK -G6+/AC | Solar Panels |  | 0.34 | 3 | 205 | 42 |  | Fixed | Roof | ROOF TOP
NJSTRE1546304436 |  | Transition Incentive Program | Lakewood | 8701 | 18 | 27.2 | Residential | No | Behind the Meter | Net-metered residential rooftop and canopy |  | None | Kamtech Solar Solutions | JCP&L | Accepted | 2020-12-03 | 2020-12-10 | 2021-12-10 | Q-ANTUM DUO SOLAR | Q PEAK DUO BLK-G6+/AC | Solar Panels |  | 0.34 | 18 | 115 | 37 |  | Fixed | Roof | ROOF TOP
NJSTRE1546304474 |  | Transition Incentive Program | Pleantville | 8232 | 19 | 8.06 | Residential | Yes | Behind the Meter | Net-metered residential rooftop and canopy |  | None | Vivint Solar Developer, LLC | AC Electric | Accepted | 2020-12-10 | 2020-12-11 | 2021-12-11 | ENPHASE | M215-60-2LL-S22-IG | Inverters | 215 |  | 31 |  |  | 0.96 |  | Other | Underneath each module
NJSTRE1546304474 |  | Transition Incentive Program | Pleantville | 8232 | 19 | 8.06 | Residential | Yes | Behind the Meter | Net-metered residential rooftop and canopy |  | None | Vivint Solar Developer, LLC | AC Electric | Accepted | 2020-12-10 | 2020-12-11 | 2021-12-11 | Trina Solar | TSM-260 PD05.08 | Solar Panels |  | 0.26 | 15 | 125 | 35 |  | Fixed | Roof
NJSTRE1546304474 |  | Transition Incentive Program | Pleantville | 8232 | 19 | 8.06 | Residential | Yes | Behind the Meter | Net-metered residential rooftop and canopy |  | None | Vivint Solar Developer, LLC | AC Electric | Accepted | 2020-12-10 | 2020-12-11 | 2021-12-11 | Trina Solar | TSM-260 PD05.08 | Solar Panels |  | 0.26 | 16 | 305 | 35 |  | Fixed | Roof
NJSTRE1546304482 |  | Transition Incentive Program | Collingswood | 8108 | 14 | 3.66 | Residential | Yes | Behind the Meter | Net-metered residential rooftop and canopy |  | None | Sunrun Installation Services, Inc. | PSE&G | Accepted | 2020-12-03 | 2020-12-07 | 2021-12-07 | Enphase Energy | IQ7-60-x-US (240V) | Inverters | 240 |  | 12 |  |  | 0.96 |  | Outdoor | Rooftop
NJSTRE1546304482 |  | Transition Incentive Program | Collingswood | 8108 | 14 | 3.66 | Residential | Yes | Behind the Meter | Net-metered residential rooftop and canopy |  | None | Sunrun Installation Services, Inc. | PSE&G | Accepted | 2020-12-03 | 2020-12-07 | 2021-12-07 | LONGi Green Energy Technology Co Ltd | LR6-60HPB-305M | Solar Panels |  | 0.305 | 2 | 109 | 34 |  | Fixed | Roof
NJSTRE1546304482 |  | Transition Incentive Program | Collingswood | 8108 | 14 | 3.66 | Residential | Yes | Behind the Meter | Net-metered residential rooftop and canopy |  | None | Sunrun Installation Services, Inc. | PSE&G | Accepted | 2020-12-03 | 2020-12-07 | 2021-12-07 | LONGi Green Energy Technology Co Ltd | LR6-60HPB-305M | Solar Panels |  | 0.305 | 10 | 289 | 34 |  | Fixed | Roof
NJSTRE1546304488 |  | Transition Incentive Program | Succasunna | 7876 | 3 | 8.16 | Residential | Yes | Behind the Meter | Net-metered residential rooftop and canopy |  | None | Tesla Energy Operations Inc. | JCP&L | Accepted | 2020-12-03 | 2020-12-07 | 2021-12-07 | Tesla | AC Powerwall 2.0 | Electric Storage Battery |  |  | 2 |  |  |  | Lithium Ion |  | Inside
NJSTRE1546304488 |  | Transition Incentive Program | Succasunna | 7876 | 3 | 8.16 | Residential | Yes | Behind the Meter | Net-metered residential rooftop and canopy |  | None | Tesla Energy Operations Inc. | JCP&L | Accepted | 2020-12-03 | 2020-12-07 | 2021-12-07 | SolarEdge Technologies | SE7600H-US [240V] | Inverters | 7600 |  | 1 |  |  | 0.99 |  | Indoor | Inside
NJSTRE1546304488 |  | Transition Incentive Program | Succasunna | 7876 | 3 | 8.16 | Residential | Yes | Behind the Meter | Net-metered residential rooftop and canopy |  | None | Tesla Energy Operations Inc. | JCP&L | Accepted | 2020-12-03 | 2020-12-07 | 2021-12-07 | Hanwha Q-CELLS | Q.Peak DUO BLK-G6+ 340 | Solar Panels |  | 0.34 | 18 | 328 | 26 |  | Fixed | Roof
NJSTRE1546304488 |  | Transition Incentive Program | Succasunna | 7876 | 3 | 8.16 | Residential | Yes | Behind the Meter | Net-metered residential rooftop and canopy |  | None | Tesla Energy Operations Inc. | JCP&L | Accepted | 2020-12-03 | 2020-12-07 | 2021-12-07 | Hanwha Q-CELLS | Q.Peak DUO BLK-G6+ 340 | Solar Panels |  | 0.34 | 6 | 328 | 26 |  | Fixed | Roof
NJSTRE1546304497 |  | Transition Incentive Program | Vineland | 8360 | 20 | 7.59 | Residential | No | Behind the Meter | Net-metered residential rooftop and canopy |  | None | Impact Solar LLC | Vineland Muni Electric | Accepted | 2020-12-03 | 2020-12-07 | 2021-12-07 | solaredge | solaredge direct | Meters |  |  | 1 |  |  |  | Yes | Indoor
NJSTRE1546304497 |  | Transition Incentive Program | Vineland | 8360 | 20 | 7.59 | Residential | No | Behind the Meter | Net-metered residential rooftop and canopy |  | None | Impact Solar LLC | Vineland Muni Electric | Accepted | 2020-12-03 | 2020-12-07 | 2021-12-07 | SolarEdge | SE7600H-US | Inverters | 7600 |  | 1 |  |  | 0.96 |  | Indoor | basement
NJSTRE1546304497 |  | Transition Incentive Program | Vineland | 8360 | 20 | 7.59 | Residential | No | Behind the Meter | Net-metered residential rooftop and canopy |  | None | Impact Solar LLC | Vineland Muni Electric | Accepted | 2020-12-03 | 2020-12-07 | 2021-12-07 | Axitec | AC-330P | Solar Panels |  | 0.33 | 23 | 181 | 27 |  | Fixed | Roof
NJSTRE1546304512 |  | Transition Incentive Program | Hillsborough Township | 8844 | 5 | 9.24 | Residential | No | Behind the Meter | Net-metered residential rooftop and canopy |  | None | Infinity Solar Systems | PSE&G | Accepted | 2020-12-03 | 2020-12-07 | 2021-12-07 | ENPHASE | IQ7-60-X-US | Inverters | 250 |  | 28 |  |  | 0.95 |  | Outdoor | Rooftop
NJSTRE1546304512 |  | Transition Incentive Program | Hillsborough Township | 8844 | 5 | 9.24 | Residential | No | Behind the Meter | Net-metered residential rooftop and canopy |  | None | Infinity Solar Systems | PSE&G | Accepted | 2020-12-03 | 2020-12-07 | 2021-12-07 | REC | REC-330TP3 | Solar Panels |  | 0.33 | 28 | 243 | 25 |  | Fixed | Roof
NJSTRE1546304520 |  | Transition Incentive Program | Carteret | 7008 | 11 | 13.8 | Residential | No | Behind the Meter | Net-metered residential rooftop and canopy |  | None | Sunrun Installation Services, Inc. | PSE&G | Accepted | 2020-12-03 | 2020-12-08 | 2021-12-08 | Enphase Energy | IQ7PLUS-72-x-US (240V) | Inverters | 290 |  | 40 |  |  | 0.96 |  | Outdoor | Rooftop
NJSTRE1546304520 |  | Transition Incentive Program | Carteret | 7008 | 11 | 13.8 | Residential | No | Behind the Meter | Net-metered residential rooftop and canopy |  | None | Sunrun Installation Services, Inc. | PSE&G | Accepted | 2020-12-03 | 2020-12-08 | 2021-12-08 | LG Electronics | LG345N1C-V5 | Solar Panels |  | 0.345 | 8 | 124 | 30 |  | Fixed | Roof
NJSTRE1546304520 |  | Transition Incentive Program | Carteret | 7008 | 11 | 13.8 | Residential | No | Behind the Meter | Net-metered residential rooftop and canopy |  | None | Sunrun Installation Services, Inc. | PSE&G | Accepted | 2020-12-03 | 2020-12-08 | 2021-12-08 | LG Electronics | LG345N1C-V5 | Solar Panels |  | 0.345 | 8 | 304 | 30 |  | Fixed | Roof
NJSTRE1546304520 |  | Transition Incentive Program | Carteret | 7008 | 11 | 13.8 | Residential | No | Behind the Meter | Net-metered residential rooftop and canopy |  | None | Sunrun Installation Services, Inc. | PSE&G | Accepted | 2020-12-03 | 2020-12-08 | 2021-12-08 | LG Electronics | LG345N1C-V5 | Solar Panels |  | 0.345 | 14 | 124 | 40 |  | Fixed | Roof
NJSTRE1546304520 |  | Transition Incentive Program | Carteret | 7008 | 11 | 13.8 | Residential | No | Behind the Meter | Net-metered residential rooftop and canopy |  | None | Sunrun Installation Services, Inc. | PSE&G | Accepted | 2020-12-03 | 2020-12-08 | 2021-12-08 | LG Electronics | LG345N1C-V5 | Solar Panels |  | 0.345 | 6 | 304 | 40 |  | Fixed | Roof
NJSTRE1546304520 |  | Transition Incentive Program | Carteret | 7008 | 11 | 13.8 | Residential | No | Behind the Meter | Net-metered residential rooftop and canopy |  | None | Sunrun Installation Services, Inc. | PSE&G | Accepted | 2020-12-03 | 2020-12-08 | 2021-12-08 | LG Electronics | LG345N1C-V5 | Solar Panels |  | 0.345 | 4 | 304 | 17 |  | Fixed | Roof
NJSTRE1546304522 |  | Transition Incentive Program | Deptford Township | 8096 | 15 | 5.78 | Residential | Yes | Behind the Meter | Net-metered residential rooftop and canopy |  | None | Trinity Solar | PSE&G | Accepted | 2020-12-03 | 2020-12-07 | 2021-12-07 | Solar Edge | SE5000H-US | Inverters | 5000 |  | 1 |  |  | 0.97 |  | Outside | side of home
NJSTRE1546304522 |  | Transition Incentive Program | Deptford Township | 8096 | 15 | 5.78 | Residential | Yes | Behind the Meter | Net-metered residential rooftop and canopy |  | None | Trinity Solar | PSE&G | Accepted | 2020-12-03 | 2020-12-07 | 2021-12-07 | Hanwha 340 | Q.PEAK DUO BLK-G6 340 | Solar Panels |  | 0.34 | 12 | 212 | 27 |  | Fixed | Roof
NJSTRE1546304522 |  | Transition Incentive Program | Deptford Township | 8096 | 15 | 5.78 | Residential | Yes | Behind the Meter | Net-metered residential rooftop and canopy |  | None | Trinity Solar | PSE&G | Accepted | 2020-12-03 | 2020-12-07 | 2021-12-07 | Hanwha 340 | Q.PEAK DUO BLK-G6 340 | Solar Panels |  | 0.34 | 2 | 122 | 39 |  | Fixed | Roof
NJSTRE1546304522 |  | Transition Incentive Program | Deptford Township | 8096 | 15 | 5.78 | Residential | Yes | Behind the Meter | Net-metered residential rooftop and canopy |  | None | Trinity Solar | PSE&G | Accepted | 2020-12-03 | 2020-12-07 | 2021-12-07 | Hanwha 340 | Q.PEAK DUO BLK-G6 340 | Solar Panels |  | 0.34 | 3 | 212 | 24 |  | Fixed | Roof
NJSTRE1546304530 |  | Transition Incentive Program | Saddle Brook | 7663 | 7 | 8.12 | Residential | Yes | Behind the Meter | Net-metered residential rooftop and canopy |  | None | Freedom Forever New Jersey LLC | PSE&G | Accepted | 2020-12-04 | 2020-12-07 | 2021-12-07 | Solar Edge | SE7600H-US [SI1] RGM | Inverters | 7600 |  | 1 |  |  | 0.99 |  | Outdoor | n/a
NJSTRE1546304530 |  | Transition Incentive Program | Saddle Brook | 7663 | 7 | 8.12 | Residential | Yes | Behind the Meter | Net-metered residential rooftop and canopy |  | None | Freedom Forever New Jersey LLC | PSE&G | Accepted | 2020-12-04 | 2020-12-07 | 2021-12-07 | Hanwha | Q.PLUS BFR-G4.1- 290 | Solar Panels |  | 0.29 | 12 | 2 | 18 |  | Fixed | Roof | n/a
NJSTRE1546304530 |  | Transition Incentive Program | Saddle Brook | 7663 | 7 | 8.12 | Residential | Yes | Behind the Meter | Net-metered residential rooftop and canopy |  | None | Freedom Forever New Jersey LLC | PSE&G | Accepted | 2020-12-04 | 2020-12-07 | 2021-12-07 | Hanwha | Q.PLUS BFR-G4.1- 290 | Solar Panels |  | 0.29 | 16 | 1 | 18 |  | Fixed | Roof | n/a
NJSTRE1546304551 |  | Transition Incentive Program | West Orange | 7052 | 9 | 4.08 | Residential | Yes | Behind the Meter | Net-metered residential rooftop and canopy |  | None | Trinity Solar | PSE&G | Accepted | 2020-12-03 | 2020-12-07 | 2021-12-07 | SOLAR EDGE | SE3800H-US | Inverters | 3800 |  | 1 |  |  | 0.97 |  | Outside | SIDE OF HOME
NJSTRE1546304551 |  | Transition Incentive Program | West Orange | 7052 | 9 | 4.08 | Residential | Yes | Behind the Meter | Net-metered residential rooftop and canopy |  | None | Trinity Solar | PSE&G | Accepted | 2020-12-03 | 2020-12-07 | 2021-12-07 | HANWHA 340 (Q.PEAK DUO BLK-G6 340) | HANWHA 340 (Q.PEAK DUO BLK-G6 340) | Solar Panels |  | 0.34 | 12 | 202 | 37 |  | Fixed | Roof
NJSTRE1546304571 |  | Transition Incentive Program | Union | 7083 | 10 | 5.44 | Residential | No | Behind the Meter | Net-metered residential rooftop and canopy |  | None | Trinity Solar | PSE&G | Accepted | 2020-12-03 | 2020-12-07 | 2021-12-07 | Solar Edge | SE5000H-US000BNC4 | Inverters | 5000 |  | 1 |  |  | 0.97 |  | Outdoor | side of home
NJSTRE1546304571 |  | Transition Incentive Program | Union | 7083 | 10 | 5.44 | Residential | No | Behind the Meter | Net-metered residential rooftop and canopy |  | None | Trinity Solar | PSE&G | Accepted | 2020-12-03 | 2020-12-07 | 2021-12-07 | HANWHA | Q.PEAK DUO BLK-G6 340 | Solar Panels |  | 0.34 | 11 | 217 | 14 |  | Fixed | Roof
NJSTRE1546304571 |  | Transition Incentive Program | Union | 7083 | 10 | 5.44 | Residential | No | Behind the Meter | Net-metered residential rooftop and canopy |  | None | Trinity Solar | PSE&G | Accepted | 2020-12-03 | 2020-12-07 | 2021-12-07 | HANWHA | Q.PEAK DUO BLK-G6 340 | Solar Panels |  | 0.34 | 5 | 127 | 17 |  | Fixed | Roof
NJSTRE1546304574 |  | Transition Incentive Program | Point Pleasant | 8742 | 18 | 15.3 | Residential | No | Behind the Meter | Net-metered residential rooftop and canopy |  | None | Maier Engineering dba Solar Me | JCP&L | Accepted | 2020-12-03 | 2020-12-07 | 2021-12-07 | Enphase | IQ7+ | Inverters | 290 |  | 45 |  |  | 0.96 |  | Outdoor | Next to meter
NJSTRE1546304574 |  | Transition Incentive Program | Point Pleasant | 8742 | 18 | 15.3 | Residential | No | Behind the Meter | Net-metered residential rooftop and canopy |  | None | Maier Engineering dba Solar Me | JCP&L | Accepted | 2020-12-03 | 2020-12-07 | 2021-12-07 | Hanwha | Q.PEAK DUO BLK G6-340w | Solar Panels |  | 0.34 | 11 | 201 | 38 |  | Fixed | Roof
NJSTRE1546304574 |  | Transition Incentive Program | Point Pleasant | 8742 | 18 | 15.3 | Residential | No | Behind the Meter | Net-metered residential rooftop and canopy |  | None | Maier Engineering dba Solar Me | JCP&L | Accepted | 2020-12-03 | 2020-12-07 | 2021-12-07 | Hanwha | Q.PEAK DUO BLK G6-340w | Solar Panels |  | 0.34 | 11 | 111 | 38 |  | Fixed | Roof
NJSTRE1546304574 |  | Transition Incentive Program | Point Pleasant | 8742 | 18 | 15.3 | Residential | No | Behind the Meter | Net-metered residential rooftop and canopy |  | None | Maier Engineering dba Solar Me | JCP&L | Accepted | 2020-12-03 | 2020-12-07 | 2021-12-07 | Hanwha | Q.PEAK DUO BLK G6-340w | Solar Panels |  | 0.34 | 10 | 291 | 38 |  | Fixed | Roof
NJSTRE1546304574 |  | Transition Incentive Program | Point Pleasant | 8742 | 18 | 15.3 | Residential | No | Behind the Meter | Net-metered residential rooftop and canopy |  | None | Maier Engineering dba Solar Me | JCP&L | Accepted | 2020-12-03 | 2020-12-07 | 2021-12-07 | Hanwha | Q.PEAK DUO BLK G6-340w | Solar Panels |  | 0.34 | 13 | 21 | 38 |  | Fixed | Roof
NJSTRE1546304609 |  | Transition Incentive Program | Cranford Twp | 7016 | 10 | 9.92 | Residential | Yes | Behind the Meter | Net-metered residential rooftop and canopy |  | None | Bright Planet Solar | PSE&G | Accepted | 2020-12-03 | 2020-12-07 | 2021-12-07 | SOLAR EDGE | SE7600H-USRGM | Inverters | 7600 |  | 1 |  |  | 0.98 |  | Outdoor | OUTSIDE
NJSTRE1546304609 |  | Transition Incentive Program | Cranford Twp | 7016 | 10 | 9.92 | Residential | Yes | Behind the Meter | Net-metered residential rooftop and canopy |  | None | Bright Planet Solar | PSE&G | Accepted | 2020-12-03 | 2020-12-07 | 2021-12-07 | HANWHA Q-CELLS | Q.PEAK DUO BLK-G5 310W | Solar Panels |  | 0.31 | 14 | 221 | 22 |  | Fixed | Roof
NJSTRE1546304609 |  | Transition Incentive Program | Cranford Twp | 7016 | 10 | 9.92 | Residential | Yes | Behind the Meter | Net-metered residential rooftop and canopy |  | None | Bright Planet Solar | PSE&G | Accepted | 2020-12-03 | 2020-12-07 | 2021-12-07 | HANWHA Q-CELLS | Q.PEAK DUO BLK-G5 310W | Solar Panels |  | 0.31 | 6 | 131 | 22 |  | Fixed | Roof
NJSTRE1546304609 |  | Transition Incentive Program | Cranford Twp | 7016 | 10 | 9.92 | Residential | Yes | Behind the Meter | Net-metered residential rooftop and canopy |  | None | Bright Planet Solar | PSE&G | Accepted | 2020-12-03 | 2020-12-07 | 2021-12-07 | HANWHA Q-CELLS | Q.PEAK DUO BLK-G5 310W | Solar Panels |  | 0.31 | 12 | 221 | 22 |  | Fixed | Roof
NJSTRE1546304612 |  | Transition Incentive Program | Glassboro | 8028 | 15 | 11.22 | Residential | Yes | Behind the Meter | Net-metered residential rooftop and canopy |  | None | Trinity Solar | AC Electric | Accepted | 2020-12-03 | 2020-12-07 | 2021-12-07 | SOLAR EDGE | SE10000H-US | Inverters | 10000 |  | 1 |  |  | 0.97 |  | Outside | SIDE OF HOME
NJSTRE1546304612 |  | Transition Incentive Program | Glassboro | 8028 | 15 | 11.22 | Residential | Yes | Behind the Meter | Net-metered residential rooftop and canopy |  | None | Trinity Solar | AC Electric | Accepted | 2020-12-03 | 2020-12-07 | 2021-12-07 | HANWHA 340 (Q.PEAK DUO BLK-G6 340) | HANWHA 340 (Q.PEAK DUO BLK-G6 340) | Solar Panels |  | 0.34 | 3 | 245 | 34 |  | Fixed | Roof
NJSTRE1546304612 |  | Transition Incentive Program | Glassboro | 8028 | 15 | 11.22 | Residential | Yes | Behind the Meter | Net-metered residential rooftop and canopy |  | None | Trinity Solar | AC Electric | Accepted | 2020-12-03 | 2020-12-07 | 2021-12-07 | HANWHA 340 (Q.PEAK DUO BLK-G6 340) | HANWHA 340 (Q.PEAK DUO BLK-G6 340) | Solar Panels |  | 0.34 | 11 | 155 | 34 |  | Fixed | Roof
NJSTRE1546304612 |  | Transition Incentive Program | Glassboro | 8028 | 15 | 11.22 | Residential | Yes | Behind the Meter | Net-metered residential rooftop and canopy |  | None | Trinity Solar | AC Electric | Accepted | 2020-12-03 | 2020-12-07 | 2021-12-07 | HANWHA 340 (Q.PEAK DUO BLK-G6 340) | HANWHA 340 (Q.PEAK DUO BLK-G6 340) | Solar Panels |  | 0.34 | 2 | 335 | 89 |  | Fixed | Roof
NJSTRE1546304612 |  | Transition Incentive Program | Glassboro | 8028 | 15 | 11.22 | Residential | Yes | Behind the Meter | Net-metered residential rooftop and canopy |  | None | Trinity Solar | AC Electric | Accepted | 2020-12-03 | 2020-12-07 | 2021-12-07 | HANWHA 340 (Q.PEAK DUO BLK-G6 340) | HANWHA 340 (Q.PEAK DUO BLK-G6 340) | Solar Panels |  | 0.34 | 2 | 155 | 30 |  | Fixed | Roof
NJSTRE1546304612 |  | Transition Incentive Program | Glassboro | 8028 | 15 | 11.22 | Residential | Yes | Behind the Meter | Net-metered residential rooftop and canopy |  | None | Trinity Solar | AC Electric | Accepted | 2020-12-03 | 2020-12-07 | 2021-12-07 | HANWHA 340 (Q.PEAK DUO BLK-G6 340) | HANWHA 340 (Q.PEAK DUO BLK-G6 340) | Solar Panels |  | 0.34 | 15 | 245 | 34 |  | Fixed | Roof
NJSTRE1546304714 |  | Transition Incentive Program | Howell | 7731 | 17 | 9.61 | Residential | Yes | Behind the Meter | Net-metered residential rooftop and canopy |  | None | Bright Planet Solar | JCP&L | Accepted | 2020-12-03 | 2020-12-07 | 2021-12-07 | SOLAR EDGE | SE7600H-USRGM | Inverters | 7600 |  | 1 |  |  | 0.98 |  | Outdoor | OUTSIDE
NJSTRE1546304714 |  | Transition Incentive Program | Howell | 7731 | 17 | 9.61 | Residential | Yes | Behind the Meter | Net-metered residential rooftop and canopy |  | None | Bright Planet Solar | JCP&L | Accepted | 2020-12-03 | 2020-12-07 | 2021-12-07 | HANWHA Q-CELLS | Q.PEAK DUO BLK-G5 310W | Solar Panels |  | 0.31 | 11 | 135 | 28 |  | Fixed | Roof
NJSTRE1546304714 |  | Transition Incentive Program | Howell | 7731 | 17 | 9.61 | Residential | Yes | Behind the Meter | Net-metered residential rooftop and canopy |  | None | Bright Planet Solar | JCP&L | Accepted | 2020-12-03 | 2020-12-07 | 2021-12-07 | HANWHA Q-CELLS | Q.PEAK DUO BLK-G5 310W | Solar Panels |  | 0.31 | 20 | 136 | 9 |  | Fixed | Roof
NJSTRE1546304718 |  | Transition Incentive Program | South Bound Brook | 8880 | 5 | 5.03 | Residential | Yes | Behind the Meter | Net-metered residential rooftop and canopy |  | PSEG | Venture Solar | PSE&G | Accepted | 2020-12-03 | 2020-12-10 | 2021-12-10 | Enphase | IQ7-60-2-US | Inverters | 0.25 |  | 15 |  |  | 0.976 |  | Outside | Outside
NJSTRE1546304718 |  | Transition Incentive Program | South Bound Brook | 8880 | 5 | 5.03 | Residential | Yes | Behind the Meter | Net-metered residential rooftop and canopy |  | PSEG | Venture Solar | PSE&G | Accepted | 2020-12-03 | 2020-12-10 | 2021-12-10 | Hanwha Q-Cells | Q.PeakDuo-G5 335 | Solar Panels |  | 0.335 | 10 | 150 | 39 |  | Fixed | Roof
NJSTRE1546304718 |  | Transition Incentive Program | South Bound Brook | 8880 | 5 | 5.03 | Residential | Yes | Behind the Meter | Net-metered residential rooftop and canopy |  | PSEG | Venture Solar | PSE&G | Accepted | 2020-12-03 | 2020-12-10 | 2021-12-10 | Hanwha Q-Cells | Q.PeakDuo-G5 335 | Solar Panels |  | 0.335 | 2 | 330 | 39 |  | Fixed | Roof
NJSTRE1546304718 |  | Transition Incentive Program | South Bound Brook | 8880 | 5 | 5.03 | Residential | Yes | Behind the Meter | Net-metered residential rooftop and canopy |  | PSEG | Venture Solar | PSE&G | Accepted | 2020-12-03 | 2020-12-10 | 2021-12-10 | Hanwha Q-Cells | Q.PeakDuo-G5 335 | Solar Panels |  | 0.335 | 3 | 330 | 10 |  | Fixed | Roof
NJSTRE1546304747 |  | Transition Incentive Program | Bridgewater TWP | 8807 | 5 | 8.16 | Residential | Yes | Behind the Meter | Net-metered residential rooftop and canopy |  | None | Tesla Energy Operations Inc. | PSE&G | Accepted | 2020-12-03 | 2020-12-07 | 2021-12-07 | SolarEdge Technologies | SE7600H-US [240V] | Inverters | 7600 |  | 1 |  |  | 0.99 |  | Outside | Outside
NJSTRE1546304747 |  | Transition Incentive Program | Bridgewater TWP | 8807 | 5 | 8.16 | Residential | Yes | Behind the Meter | Net-metered residential rooftop and canopy |  | None | Tesla Energy Operations Inc. | PSE&G | Accepted | 2020-12-03 | 2020-12-07 | 2021-12-07 | Hanwha Q-CELLS | Q.Peak DUO BLK-G6+ 340 | Solar Panels |  | 0.34 | 21 | 215 | 26 |  | Fixed | Roof
NJSTRE1546304747 |  | Transition Incentive Program | Bridgewater TWP | 8807 | 5 | 8.16 | Residential | Yes | Behind the Meter | Net-metered residential rooftop and canopy |  | None | Tesla Energy Operations Inc. | PSE&G | Accepted | 2020-12-03 | 2020-12-07 | 2021-12-07 | Hanwha Q-CELLS | Q.Peak DUO BLK-G6+ 340 | Solar Panels |  | 0.34 | 3 | 35 | 27 |  | Fixed | Roof
NJSTRE1546304773 |  | Transition Incentive Program | Vineland | 8360 | 20 | 15.36 | Residential | No | Behind the Meter | Net-metered residential rooftop and canopy |  | None | Orbit Energy & Power, LLC | AC Electric | Accepted | 2020-12-03 | 2020-12-07 | 2021-12-07 | ENPHASE ENERGY | IQ7-60-2-US | Inverters | 240 |  | 48 |  |  | 0.99 |  | Other | UNDER EACH PANEL
NJSTRE1546304773 |  | Transition Incentive Program | Vineland | 8360 | 20 | 15.36 | Residential | No | Behind the Meter | Net-metered residential rooftop and canopy |  | None | Orbit Energy & Power, LLC | AC Electric | Accepted | 2020-12-03 | 2020-12-07 | 2021-12-07 | HANWHA | Q PEAK CELLS 320W | Solar Panels |  | 0.32 | 26 | 183 | 20 |  | Fixed | Roof
NJSTRE1546304773 |  | Transition Incentive Program | Vineland | 8360 | 20 | 15.36 | Residential | No | Behind the Meter | Net-metered residential rooftop and canopy |  | None | Orbit Energy & Power, LLC | AC Electric | Accepted | 2020-12-03 | 2020-12-07 | 2021-12-07 | HANWHA | Q PEAK CELLS 320W | Solar Panels |  | 0.32 | 22 | 183 | 35 |  | Fixed | Roof
NJSTRE1546304794 |  | Transition Incentive Program | Lakewood | 8701 | 18 | 14.52 | Residential | No | Behind the Meter | Net-metered residential rooftop and canopy |  | None | Green Revoluton Solar | JCP&L | Accepted | 2020-12-03 | 2020-12-07 | 2021-12-07 | Solar Log | 1-210+ | Meters |  |  | 1 |  |  |  | Yes | Outdoor
NJSTRE1546304794 |  | Transition Incentive Program | Lakewood | 8701 | 18 | 14.52 | Residential | No | Behind the Meter | Net-metered residential rooftop and canopy |  | None | Green Revoluton Solar | JCP&L | Accepted | 2020-12-03 | 2020-12-07 | 2021-12-07 | SMA | SB7.0-1 SP-US-41 | Inverters | 7000 |  | 2 |  |  | 0.97 |  | Outdoor | near the meter
NJSTRE1546304794 |  | Transition Incentive Program | Lakewood | 8701 | 18 | 14.52 | Residential | No | Behind the Meter | Net-metered residential rooftop and canopy |  | None | Green Revoluton Solar | JCP&L | Accepted | 2020-12-03 | 2020-12-07 | 2021-12-07 | Axitec | AC330MH/120S | Solar Panels |  | 0.33 | 12 | 186 | 30 |  | Fixed | Roof
NJSTRE1546304794 |  | Transition Incentive Program | Lakewood | 8701 | 18 | 14.52 | Residential | No | Behind the Meter | Net-metered residential rooftop and canopy |  | None | Green Revoluton Solar | JCP&L | Accepted | 2020-12-03 | 2020-12-07 | 2021-12-07 | Axitec | AC330MH/120S | Solar Panels |  | 0.33 | 32 | 186 | 30 |  | Fixed | Roof
NJSTRE1546304795 |  | Transition Incentive Program | Woodbridge | 7077 | 11 | 21.35 | Residential | No | Behind the Meter | Net-metered residential rooftop and canopy |  | None | Pro Custom Solar dba Momentum Solar | PSE&G | Accepted | 2020-12-03 | 2020-12-07 | 2021-12-07 | Enphase | IQ7Plus-72-2-US | Inverters | 290 |  | 61 |  |  | 0.97 |  | Outdoor | Roof
NJSTRE1546304795 |  | Transition Incentive Program | Woodbridge | 7077 | 11 | 21.35 | Residential | No | Behind the Meter | Net-metered residential rooftop and canopy |  | None | Pro Custom Solar dba Momentum Solar | PSE&G | Accepted | 2020-12-03 | 2020-12-07 | 2021-12-07 | LG ELECTRONICS | LG 350N1C-V5 | Solar Panels |  | 0.35 | 47 | 81 | 21 |  | Fixed | Roof
NJSTRE1546304795 |  | Transition Incentive Program | Woodbridge | 7077 | 11 | 21.35 | Residential | No | Behind the Meter | Net-metered residential rooftop and canopy |  | None | Pro Custom Solar dba Momentum Solar | PSE&G | Accepted | 2020-12-03 | 2020-12-07 | 2021-12-07 | LG ELECTRONICS | LG 350N1C-V5 | Solar Panels |  | 0.35 | 6 | 261 | 15 |  | Fixed | Roof
NJSTRE1546304795 |  | Transition Incentive Program | Woodbridge | 7077 | 11 | 21.35 | Residential | No | Behind the Meter | Net-metered residential rooftop and canopy |  | None | Pro Custom Solar dba Momentum Solar | PSE&G | Accepted | 2020-12-03 | 2020-12-07 | 2021-12-07 | LG ELECTRONICS | LG 350N1C-V5 | Solar Panels |  | 0.35 | 8 | 261 | 20 |  | Fixed | Roof
NJSTRE1546304797 |  | Transition Incentive Program | West Windsor TWP | 8550 | 12 | 7.14 | Residential | No | Behind the Meter | Net-metered residential rooftop and canopy |  | None | Tesla Energy Operations Inc. | PSE&G | Accepted | 2020-12-03 | 2020-12-07 | 2021-12-07 | Tesla | AC Powerwall 2.0 | Electric Storage Battery |  |  | 2 |  |  |  | Lithium Ion |  | Inside
NJSTRE1546304797 |  | Transition Incentive Program | West Windsor TWP | 8550 | 12 | 7.14 | Residential | No | Behind the Meter | Net-metered residential rooftop and canopy |  | None | Tesla Energy Operations Inc. | PSE&G | Accepted | 2020-12-03 | 2020-12-07 | 2021-12-07 | SolarEdge Technologies | SE7600H-US [240V] | Inverters | 7600 |  | 1 |  |  | 0.99 |  | Outside | Outside
NJSTRE1546304797 |  | Transition Incentive Program | West Windsor TWP | 8550 | 12 | 7.14 | Residential | No | Behind the Meter | Net-metered residential rooftop and canopy |  | None | Tesla Energy Operations Inc. | PSE&G | Accepted | 2020-12-03 | 2020-12-07 | 2021-12-07 | Hanwha Q-CELLS | Q.Peak DUO BLK-G6+ 340 | Solar Panels |  | 0.34 | 21 | 168 | 30 |  | Fixed | Roof
NJSTRE1546304828 |  | Transition Incentive Program | Newark City | 7108 | 9 | 3.41 | Residential | Yes | Behind the Meter | Net-metered residential rooftop and canopy |  | None | Bright Planet Solar | PSE&G | Accepted | 2020-12-03 | 2020-12-07 | 2021-12-07 | SOLAR EDGE | SE3000H-USRGM | Inverters | 3000 |  | 1 |  |  | 0.98 |  | Outdoor | OUTSIDE
NJSTRE1546304828 |  | Transition Incentive Program | Newark City | 7108 | 9 | 3.41 | Residential | Yes | Behind the Meter | Net-metered residential rooftop and canopy |  | None | Bright Planet Solar | PSE&G | Accepted | 2020-12-03 | 2020-12-07 | 2021-12-07 | HANWHA Q-CELLS | Q.PEAK DUO BLK-G5 310W | Solar Panels |  | 0.31 | 11 | 103 | 33 |  | Fixed | Roof
NJSTRE1546304830 |  | Transition Incentive Program | Cherry Hill Twp | 8003 | 14 | 12.24 | Residential | No | Behind the Meter | Net-metered residential rooftop and canopy |  | None | Green Power Energy | PSE&G | Accepted | 2020-12-03 | 2020-12-07 | 2021-12-07 | SolarEdge | SE11400H-US (240V) | Inverters | 11400 |  | 1 |  |  | 0.975 |  | Outside | next to meter
NJSTRE1546304830 |  | Transition Incentive Program | Cherry Hill Twp | 8003 | 14 | 12.24 | Residential | No | Behind the Meter | Net-metered residential rooftop and canopy |  | None | Green Power Energy | PSE&G | Accepted | 2020-12-03 | 2020-12-07 | 2021-12-07 | Hanwha | Q.PEAK DUO BLK-G6+ 340 | Solar Panels |  | 0.34 | 8 | 248 | 16 |  | Fixed | Roof
NJSTRE1546304830 |  | Transition Incentive Program | Cherry Hill Twp | 8003 | 14 | 12.24 | Residential | No | Behind the Meter | Net-metered residential rooftop and canopy |  | None | Green Power Energy | PSE&G | Accepted | 2020-12-03 | 2020-12-07 | 2021-12-07 | Hanwha | Q.PEAK DUO BLK-G6+ 340 | Solar Panels |  | 0.34 | 3 | 68 | 15 |  | Fixed | Roof
NJSTRE1546304830 |  | Transition Incentive Program | Cherry Hill Twp | 8003 | 14 | 12.24 | Residential | No | Behind the Meter | Net-metered residential rooftop and canopy |  | None | Green Power Energy | PSE&G | Accepted | 2020-12-03 | 2020-12-07 | 2021-12-07 | Hanwha | Q.PEAK DUO BLK-G6+ 340 | Solar Panels |  | 0.34 | 21 | 248 | 16 |  | Fixed | Roof
NJSTRE1546304830 |  | Transition Incentive Program | Cherry Hill Twp | 8003 | 14 | 12.24 | Residential | No | Behind the Meter | Net-metered residential rooftop and canopy |  | None | Green Power Energy | PSE&G | Accepted | 2020-12-03 | 2020-12-07 | 2021-12-07 | Hanwha | Q.PEAK DUO BLK-G6+ 340 | Solar Panels |  | 0.34 | 4 | 68 | 15 |  | Fixed | Roof
NJSTRE1546304834 |  | Transition Incentive Program | Tinton Falls | 7724 | 17 | 6.3 | Residential | Yes | Behind the Meter | Net-metered residential rooftop and canopy |  | None | Pro Custom Solar dba Momentum Solar | JCP&L | Accepted | 2020-12-03 | 2020-12-07 | 2021-12-07 | Enphase | IQ7Plus-72-2-US | Inverters | 290 |  | 18 |  |  | 0.97 |  | Outdoor | Roof
NJSTRE1546304834 |  | Transition Incentive Program | Tinton Falls | 7724 | 17 | 6.3 | Residential | Yes | Behind the Meter | Net-metered residential rooftop and canopy |  | None | Pro Custom Solar dba Momentum Solar | JCP&L | Accepted | 2020-12-03 | 2020-12-07 | 2021-12-07 | LG ELECTRONICS | LG 350N1C-V5 | Solar Panels |  | 0.35 | 18 | 85 | 37 |  | Fixed | Roof
NJSTRE1546304866 |  | Transition Incentive Program | Parsippany | 7054 | 3 | 4.08 | Residential | Yes | Behind the Meter | Net-metered residential rooftop and canopy |  | None | Tesla Energy Operations Inc. | JCP&L | Accepted | 2020-12-03 | 2020-12-07 | 2021-12-07 | Tesla | AC Powerwall 2.0 | Electric Storage Battery |  |  | 2 |  |  |  | Lithium Ion |  | Inside
NJSTRE1546304866 |  | Transition Incentive Program | Parsippany | 7054 | 3 | 4.08 | Residential | Yes | Behind the Meter | Net-metered residential rooftop and canopy |  | None | Tesla Energy Operations Inc. | JCP&L | Accepted | 2020-12-03 | 2020-12-07 | 2021-12-07 | SolarEdge Technologies | SE3800H-US [240V] | Inverters | 3800 |  | 1 |  |  | 0.99 |  | Indoor | Indoor
NJSTRE1546304866 |  | Transition Incentive Program | Parsippany | 7054 | 3 | 4.08 | Residential | Yes | Behind the Meter | Net-metered residential rooftop and canopy |  | None | Tesla Energy Operations Inc. | JCP&L | Accepted | 2020-12-03 | 2020-12-07 | 2021-12-07 | Hanwha Q CELLS | Q.PEAK DUO-G6+/SC 340 | Solar Panels |  | 0.34 | 5 | 225 | 27 |  | Fixed | Roof
NJSTRE1546304866 |  | Transition Incentive Program | Parsippany | 7054 | 3 | 4.08 | Residential | Yes | Behind the Meter | Net-metered residential rooftop and canopy |  | None | Tesla Energy Operations Inc. | JCP&L | Accepted | 2020-12-03 | 2020-12-07 | 2021-12-07 | Hanwha Q CELLS | Q.PEAK DUO-G6+/SC 340 | Solar Panels |  | 0.34 | 3 | 44 | 27 |  | Fixed | Roof
NJSTRE1546304866 |  | Transition Incentive Program | Parsippany | 7054 | 3 | 4.08 | Residential | Yes | Behind the Meter | Net-metered residential rooftop and canopy |  | None | Tesla Energy Operations Inc. | JCP&L | Accepted | 2020-12-03 | 2020-12-07 | 2021-12-07 | Hanwha Q CELLS | Q.PEAK DUO-G6+/SC 340 | Solar Panels |  | 0.34 | 4 | 134 | 19 |  | Fixed | Roof
NJSTRE1546304887 |  | Transition Incentive Program | Pennsauken | 8110 | 14 | 6.72 | Residential | Yes | Behind the Meter | Net-metered residential rooftop and canopy |  | None | Sunbound Solar | PSE&G | Accepted | 2020-12-03 | 2020-12-07 | 2021-12-07 | Enphase | IQ7-60-2-US Microinverter | Inverters | 240 |  | 21 |  |  | 0.976 |  | Outdoor | Under module
NJSTRE1546304887 |  | Transition Incentive Program | Pennsauken | 8110 | 14 | 6.72 | Residential | Yes | Behind the Meter | Net-metered residential rooftop and canopy |  | None | Sunbound Solar | PSE&G | Accepted | 2020-12-03 | 2020-12-07 | 2021-12-07 | HANWHA | Q.Cell Q.PEAK DUO-G5 320, 320W | Solar Panels |  | 0.32 | 21 | 180 | 20 |  | Fixed | Roof
NJSTRE1546304905 |  | Transition Incentive Program | Sickerville | 8081 | 14 | 6.83 | Residential | Yes | Behind the Meter | Net-metered residential rooftop and canopy |  | None | SunnyMac LLC | AC Electric | Accepted | 2020-12-03 | 2020-12-07 | 2021-12-07 | Solaredge | SE6000H-US | Inverters | 6000 |  | 1 |  |  | 0.99 |  | Outdoor | Roof
NJSTRE1546304905 |  | Transition Incentive Program | Sickerville | 8081 | 14 | 6.83 | Residential | Yes | Behind the Meter | Net-metered residential rooftop and canopy |  | None | SunnyMac LLC | AC Electric | Accepted | 2020-12-03 | 2020-12-07 | 2021-12-07 | REC | TwinPeak 2 Mono | Solar Panels |  | 0.325 | 5 | 128 | 23 |  | Fixed | Roof
NJSTRE1546304905 |  | Transition Incentive Program | Sickerville | 8081 | 14 | 6.83 | Residential | Yes | Behind the Meter | Net-metered residential rooftop and canopy |  | None | SunnyMac LLC | AC Electric | Accepted | 2020-12-03 | 2020-12-07 | 2021-12-07 | REC | TwinPeak 2 Mono | Solar Panels |  | 0.325 | 16 | 219 | 26 |  | Fixed | Roof
NJSTRE1546304910 |  | Transition Incentive Program | West Windsor TWP | 8550 | 12 | 10.88 | Residential | Yes | Behind the Meter | Net-metered residential rooftop and canopy |  | None | Tesla Energy Operations Inc. | PSE&G | Accepted | 2020-12-03 | 2020-12-07 | 2021-12-07 | Tesla | AC Powerwall 2.0 | Electric Storage Battery |  |  | 3 |  |  |  | Lithium Ion |  | Inside garage
NJSTRE1546304910 |  | Transition Incentive Program | West Windsor TWP | 8550 | 12 | 10.88 | Residential | Yes | Behind the Meter | Net-metered residential rooftop and canopy |  | None | Tesla Energy Operations Inc. | PSE&G | Accepted | 2020-12-03 | 2020-12-07 | 2021-12-07 | SolarEdge Technologies | SE10000H-US [240V] | Inverters | 10000 |  | 1 |  |  | 0.99 |  | Indoor | Inside garage
NJSTRE1546304910 |  | Transition Incentive Program | West Windsor TWP | 8550 | 12 | 10.88 | Residential | Yes | Behind the Meter | Net-metered residential rooftop and canopy |  | None | Tesla Energy Operations Inc. | PSE&G | Accepted | 2020-12-03 | 2020-12-07 | 2021-12-07 | Hanwha Q-CELLS | Q.Peak DUO BLK-G6+ 340 | Solar Panels |  | 0.34 | 6 | 143 | 38 |  | Fixed | Roof
NJSTRE1546304910 |  | Transition Incentive Program | West Windsor TWP | 8550 | 12 | 10.88 | Residential | Yes | Behind the Meter | Net-metered residential rooftop and canopy |  | None | Tesla Energy Operations Inc. | PSE&G | Accepted | 2020-12-03 | 2020-12-07 | 2021-12-07 | Hanwha Q-CELLS | Q.Peak DUO BLK-G6+ 340 | Solar Panels |  | 0.34 | 4 | 53 | 38 |  | Fixed | Roof
NJSTRE1546304910 |  | Transition Incentive Program | West Windsor TWP | 8550 | 12 | 10.88 | Residential | Yes | Behind the Meter | Net-metered residential rooftop and canopy |  | None | Tesla Energy Operations Inc. | PSE&G | Accepted | 2020-12-03 | 2020-12-07 | 2021-12-07 | Hanwha Q-CELLS | Q.Peak DUO BLK-G6+ 340 | Solar Panels |  | 0.34 | 14 | 233 | 38 |  | Fixed | Roof
NJSTRE1546304910 |  | Transition Incentive Program | West Windsor TWP | 8550 | 12 | 10.88 | Residential | Yes | Behind the Meter | Net-metered residential rooftop and canopy |  | None | Tesla Energy Operations Inc. | PSE&G | Accepted | 2020-12-03 | 2020-12-07 | 2021-12-07 | Hanwha Q-CELLS | Q.Peak DUO BLK-G6+ 340 | Solar Panels |  | 0.34 | 8 | 53 | 38 |  | Fixed | Roof
NJSTRE1546305137 |  | Transition Incentive Program | Pompton Lakes | 7444 | 3 | 13.68 | Residential | No | Behind the Meter | Net-metered residential rooftop and canopy |  | None | Infinity Solar Systems | JCP&L | Accepted | 2020-12-03 | 2020-12-07 | 2021-12-07 | ENPHASE | IQ7PLUS-72-2-US | Inverters | 295 |  | 3 |  |  | 0.95 |  | Other | Rooftop
NJSTRE1546305137 |  | Transition Incentive Program | Pompton Lakes | 7444 | 3 | 13.68 | Residential | No | Behind the Meter | Net-metered residential rooftop and canopy |  | None | Infinity Solar Systems | JCP&L | Accepted | 2020-12-03 | 2020-12-07 | 2021-12-07 | ENPHASE | IQ7PLUS-72-2-US | Inverters | 295 |  | 5 |  |  | 0.95 |  | Other | Rooftop
NJSTRE1546305137 |  | Transition Incentive Program | Pompton Lakes | 7444 | 3 | 13.68 | Residential | No | Behind the Meter | Net-metered residential rooftop and canopy |  | None | Infinity Solar Systems | JCP&L | Accepted | 2020-12-03 | 2020-12-07 | 2021-12-07 | ENPHASE | IQ7PLUS-72-2-US | Inverters | 295 |  | 30 |  |  | 0.95 |  | Other | Rooftop
NJSTRE1546305137 |  | Transition Incentive Program | Pompton Lakes | 7444 | 3 | 13.68 | Residential | No | Behind the Meter | Net-metered residential rooftop and canopy |  | None | Infinity Solar Systems | JCP&L | Accepted | 2020-12-03 | 2020-12-07 | 2021-12-07 | LG | LG360N1C-N5 | Solar Panels |  | 0.36 | 30 | 172 | 38 |  | Fixed | Roof
NJSTRE1546305137 |  | Transition Incentive Program | Pompton Lakes | 7444 | 3 | 13.68 | Residential | No | Behind the Meter | Net-metered residential rooftop and canopy |  | None | Infinity Solar Systems | JCP&L | Accepted | 2020-12-03 | 2020-12-07 | 2021-12-07 | LG | LG360N1C-N5 | Solar Panels |  | 0.36 | 3 | 172 | 38 |  | Fixed | Roof
NJSTRE1546305137 |  | Transition Incentive Program | Pompton Lakes | 7444 | 3 | 13.68 | Residential | No | Behind the Meter | Net-metered residential rooftop and canopy |  | None | Infinity Solar Systems | JCP&L | Accepted | 2020-12-03 | 2020-12-07 | 2021-12-07 | LG | LG360N1C-N5 | Solar Panels |  | 0.36 | 5 | 172 | 38 |  | Fixed | Roof
NJSTRE1546305478 |  | Transition Incentive Program | Howell Township | 7731 | 17 | 12.24 | Residential | Yes | Behind the Meter | Net-metered residential rooftop and canopy |  | None | Tesla Energy Operations Inc. | JCP&L | Accepted | 2020-12-03 | 2020-12-07 | 2021-12-07 | SolarEdge Technologies | SE10000H-US000BSC4 | Inverters | 10000 |  | 1 |  |  | 0.99 |  | Outside | Outside
NJSTRE1546305478 |  | Transition Incentive Program | Howell Township | 7731 | 17 | 12.24 | Residential | Yes | Behind the Meter | Net-metered residential rooftop and canopy |  | None | Tesla Energy Operations Inc. | JCP&L | Accepted | 2020-12-03 | 2020-12-07 | 2021-12-07 | Hanwha Q CELLS | Q.PEAK DUO-G6+/SC 340 | Solar Panels |  | 0.34 | 4 | 280 | 28 |  | Fixed | Roof
NJSTRE1546305478 |  | Transition Incentive Program | Howell Township | 7731 | 17 | 12.24 | Residential | Yes | Behind the Meter | Net-metered residential rooftop and canopy |  | None | Tesla Energy Operations Inc. | JCP&L | Accepted | 2020-12-03 | 2020-12-07 | 2021-12-07 | Hanwha Q CELLS | Q.PEAK DUO-G6+/SC 340 | Solar Panels |  | 0.34 | 8 | 10 | 28 |  | Fixed | Roof
NJSTRE1546305478 |  | Transition Incentive Program | Howell Township | 7731 | 17 | 12.24 | Residential | Yes | Behind the Meter | Net-metered residential rooftop and canopy |  | None | Tesla Energy Operations Inc. | JCP&L | Accepted | 2020-12-03 | 2020-12-07 | 2021-12-07 | Hanwha Q CELLS | Q.PEAK DUO-G6+/SC 340 | Solar Panels |  | 0.34 | 17 | 190 | 28 |  | Fixed | Roof
NJSTRE1546305478 |  | Transition Incentive Program | Howell Township | 7731 | 17 | 12.24 | Residential | Yes | Behind the Meter | Net-metered residential rooftop and canopy |  | None | Tesla Energy Operations Inc. | JCP&L | Accepted | 2020-12-03 | 2020-12-07 | 2021-12-07 | Hanwha Q CELLS | Q.PEAK DUO-G6+/SC 340 | Solar Panels |  | 0.34 | 7 | 98 | 29 |  | Fixed | Roof
NJSTRE1546305481 |  | Transition Incentive Program | Maplewood | 7040 | 9 | 3.78 | Residential | Yes | Behind the Meter | Net-metered residential rooftop and canopy |  | None | Tesla Energy Operations Inc. | PSE&G | Accepted | 2020-12-03 | 2020-12-11 | 2021-12-11 | Delta Electronics | M4-TL-US [240V] | Inverters | 3840 |  | 1 |  |  | 0.975 |  | Outside | Outside
NJSTRE1546305481 |  | Transition Incentive Program | Maplewood | 7040 | 9 | 3.78 | Residential | Yes | Behind the Meter | Net-metered residential rooftop and canopy |  | None | Tesla Energy Operations Inc. | PSE&G | Accepted | 2020-12-03 | 2020-12-11 | 2021-12-11 | SolarCity Corp | SC315B2 | Solar Panels |  | 0.315 | 12 | 187 | 37 |  | Fixed | Roof
NJSTRE1546305565 |  | Transition Incentive Program | Califon | 7830 | 4 | 9.15 | Residential | Yes | Behind the Meter | Net-metered residential rooftop and canopy |  | None | Bright Planet Solar | JCP&L | Accepted | 2020-12-03 | 2020-12-07 | 2021-12-07 | SOLAR EDGE | SE7600H-USRGM | Inverters | 7600 |  | 1 |  |  | 0.98 |  | Outdoor | OUTSIDE
NJSTRE1546305565 |  | Transition Incentive Program | Califon | 7830 | 4 | 9.15 | Residential | Yes | Behind the Meter | Net-metered residential rooftop and canopy |  | None | Bright Planet Solar | JCP&L | Accepted | 2020-12-03 | 2020-12-07 | 2021-12-07 | LONGI | LR6-60HPB-305M | Solar Panels |  | 0.305 | 8 | 64 | 37 |  | Fixed | Roof
NJSTRE1546305565 |  | Transition Incentive Program | Califon | 7830 | 4 | 9.15 | Residential | Yes | Behind the Meter | Net-metered residential rooftop and canopy |  | None | Bright Planet Solar | JCP&L | Accepted | 2020-12-03 | 2020-12-07 | 2021-12-07 | LONGI | LR6-60HPB-305M | Solar Panels |  | 0.305 | 22 | 153 | 27 |  | Fixed | Roof
NJSTRE1546305566 |  | Transition Incentive Program | Plainsboro | 8536 | 11 | 4.32 | Residential | No | Behind the Meter | Net-metered residential rooftop and canopy |  | None | Public Service Solar | PSE&G | Accepted | 2020-12-04 | 2020-12-07 | 2021-12-07 | Enphase | IQ7+ | Inverters | 0.29 |  | 12 |  |  | 0.96 |  | Outdoor | under panels
NJSTRE1546305566 |  | Transition Incentive Program | Plainsboro | 8536 | 11 | 4.32 | Residential | No | Behind the Meter | Net-metered residential rooftop and canopy |  | None | Public Service Solar | PSE&G | Accepted | 2020-12-04 | 2020-12-07 | 2021-12-07 | LG | N1C-N5 | Solar Panels |  | 0.36 | 8 | 178 | 20 |  | Fixed | Roof
NJSTRE1546305566 |  | Transition Incentive Program | Plainsboro | 8536 | 11 | 4.32 | Residential | No | Behind the Meter | Net-metered residential rooftop and canopy |  | None | Public Service Solar | PSE&G | Accepted | 2020-12-04 | 2020-12-07 | 2021-12-07 | LG | N1C-L5 | Solar Panels |  | 0.36 | 4 | 178 | 20 |  | Fixed | Roof
NJSTRE1546305595 |  | Transition Incentive Program | Spring Lake Heights | 7762 | 17 | 10.03 | Residential | Yes | Behind the Meter | Net-metered residential rooftop and canopy |  | None | Bright Planet Solar | JCP&L | Accepted | 2020-12-03 | 2020-12-07 | 2021-12-07 | SOLAR EDGE | SE10000H-USRGM | Inverters | 10000 |  | 1 |  |  | 0.98 |  | Outdoor | OUTSIDE
NJSTRE1546305595 |  | Transition Incentive Program | Spring Lake Heights | 7762 | 17 | 10.03 | Residential | Yes | Behind the Meter | Net-metered residential rooftop and canopy |  | None | Bright Planet Solar | JCP&L | Accepted | 2020-12-03 | 2020-12-07 | 2021-12-07 | HANWHA Q-CELLS | Q.PEAK DUO BLK-G5 295W | Solar Panels |  | 0.295 | 34 | 245 | 26 |  | Fixed | Roof
NJSTRE1546305652 |  | Transition Incentive Program | Manville | 8835 | 5 | 4.55 | Residential | Yes | Behind the Meter | Net-metered residential rooftop and canopy |  | None | Pro Custom Solar dba Momentum Solar | PSE&G | Accepted | 2020-12-03 | 2020-12-10 | 2021-12-10 | Enphase | IQ7Plus-72-2-US | Inverters | 290 |  | 13 |  |  | 0.97 |  | Outdoor | Roof
NJSTRE1546305652 |  | Transition Incentive Program | Manville | 8835 | 5 | 4.55 | Residential | Yes | Behind the Meter | Net-metered residential rooftop and canopy |  | None | Pro Custom Solar dba Momentum Solar | PSE&G | Accepted | 2020-12-03 | 2020-12-10 | 2021-12-10 | LG ELECTRONICS | LG 350N1C-V5 | Solar Panels |  | 0.35 | 13 | 163 | 24 |  | Fixed | Roof
NJSTRE1546305672 |  | Transition Incentive Program | South Bound Brook | 8880 | 5 | 5.95 | Residential | Yes | Behind the Meter | Net-metered residential rooftop and canopy |  | None | Pro Custom Solar dba Momentum Solar | PSE&G | Accepted | 2020-12-03 | 2020-12-07 | 2021-12-07 | Enphase | IQ7Plus-72-2-US | Inverters | 290 |  | 17 |  |  | 0.97 |  | Outdoor | Roof
NJSTRE1546305672 |  | Transition Incentive Program | South Bound Brook | 8880 | 5 | 5.95 | Residential | Yes | Behind the Meter | Net-metered residential rooftop and canopy |  | None | Pro Custom Solar dba Momentum Solar | PSE&G | Accepted | 2020-12-03 | 2020-12-07 | 2021-12-07 | LG ELECTRONICS | LG 350N1C-V5 | Solar Panels |  | 0.35 | 17 | 109 | 23 |  | Fixed | Roof
NJSTRE1546305685 |  | Transition Incentive Program | Wayne TWP | 7470 | 6 | 12.58 | Residential | Yes | Behind the Meter | Net-metered residential rooftop and canopy |  | None | Tesla Energy Operations Inc. | PSE&G | Accepted | 2020-12-03 | 2020-12-07 | 2021-12-07 | Tesla | AC Powerwall 2.0 | Electric Storage Battery |  |  | 6 |  |  |  | Lithium Ion |  | Inside garage
NJSTRE1546305685 |  | Transition Incentive Program | Wayne TWP | 7470 | 6 | 12.58 | Residential | Yes | Behind the Meter | Net-metered residential rooftop and canopy |  | None | Tesla Energy Operations Inc. | PSE&G | Accepted | 2020-12-03 | 2020-12-07 | 2021-12-07 | SolarEdge Technologies | SE11400H-US [240V] | Inverters | 11400 |  | 1 |  |  | 0.99 |  | Indoor | Inside garage
NJSTRE1546305685 |  | Transition Incentive Program | Wayne TWP | 7470 | 6 | 12.58 | Residential | Yes | Behind the Meter | Net-metered residential rooftop and canopy |  | None | Tesla Energy Operations Inc. | PSE&G | Accepted | 2020-12-03 | 2020-12-07 | 2021-12-07 | Hanwha Q-CELLS | Q.Peak DUO BLK-G6+ 340 | Solar Panels |  | 0.34 | 10 | 237 | 38 |  | Fixed | Roof
NJSTRE1546305685 |  | Transition Incentive Program | Wayne TWP | 7470 | 6 | 12.58 | Residential | Yes | Behind the Meter | Net-metered residential rooftop and canopy |  | None | Tesla Energy Operations Inc. | PSE&G | Accepted | 2020-12-03 | 2020-12-07 | 2021-12-07 | Hanwha Q-CELLS | Q.Peak DUO BLK-G6+ 340 | Solar Panels |  | 0.34 | 5 | 91 | 30 |  | Fixed | Roof
NJSTRE1546305685 |  | Transition Incentive Program | Wayne TWP | 7470 | 6 | 12.58 | Residential | Yes | Behind the Meter | Net-metered residential rooftop and canopy |  | None | Tesla Energy Operations Inc. | PSE&G | Accepted | 2020-12-03 | 2020-12-07 | 2021-12-07 | Hanwha Q-CELLS | Q.Peak DUO BLK-G6+ 340 | Solar Panels |  | 0.34 | 7 | 2 | 28 |  | Fixed | Roof
NJSTRE1546305685 |  | Transition Incentive Program | Wayne TWP | 7470 | 6 | 12.58 | Residential | Yes | Behind the Meter | Net-metered residential rooftop and canopy |  | None | Tesla Energy Operations Inc. | PSE&G | Accepted | 2020-12-03 | 2020-12-07 | 2021-12-07 | Hanwha Q-CELLS | Q.Peak DUO BLK-G6+ 340 | Solar Panels |  | 0.34 | 5 | 238 | 28 |  | Fixed | Roof
NJSTRE1546305685 |  | Transition Incentive Program | Wayne TWP | 7470 | 6 | 12.58 | Residential | Yes | Behind the Meter | Net-metered residential rooftop and canopy |  | None | Tesla Energy Operations Inc. | PSE&G | Accepted | 2020-12-03 | 2020-12-07 | 2021-12-07 | Hanwha Q-CELLS | Q.Peak DUO BLK-G6+ 340 | Solar Panels |  | 0.34 | 5 | 148 | 28 |  | Fixed | Roof
NJSTRE1546305685 |  | Transition Incentive Program | Wayne TWP | 7470 | 6 | 12.58 | Residential | Yes | Behind the Meter | Net-metered residential rooftop and canopy |  | None | Tesla Energy Operations Inc. | PSE&G | Accepted | 2020-12-03 | 2020-12-07 | 2021-12-07 | Hanwha Q-CELLS | Q.Peak DUO BLK-G6+ 340 | Solar Panels |  | 0.34 | 5 | 272 | 30 |  | Fixed | Roof
NJSTRE1546305702 |  | Transition Incentive Program | Nutley Town | 7110 | 9 | 5.74 | Residential | No | Behind the Meter | Net-metered residential rooftop and canopy |  | None | SunPower Corporation, Systems | PSE&G | Accepted | 2020-12-03 | 2020-12-07 | 2021-12-07 | SunPower | SPR-A410-G-AC | Inverters | 349 |  | 14 |  |  | 0.97 |  | Other | under each panel
NJSTRE1546305702 |  | Transition Incentive Program | Nutley Town | 7110 | 9 | 5.74 | Residential | No | Behind the Meter | Net-metered residential rooftop and canopy |  | None | SunPower Corporation, Systems | PSE&G | Accepted | 2020-12-03 | 2020-12-07 | 2021-12-07 | SunPower | SPR-A410-G-AC | Solar Panels |  | 0.41 | 9 | 180 | 22 |  | Fixed | Roof
NJSTRE1546305702 |  | Transition Incentive Program | Nutley Town | 7110 | 9 | 5.74 | Residential | No | Behind the Meter | Net-metered residential rooftop and canopy |  | None | SunPower Corporation, Systems | PSE&G | Accepted | 2020-12-03 | 2020-12-07 | 2021-12-07 | SunPower | SPR-A410-G-AC | Solar Panels |  | 0.41 | 5 | 360 | 5 |  | Fixed | Roof
NJSTRE1546305706 |  | Transition Incentive Program | East Windsor | 8520 | 12 | 12.42 | Residential | No | Behind the Meter | Net-metered residential rooftop and canopy |  | None | Sunrun, Inc. | JCP&L | Accepted | 2020-12-03 | 2020-12-07 | 2021-12-07 | Enphase Energy | IQ7PLUS-72-x-US (240V) | Inverters | 290 |  | 36 |  |  | 0.96 |  | Outdoor | Rooftop
NJSTRE1546305706 |  | Transition Incentive Program | East Windsor | 8520 | 12 | 12.42 | Residential | No | Behind the Meter | Net-metered residential rooftop and canopy |  | None | Sunrun, Inc. | JCP&L | Accepted | 2020-12-03 | 2020-12-07 | 2021-12-07 | LG Electronics | LG345N1C-V5 | Solar Panels |  | 0.345 | 6 | 184 | 23 |  | Fixed | Roof
NJSTRE1546305706 |  | Transition Incentive Program | East Windsor | 8520 | 12 | 12.42 | Residential | No | Behind the Meter | Net-metered residential rooftop and canopy |  | None | Sunrun, Inc. | JCP&L | Accepted | 2020-12-03 | 2020-12-07 | 2021-12-07 | LG Electronics | LG345N1C-V5 | Solar Panels |  | 0.345 | 9 | 94 | 28 |  | Fixed | Roof
NJSTRE1546305706 |  | Transition Incentive Program | East Windsor | 8520 | 12 | 12.42 | Residential | No | Behind the Meter | Net-metered residential rooftop and canopy |  | None | Sunrun, Inc. | JCP&L | Accepted | 2020-12-03 | 2020-12-07 | 2021-12-07 | LG Electronics | LG345N1C-V5 | Solar Panels |  | 0.345 | 21 | 274 | 28 |  | Fixed | Roof
NJSTRE1546305709 |  | Transition Incentive Program | Mays Landing | 8330 | 19 | 5.36 | Residential | Yes | Behind the Meter | Net-metered residential rooftop and canopy |  | None | Bright Planet Solar | AC Electric | Accepted | 2020-12-03 | 2020-12-07 | 2021-12-07 | SOLAR EDGE | SE5000H-USRGM | Inverters | 5000 |  | 1 |  |  | 0.98 |  | Outdoor | OUTSIDE
NJSTRE1546305709 |  | Transition Incentive Program | Mays Landing | 8330 | 19 | 5.36 | Residential | Yes | Behind the Meter | Net-metered residential rooftop and canopy |  | None | Bright Planet Solar | AC Electric | Accepted | 2020-12-03 | 2020-12-07 | 2021-12-07 | LG | LG335N1C-A5 | Solar Panels |  | 0.335 | 16 | 101 | 22 |  | Fixed | Roof
NJSTRE1546305717 |  | Transition Incentive Program | National Park Boro | 8063 | 15 | 7.02 | Residential | Yes | Behind the Meter | Net-metered residential rooftop and canopy |  | None | Bright Planet Solar | PSE&G | Accepted | 2020-12-03 | 2020-12-07 | 2021-12-07 | SOLAR EDGE | SE5000H-USRGM | Inverters | 5000 |  | 1 |  |  | 0.98 |  | Outdoor | OUTSIDE
NJSTRE1546305717 |  | Transition Incentive Program | National Park Boro | 8063 | 15 | 7.02 | Residential | Yes | Behind the Meter | Net-metered residential rooftop and canopy |  | None | Bright Planet Solar | PSE&G | Accepted | 2020-12-03 | 2020-12-07 | 2021-12-07 | LONGI | LR6-60HPB-305M | Solar Panels |  | 0.305 | 5 | 206 | 9 |  | Fixed | Roof
NJSTRE1546305717 |  | Transition Incentive Program | National Park Boro | 8063 | 15 | 7.02 | Residential | Yes | Behind the Meter | Net-metered residential rooftop and canopy |  | None | Bright Planet Solar | PSE&G | Accepted | 2020-12-03 | 2020-12-07 | 2021-12-07 | LONGI | LR6-60HPB-305M | Solar Panels |  | 0.305 | 18 | 202 | 33 |  | Fixed | Roof
NJSTRE1546305722 |  | Transition Incentive Program | Point Pleasant | 8742 | 18 | 13.42 | Residential | Yes | Behind the Meter | Net-metered residential rooftop and canopy |  | None | Sunrun Installation Services, Inc. | JCP&L | Accepted | 2020-12-03 | 2020-12-07 | 2021-12-07 | Enphase Energy | IQ7-60-x-US (240V) | Inverters | 240 |  | 44 |  |  | 0.96 |  | Outdoor | Rooftop
NJSTRE1546305722 |  | Transition Incentive Program | Point Pleasant | 8742 | 18 | 13.42 | Residential | Yes | Behind the Meter | Net-metered residential rooftop and canopy |  | None | Sunrun Installation Services, Inc. | JCP&L | Accepted | 2020-12-03 | 2020-12-07 | 2021-12-07 | LONGi Green Energy Technology Co Ltd | LR6-60HPB-305M | Solar Panels |  | 0.305 | 20 | 281 | 23 |  | Fixed | Roof
NJSTRE1546305722 |  | Transition Incentive Program | Point Pleasant | 8742 | 18 | 13.42 | Residential | Yes | Behind the Meter | Net-metered residential rooftop and canopy |  | None | Sunrun Installation Services, Inc. | JCP&L | Accepted | 2020-12-03 | 2020-12-07 | 2021-12-07 | LONGi Green Energy Technology Co Ltd | LR6-60HPB-305M | Solar Panels |  | 0.305 | 4 | 12 | 23 |  | Fixed | Roof
NJSTRE1546305722 |  | Transition Incentive Program | Point Pleasant | 8742 | 18 | 13.42 | Residential | Yes | Behind the Meter | Net-metered residential rooftop and canopy |  | None | Sunrun Installation Services, Inc. | JCP&L | Accepted | 2020-12-03 | 2020-12-07 | 2021-12-07 | LONGi Green Energy Technology Co Ltd | LR6-60HPB-305M | Solar Panels |  | 0.305 | 20 | 101 | 23 |  | Fixed | Roof
NJSTRE1546305827 |  | Transition Incentive Program | Woodbridge TWP | 7067 | 10 | 13.26 | Residential | No | Behind the Meter | Net-metered residential rooftop and canopy |  | None | Tesla Energy Operations Inc. | PSE&G | Accepted | 2020-12-03 | 2020-12-07 | 2021-12-07 | SolarEdge Technologies | SE11400H-US [240V] | Inverters | 11400 |  | 1 |  |  | 0.99 |  | Outside | Outside
NJSTRE1546305827 |  | Transition Incentive Program | Woodbridge TWP | 7067 | 10 | 13.26 | Residential | No | Behind the Meter | Net-metered residential rooftop and canopy |  | None | Tesla Energy Operations Inc. | PSE&G | Accepted | 2020-12-03 | 2020-12-07 | 2021-12-07 | Hanwha Q-CELLS | Q.Peak DUO BLK-G6+ 340 | Solar Panels |  | 0.34 | 11 | 267 | 12 |  | Fixed | Roof
NJSTRE1546305827 |  | Transition Incentive Program | Woodbridge TWP | 7067 | 10 | 13.26 | Residential | No | Behind the Meter | Net-metered residential rooftop and canopy |  | None | Tesla Energy Operations Inc. | PSE&G | Accepted | 2020-12-03 | 2020-12-07 | 2021-12-07 | Hanwha Q-CELLS | Q.Peak DUO BLK-G6+ 340 | Solar Panels |  | 0.34 | 16 | 267 | 34 |  | Fixed | Roof
NJSTRE1546305827 |  | Transition Incentive Program | Woodbridge TWP | 7067 | 10 | 13.26 | Residential | No | Behind the Meter | Net-metered residential rooftop and canopy |  | None | Tesla Energy Operations Inc. | PSE&G | Accepted | 2020-12-03 | 2020-12-07 | 2021-12-07 | Hanwha Q-CELLS | Q.Peak DUO BLK-G6+ 340 | Solar Panels |  | 0.34 | 12 | 267 | 34 |  | Fixed | Roof
NJSTRE1546305927 |  | Transition Incentive Program | Ringwood | 7456 | 6 | 21.76 | Residential | No | Behind the Meter | Net-metered residential rooftop and canopy |  | None | Tesla Energy Operations Inc. | JCP&L | Accepted | 2020-12-03 | 2020-12-07 | 2021-12-07 | SolarEdge Technologies | SE10000H-US [240V] | Inverters | 10000 |  | 1 |  |  | 0.99 |  | Outside | Outside
NJSTRE1546305927 |  | Transition Incentive Program | Ringwood | 7456 | 6 | 21.76 | Residential | No | Behind the Meter | Net-metered residential rooftop and canopy |  | None | Tesla Energy Operations Inc. | JCP&L | Accepted | 2020-12-03 | 2020-12-07 | 2021-12-07 | SolarEdge Technologies | SE11400H-US [240V] | Inverters | 11400 |  | 1 |  |  | 0.99 |  | Outside | Outside
NJSTRE1546305927 |  | Transition Incentive Program | Ringwood | 7456 | 6 | 21.76 | Residential | No | Behind the Meter | Net-metered residential rooftop and canopy |  | None | Tesla Energy Operations Inc. | JCP&L | Accepted | 2020-12-03 | 2020-12-07 | 2021-12-07 | Hanwha Q CELLS | Q.PEAK DUO-G6+/SC 340 | Solar Panels |  | 0.34 | 16 | 213 | 40 |  | Fixed | Roof
NJSTRE1546305927 |  | Transition Incentive Program | Ringwood | 7456 | 6 | 21.76 | Residential | No | Behind the Meter | Net-metered residential rooftop and canopy |  | None | Tesla Energy Operations Inc. | JCP&L | Accepted | 2020-12-03 | 2020-12-07 | 2021-12-07 | Hanwha Q CELLS | Q.PEAK DUO-G6+/SC 340 | Solar Panels |  | 0.34 | 6 | 123 | 30 |  | Fixed | Roof
NJSTRE1546305927 |  | Transition Incentive Program | Ringwood | 7456 | 6 | 21.76 | Residential | No | Behind the Meter | Net-metered residential rooftop and canopy |  | None | Tesla Energy Operations Inc. | JCP&L | Accepted | 2020-12-03 | 2020-12-07 | 2021-12-07 | Hanwha Q CELLS | Q.PEAK DUO-G6+/SC 340 | Solar Panels |  | 0.34 | 20 | 303 | 30 |  | Fixed | Roof
NJSTRE1546305927 |  | Transition Incentive Program | Ringwood | 7456 | 6 | 21.76 | Residential | No | Behind the Meter | Net-metered residential rooftop and canopy |  | None | Tesla Energy Operations Inc. | JCP&L | Accepted | 2020-12-03 | 2020-12-07 | 2021-12-07 | Hanwha Q CELLS | Q.PEAK DUO-G6+/SC 340 | Solar Panels |  | 0.34 | 3 | 303 | 40 |  | Fixed | Roof
NJSTRE1546305927 |  | Transition Incentive Program | Ringwood | 7456 | 6 | 21.76 | Residential | No | Behind the Meter | Net-metered residential rooftop and canopy |  | None | Tesla Energy Operations Inc. | JCP&L | Accepted | 2020-12-03 | 2020-12-07 | 2021-12-07 | Hanwha Q CELLS | Q.PEAK DUO-G6+/SC 340 | Solar Panels |  | 0.34 | 6 | 33 | 40 |  | Fixed | Roof
NJSTRE1546305927 |  | Transition Incentive Program | Ringwood | 7456 | 6 | 21.76 | Residential | No | Behind the Meter | Net-metered residential rooftop and canopy |  | None | Tesla Energy Operations Inc. | JCP&L | Accepted | 2020-12-03 | 2020-12-07 | 2021-12-07 | Hanwha Q CELLS | Q.PEAK DUO-G6+/SC 340 | Solar Panels |  | 0.34 | 8 | 213 | 45 |  | Fixed | Roof
NJSTRE1546305927 |  | Transition Incentive Program | Ringwood | 7456 | 6 | 21.76 | Residential | No | Behind the Meter | Net-metered residential rooftop and canopy |  | None | Tesla Energy Operations Inc. | JCP&L | Accepted | 2020-12-03 | 2020-12-07 | 2021-12-07 | Hanwha Q CELLS | Q.PEAK DUO-G6+/SC 340 | Solar Panels |  | 0.34 | 5 | 123 | 30 |  | Fixed | Roof
NJSTRE1546305949 |  | Transition Incentive Program | PARAMUS BORO | 7652 | 7 | 10.88 | Residential | No | Behind the Meter | Net-metered residential rooftop and canopy |  | None | Tesla Energy Operations, Inc. | PSE&G | Accepted | 2020-12-03 | 2020-12-07 | 2021-12-07 | SolarEdge Technologies Ltd. | SE10000H-US [240V] | Inverters | 10000 |  | 1 |  |  | 0.99 |  | Outdoor | Outside
NJSTRE1546305949 |  | Transition Incentive Program | PARAMUS BORO | 7652 | 7 | 10.88 | Residential | No | Behind the Meter | Net-metered residential rooftop and canopy |  | None | Tesla Energy Operations, Inc. | PSE&G | Accepted | 2020-12-03 | 2020-12-07 | 2021-12-07 | Hanwha Q-CELLS | Q.Peak DUO BLK-G6+ 340 | Solar Panels |  | 0.34 | 32 | 111 | 28 |  | Fixed | Roof
NJSTRE1546305953 |  | Transition Incentive Program | Matawan | 7747 | 17 | 8.36 | Residential | Yes | Behind the Meter | Net-metered residential rooftop and canopy |  | None | Tesla Energy Operations Inc. | JCP&L | Accepted | 2020-12-03 | 2020-12-07 | 2021-12-07 | Delta | M8-TL-US [240V] | Inverters | 7680 |  | 1 |  |  | 0.975 |  | Outside | Outside
NJSTRE1546305953 |  | Transition Incentive Program | Matawan | 7747 | 17 | 8.36 | Residential | Yes | Behind the Meter | Net-metered residential rooftop and canopy |  | None | Tesla Energy Operations Inc. | JCP&L | Accepted | 2020-12-03 | 2020-12-07 | 2021-12-07 | Tesla | SR60T1 | Solar Panels |  | 0.05847 | 66 | 56 | 28 |  | Fixed | Roof
NJSTRE1546305953 |  | Transition Incentive Program | Matawan | 7747 | 17 | 8.36 | Residential | Yes | Behind the Meter | Net-metered residential rooftop and canopy |  | None | Tesla Energy Operations Inc. | JCP&L | Accepted | 2020-12-03 | 2020-12-07 | 2021-12-07 | Tesla | SR60T1 | Solar Panels |  | 0.05847 | 21 | 56 | 20 |  | Fixed | Roof
NJSTRE1546305953 |  | Transition Incentive Program | Matawan | 7747 | 17 | 8.36 | Residential | Yes | Behind the Meter | Net-metered residential rooftop and canopy |  | None | Tesla Energy Operations Inc. | JCP&L | Accepted | 2020-12-03 | 2020-12-07 | 2021-12-07 | Tesla | SR60T1 | Solar Panels |  | 0.05847 | 56 | 236 | 28 |  | Fixed | Roof
NJSTRE1546305972 |  | Transition Incentive Program | Pennsauken Twp | 8105 | 14 | 7.56 | Residential | Yes | Behind the Meter | Net-metered residential rooftop and canopy |  | None | 1st Light Energy Inc | PSE&G | Accepted | 2020-12-03 | 2020-12-07 | 2021-12-07 | SolarEdge | SE6000H-US | Inverters | 6000 |  | 1 |  |  | 0.99 |  | Outside | Within 10 feet of Meter
NJSTRE1546305972 |  | Transition Incentive Program | Pennsauken Twp | 8105 | 14 | 7.56 | Residential | Yes | Behind the Meter | Net-metered residential rooftop and canopy |  | None | 1st Light Energy Inc | PSE&G | Accepted | 2020-12-03 | 2020-12-07 | 2021-12-07 | Longi | LR6-60HPB-315M | Solar Panels |  | 0.315 | 11 | 128 | 30 |  | Fixed | Roof
NJSTRE1546305972 |  | Transition Incentive Program | Pennsauken Twp | 8105 | 14 | 7.56 | Residential | Yes | Behind the Meter | Net-metered residential rooftop and canopy |  | None | 1st Light Energy Inc | PSE&G | Accepted | 2020-12-03 | 2020-12-07 | 2021-12-07 | Longi | LR6-60HPB-315M | Solar Panels |  | 0.315 | 13 | 308 | 30 |  | Fixed | Roof
NJSTRE1546305976 |  | Transition Incentive Program | Vernon | 7462 | 1 | 7.88 | Residential | Yes | Behind the Meter | Net-metered residential rooftop and canopy |  | None | 1st Light Energy Inc | JCP&L | Accepted | 2020-12-03 | 2020-12-07 | 2021-12-07 | SolarEdge | SE7600H-US | Inverters | 7600 |  | 1 |  |  | 0.99 |  | Outside | Within 10 feet of Meter
NJSTRE1546305976 |  | Transition Incentive Program | Vernon | 7462 | 1 | 7.88 | Residential | Yes | Behind the Meter | Net-metered residential rooftop and canopy |  | None | 1st Light Energy Inc | JCP&L | Accepted | 2020-12-03 | 2020-12-07 | 2021-12-07 | Longi | LR6-60HPB-315M | Solar Panels |  | 0.315 | 8 | 118 | 18 |  | Fixed | Roof
NJSTRE1546305976 |  | Transition Incentive Program | Vernon | 7462 | 1 | 7.88 | Residential | Yes | Behind the Meter | Net-metered residential rooftop and canopy |  | None | 1st Light Energy Inc | JCP&L | Accepted | 2020-12-03 | 2020-12-07 | 2021-12-07 | Longi | LR6-60HPB-315M | Solar Panels |  | 0.315 | 17 | 298 | 27 |  | Fixed | Roof
NJSTRE1546305999 |  | Transition Incentive Program | Hamilton Twp | 8619 | 12 | 17.85 | Commercial | No | Behind the Meter | Net-metered non-residential rooftop and canopy |  | None | FAL SOLAR SYSTEMS INC | PSE&G | Accepted | 2020-12-03 | 2020-12-10 | 2021-12-10 | Enphase Energy | IQ7PLUS-72-2-US | Inverters | 290 |  | 42 |  |  | 0.97 |  | Outside | Attached to each panel
NJSTRE1546305999 |  | Transition Incentive Program | Hamilton Twp | 8619 | 12 | 17.85 | Commercial | No | Behind the Meter | Net-metered non-residential rooftop and canopy |  | None | FAL SOLAR SYSTEMS INC | PSE&G | Accepted | 2020-12-03 | 2020-12-10 | 2021-12-10 | Hanwha Q-Cells | Q.PEAK DUO L-G6.2 425 | Solar Panels |  | 0.425 | 42 | 175 | 15 |  | Fixed | Roof
NJSTRE1546316718 |  | Transition Incentive Program | Monroe Township | 8831 | 11 | 8.75 | Residential | No | Behind the Meter | Net-metered residential rooftop and canopy |  | None | Suntuity Solar LLC | JCP&L | Accepted | 2020-12-04 | 2020-12-07 | 2021-12-07 | Enphase Energy | IQ7-60-2-US | Inverters | 240 |  | 25 |  |  | 0.97 |  | Outdoor | Behind the PV Modules
NJSTRE1546316718 |  | Transition Incentive Program | Monroe Township | 8831 | 11 | 8.75 | Residential | No | Behind the Meter | Net-metered residential rooftop and canopy |  | None | Suntuity Solar LLC | JCP&L | Accepted | 2020-12-04 | 2020-12-07 | 2021-12-07 | Longi | LR4-60HPB-350M | Solar Panels |  | 0.35 | 6 | 261 | 21 |  | Fixed | Roof
NJSTRE1546316718 |  | Transition Incentive Program | Monroe Township | 8831 | 11 | 8.75 | Residential | No | Behind the Meter | Net-metered residential rooftop and canopy |  | None | Suntuity Solar LLC | JCP&L | Accepted | 2020-12-04 | 2020-12-07 | 2021-12-07 | Longi | LR4-60HPB-350M | Solar Panels |  | 0.35 | 12 | 171 | 14 |  | Fixed | Roof
NJSTRE1546316718 |  | Transition Incentive Program | Monroe Township | 8831 | 11 | 8.75 | Residential | No | Behind the Meter | Net-metered residential rooftop and canopy |  | None | Suntuity Solar LLC | JCP&L | Accepted | 2020-12-04 | 2020-12-07 | 2021-12-07 | Longi | LR4-60HPB-350M | Solar Panels |  | 0.35 | 7 | 81 | 21 |  | Fixed | Roof
NJSTRE1546316720 |  | Transition Incentive Program | Hazlet | 7730 | 17 | 466.56 | Commercial | Yes | Behind the Meter | Net-metered non-residential rooftop and canopy |  | None | Summit Solar Corp | JCP&L | Accepted | 2020-12-04 | 2020-12-10 | 2021-12-10 | Chint Power Systems | CPS SCA25KTL-DO/US-480[Sl1-FWVW] | Inverters | 25000 |  | 1 |  |  | 0.985 |  | Indoor | Inside Electrical Room
NJSTRE1546316720 |  | Transition Incentive Program | Hazlet | 7730 | 17 | 466.56 | Commercial | Yes | Behind the Meter | Net-metered non-residential rooftop and canopy |  | None | Summit Solar Corp | JCP&L | Accepted | 2020-12-04 | 2020-12-10 | 2021-12-10 | Chint Power Systems | CPS SCA60KTL-DO/US-480[Sl1-FWVW] | Inverters | 60000 |  | 5 |  |  | 0.985 |  | Indoor | Inside Electrical Room
NJSTRE1546316720 |  | Transition Incentive Program | Hazlet | 7730 | 17 | 466.56 | Commercial | Yes | Behind the Meter | Net-metered non-residential rooftop and canopy |  | None | Summit Solar Corp | JCP&L | Accepted | 2020-12-04 | 2020-12-10 | 2021-12-10 | Suzhou Talesun Solar Tech, Co | TP6H72M-405 | Solar Panels |  | 0.405 | 1152 | 193 | 5 |  | Fixed | Roof
NJSTRE1546316722 |  | Transition Incentive Program | Watchung | 7076 | 10 | 300.51 | Commercial | Yes | Behind the Meter | Net-metered non-residential rooftop and canopy |  | None | Summit Solar Corp | PSE&G | Accepted | 2020-12-04 | 2020-12-10 | 2021-12-10 | CPS America | CPS SCA60KTL-DO/US-480[Sl1-FWVW] | Inverters | 60000 |  | 2 |  |  | 0.985 |  | Outdoor | Rooftop
NJSTRE1546316722 |  | Transition Incentive Program | Watchung | 7076 | 10 | 300.51 | Commercial | Yes | Behind the Meter | Net-metered non-residential rooftop and canopy |  | None | Summit Solar Corp | PSE&G | Accepted | 2020-12-04 | 2020-12-10 | 2021-12-10 | CPS America | CPS SCA50KTL-DO/US-480[Sl1-FWVW] | Inverters | 50000 |  | 2 |  |  | 0.985 |  | Outdoor | roof
NJSTRE1546316722 |  | Transition Incentive Program | Watchung | 7076 | 10 | 300.51 | Commercial | Yes | Behind the Meter | Net-metered non-residential rooftop and canopy |  | None | Summit Solar Corp | PSE&G | Accepted | 2020-12-04 | 2020-12-10 | 2021-12-10 | Suzhou Talesun Solar Tech, Co | TP6H72M-405 | Solar Panels |  | 0.405 | 742 | 217 | 5 |  | Fixed | Roof
NJSTRE1546316725 |  | Transition Incentive Program | Wayne | 7470 | 6 | 383.13 | Commercial | Yes | Behind the Meter | Net-metered non-residential rooftop and canopy |  | None | Summit Solar Corp | PSE&G | Accepted | 2020-12-04 | 2020-12-10 | 2021-12-10 | CPS America | CPS SCA60KTL-DO/US-480[Sl1-FWVW] | Inverters | 60000 |  | 3 |  |  | 0.985 |  | Outdoor | roof
NJSTRE1546316725 |  | Transition Incentive Program | Wayne | 7470 | 6 | 383.13 | Commercial | Yes | Behind the Meter | Net-metered non-residential rooftop and canopy |  | None | Summit Solar Corp | PSE&G | Accepted | 2020-12-04 | 2020-12-10 | 2021-12-10 | CPS America | CPS SCA50KTL-DO/US-480[Sl1-FWVW] | Inverters | 50000 |  | 2 |  |  | 0.985 |  | Outdoor | roof
NJSTRE1546316725 |  | Transition Incentive Program | Wayne | 7470 | 6 | 383.13 | Commercial | Yes | Behind the Meter | Net-metered non-residential rooftop and canopy |  | None | Summit Solar Corp | PSE&G | Accepted | 2020-12-04 | 2020-12-10 | 2021-12-10 | Suzhou Talesun Solar Tech, Co | TP6H72M-405 | Solar Panels |  | 0.405 | 946 | 217 | 5 |  | Fixed | Roof
NJSTRE1546316727 |  | Transition Incentive Program | Cherry Hill | 8034 | 14 | 9.18 | Residential | No | Behind the Meter | Net-metered residential rooftop and canopy |  | None | Vision Solar LLC | PSE&G | Accepted | 2020-12-04 | 2020-12-07 | 2021-12-07 | ENPHASE | IQ7-60-2-US | Inverters | 0.24 |  | 27 |  |  | 0.96 |  | Other | BEHIND EACH PANEL
NJSTRE1546316727 |  | Transition Incentive Program | Cherry Hill | 8034 | 14 | 9.18 | Residential | No | Behind the Meter | Net-metered residential rooftop and canopy |  | None | Vision Solar LLC | PSE&G | Accepted | 2020-12-04 | 2020-12-07 | 2021-12-07 | HANWHA Q-CELLS | Q.PEAK DUO BLK-G6+ 340 | Solar Panels |  | 0.34 | 7 | 323 | 25 |  | Fixed | Roof
NJSTRE1546316727 |  | Transition Incentive Program | Cherry Hill | 8034 | 14 | 9.18 | Residential | No | Behind the Meter | Net-metered residential rooftop and canopy |  | None | Vision Solar LLC | PSE&G | Accepted | 2020-12-04 | 2020-12-07 | 2021-12-07 | HANWHA Q-CELLS | Q.PEAK DUO BLK-G6+ 340 | Solar Panels |  | 0.34 | 20 | 142 | 25 |  | Fixed | Roof
NJSTRE1546316736 |  | Transition Incentive Program | TOMS RIVER | 8757 | 18 | 5.76 | Residential | Yes | Behind the Meter | Net-metered residential rooftop and canopy |  | None | Vivint Solar Developer, LLC | JCP&L | Accepted | 2020-12-04 | 2020-12-07 | 2021-12-07 | Solar Edge | SE3800H-US | Inverters | 3800 |  | 1 |  |  | 0.992 |  | Outdoor | Near the Utility Meter
NJSTRE1546316736 |  | Transition Incentive Program | TOMS RIVER | 8757 | 18 | 5.76 | Residential | Yes | Behind the Meter | Net-metered residential rooftop and canopy |  | None | Vivint Solar Developer, LLC | JCP&L | Accepted | 2020-12-04 | 2020-12-07 | 2021-12-07 | JINKO SOLAR | JKM320M-60HBL | Solar Panels |  | 0.32 | 16 | 167 | 24 |  | Fixed | Roof
NJSTRE1546316736 |  | Transition Incentive Program | TOMS RIVER | 8757 | 18 | 5.76 | Residential | Yes | Behind the Meter | Net-metered residential rooftop and canopy |  | None | Vivint Solar Developer, LLC | JCP&L | Accepted | 2020-12-04 | 2020-12-07 | 2021-12-07 | JINKO SOLAR | JKM320M-60HBL | Solar Panels |  | 0.32 | 2 | 167 | 24 |  | Fixed | Roof
NJSTRE1546316771 |  | Transition Incentive Program | Wildwood | 8260 | 21 | 6.8 | Residential | No | Behind the Meter | Net-metered residential rooftop and canopy |  | None | Vision Solar LLC | AC Electric | Accepted | 2020-12-04 | 2020-12-07 | 2021-12-07 | ENPHASE | IQ7-60-2-US | Inverters | 0.24 |  | 20 |  |  | 0.96 |  | Other | BEHIND EACH PANEL
NJSTRE1546316771 |  | Transition Incentive Program | Wildwood | 8260 | 21 | 6.8 | Residential | No | Behind the Meter | Net-metered residential rooftop and canopy |  | None | Vision Solar LLC | AC Electric | Accepted | 2020-12-04 | 2020-12-07 | 2021-12-07 | HANWHA Q-CELLS | Q.PEAK DUO BLK-G6+ 340 | Solar Panels |  | 0.34 | 3 | 227 | 16 |  | Fixed | Roof
NJSTRE1546316771 |  | Transition Incentive Program | Wildwood | 8260 | 21 | 6.8 | Residential | No | Behind the Meter | Net-metered residential rooftop and canopy |  | None | Vision Solar LLC | AC Electric | Accepted | 2020-12-04 | 2020-12-07 | 2021-12-07 | HANWHA Q-CELLS | Q.PEAK DUO BLK-G6+ 340 | Solar Panels |  | 0.34 | 17 | 227 | 21 |  | Fixed | Roof
NJSTRE1546316777 |  | Transition Incentive Program | Fords | 8863 | 11 | 6.72 | Residential | Yes | Behind the Meter | Net-metered residential rooftop and canopy |  | None | Vivint Solar Developer, LLC | PSE&G | Accepted | 2020-12-04 | 2020-12-07 | 2021-12-07 | Solar Edge | SE7600H-US | Inverters | 7600 |  | 1 |  |  | 0.992 |  | Outdoor | Near the Utility Meter
NJSTRE1546316777 |  | Transition Incentive Program | Fords | 8863 | 11 | 6.72 | Residential | Yes | Behind the Meter | Net-metered residential rooftop and canopy |  | None | Vivint Solar Developer, LLC | PSE&G | Accepted | 2020-12-04 | 2020-12-07 | 2021-12-07 | JINKO SOLAR | JKM320M-60HBL | Solar Panels |  | 0.32 | 15 | 108 | 19 |  | Fixed | Roof
NJSTRE1546316777 |  | Transition Incentive Program | Fords | 8863 | 11 | 6.72 | Residential | Yes | Behind the Meter | Net-metered residential rooftop and canopy |  | None | Vivint Solar Developer, LLC | PSE&G | Accepted | 2020-12-04 | 2020-12-07 | 2021-12-07 | JINKO SOLAR | JKM320M-60HBL | Solar Panels |  | 0.32 | 6 | 198 | 19 |  | Fixed | Roof
NJSTRE1546316783 |  | Transition Incentive Program | Haddonfield | 8033 | 14 | 4.76 | Residential | Yes | Behind the Meter | Net-metered residential rooftop and canopy |  | None | Trinity Solar | PSE&G | Accepted | 2020-12-04 | 2020-12-07 | 2021-12-07 | Solar Edge | SE3800 | Inverters | 3800 |  | 1 |  |  | 0.97 |  | Outside | side of home
NJSTRE1546316783 |  | Transition Incentive Program | Haddonfield | 8033 | 14 | 4.76 | Residential | Yes | Behind the Meter | Net-metered residential rooftop and canopy |  | None | Trinity Solar | PSE&G | Accepted | 2020-12-04 | 2020-12-07 | 2021-12-07 | Hanwha | Q.PEAK DUO BLK-G6 340 | Solar Panels |  | 0.34 | 14 | 147 | 22 |  | Fixed | Roof
NJSTRE1546316785 |  | Transition Incentive Program | Howell | 7731 | 17 | 7.82 | Residential | Yes | Behind the Meter | Net-metered residential rooftop and canopy |  | None | Trinity Solar | JCP&L | Accepted | 2020-12-04 | 2020-12-07 | 2021-12-07 | Solar Edge | SE6000H-US | Inverters | 6000 |  | 1 |  |  | 0.97 |  | Outside | side of home
NJSTRE1546316785 |  | Transition Incentive Program | Howell | 7731 | 17 | 7.82 | Residential | Yes | Behind the Meter | Net-metered residential rooftop and canopy |  | None | Trinity Solar | JCP&L | Accepted | 2020-12-04 | 2020-12-07 | 2021-12-07 | Hanwha 340 | Q.PEAK DUO BLK-G6 340 | Solar Panels |  | 0.34 | 2 | 91 | 32 |  | Fixed | Roof
NJSTRE1546316785 |  | Transition Incentive Program | Howell | 7731 | 17 | 7.82 | Residential | Yes | Behind the Meter | Net-metered residential rooftop and canopy |  | None | Trinity Solar | JCP&L | Accepted | 2020-12-04 | 2020-12-07 | 2021-12-07 | Hanwha 340 | Q.PEAK DUO BLK-G6 340 | Solar Panels |  | 0.34 | 8 | 272 | 39 |  | Fixed | Roof
NJSTRE1546316785 |  | Transition Incentive Program | Howell | 7731 | 17 | 7.82 | Residential | Yes | Behind the Meter | Net-metered residential rooftop and canopy |  | None | Trinity Solar | JCP&L | Accepted | 2020-12-04 | 2020-12-07 | 2021-12-07 | Hanwha 340 | Q.PEAK DUO BLK-G6 340 | Solar Panels |  | 0.34 | 5 | 182 | 37 |  | Fixed | Roof
NJSTRE1546316785 |  | Transition Incentive Program | Howell | 7731 | 17 | 7.82 | Residential | Yes | Behind the Meter | Net-metered residential rooftop and canopy |  | None | Trinity Solar | JCP&L | Accepted | 2020-12-04 | 2020-12-07 | 2021-12-07 | Hanwha 340 | Q.PEAK DUO BLK-G6 340 | Solar Panels |  | 0.34 | 4 | 271 | 34 |  | Fixed | Roof
NJSTRE1546316785 |  | Transition Incentive Program | Howell | 7731 | 17 | 7.82 | Residential | Yes | Behind the Meter | Net-metered residential rooftop and canopy |  | None | Trinity Solar | JCP&L | Accepted | 2020-12-04 | 2020-12-07 | 2021-12-07 | Hanwha 340 | Q.PEAK DUO BLK-G6 340 | Solar Panels |  | 0.34 | 4 | 92 | 37 |  | Fixed | Roof
NJSTRE1546316789 |  | Transition Incentive Program | Mount Royal | 8061 | 15 | 14.72 | Residential | No | Behind the Meter | Net-metered residential rooftop and canopy |  | None | Orbit Energy & Power, LLC | AC Electric | Accepted | 2020-12-04 | 2020-12-07 | 2021-12-07 | ENPHASE ENERGY | IQ7-60-2-US | Inverters | 240 |  | 46 |  |  | 0.99 |  | Other | UNDER EACH PANEL
NJSTRE1546316789 |  | Transition Incentive Program | Mount Royal | 8061 | 15 | 14.72 | Residential | No | Behind the Meter | Net-metered residential rooftop and canopy |  | None | Orbit Energy & Power, LLC | AC Electric | Accepted | 2020-12-04 | 2020-12-07 | 2021-12-07 | HANWHA | Q PEAK CELLS 320W | Solar Panels |  | 0.32 | 15 | 230 | 34 |  | Fixed | Roof
NJSTRE1546316789 |  | Transition Incentive Program | Mount Royal | 8061 | 15 | 14.72 | Residential | No | Behind the Meter | Net-metered residential rooftop and canopy |  | None | Orbit Energy & Power, LLC | AC Electric | Accepted | 2020-12-04 | 2020-12-07 | 2021-12-07 | HANWHA | Q PEAK CELLS 320W | Solar Panels |  | 0.32 | 2 | 320 | 39 |  | Fixed | Roof
NJSTRE1546316789 |  | Transition Incentive Program | Mount Royal | 8061 | 15 | 14.72 | Residential | No | Behind the Meter | Net-metered residential rooftop and canopy |  | None | Orbit Energy & Power, LLC | AC Electric | Accepted | 2020-12-04 | 2020-12-07 | 2021-12-07 | HANWHA | Q PEAK CELLS 320W | Solar Panels |  | 0.32 | 2 | 140 | 39 |  | Fixed | Roof
NJSTRE1546316789 |  | Transition Incentive Program | Mount Royal | 8061 | 15 | 14.72 | Residential | No | Behind the Meter | Net-metered residential rooftop and canopy |  | None | Orbit Energy & Power, LLC | AC Electric | Accepted | 2020-12-04 | 2020-12-07 | 2021-12-07 | HANWHA | Q PEAK CELLS 320W | Solar Panels |  | 0.32 | 27 | 50 | 34 |  | Fixed | Roof
NJSTRE1546316811 |  | Transition Incentive Program | Willingboro | 8046 | 13 | 8.16 | Residential | Yes | Behind the Meter | Net-metered residential rooftop and canopy |  | None | Trinity Solar | PSE&G | Accepted | 2020-12-04 | 2020-12-07 | 2021-12-07 | Solar Edge | SE7600 | Inverters | 7600 |  | 1 |  |  | 0.97 |  | Outside | side of home
NJSTRE1546316811 |  | Transition Incentive Program | Willingboro | 8046 | 13 | 8.16 | Residential | Yes | Behind the Meter | Net-metered residential rooftop and canopy |  | None | Trinity Solar | PSE&G | Accepted | 2020-12-04 | 2020-12-07 | 2021-12-07 | Hanwha | Q.PEAK DUO BLK-G6 340 | Solar Panels |  | 0.34 | 21 | 208 | 40 |  | Fixed | Roof
NJSTRE1546316811 |  | Transition Incentive Program | Willingboro | 8046 | 13 | 8.16 | Residential | Yes | Behind the Meter | Net-metered residential rooftop and canopy |  | None | Trinity Solar | PSE&G | Accepted | 2020-12-04 | 2020-12-07 | 2021-12-07 | Hanwha | Q.PEAK DUO BLK-G6 340 | Solar Panels |  | 0.34 | 3 | 207 | 19 |  | Fixed | Roof
NJSTRE1546316829 |  | Transition Incentive Program | Carteret | 7008 | 11 | 9.92 | Residential | Yes | Behind the Meter | Net-metered residential rooftop and canopy |  | None | Trinity Solar | PSE&G | Accepted | 2020-12-04 | 2020-12-07 | 2021-12-07 | Solar Edge | SE7600H-US000BNC4 | Inverters | 7600 |  | 1 |  |  | 0.97 |  | Outdoor | side of home
NJSTRE1546316829 |  | Transition Incentive Program | Carteret | 7008 | 11 | 9.92 | Residential | Yes | Behind the Meter | Net-metered residential rooftop and canopy |  | None | Trinity Solar | PSE&G | Accepted | 2020-12-04 | 2020-12-07 | 2021-12-07 | HANWHA | Q.PEAK DUO BLK-G5 320 | Solar Panels |  | 0.32 | 6 | 101 | 23 |  | Fixed | Roof
NJSTRE1546316829 |  | Transition Incentive Program | Carteret | 7008 | 11 | 9.92 | Residential | Yes | Behind the Meter | Net-metered residential rooftop and canopy |  | None | Trinity Solar | PSE&G | Accepted | 2020-12-04 | 2020-12-07 | 2021-12-07 | HANWHA | Q.PEAK DUO BLK-G5 320 | Solar Panels |  | 0.32 | 6 | 281 | 21 |  | Fixed | Roof
NJSTRE1546316829 |  | Transition Incentive Program | Carteret | 7008 | 11 | 9.92 | Residential | Yes | Behind the Meter | Net-metered residential rooftop and canopy |  | None | Trinity Solar | PSE&G | Accepted | 2020-12-04 | 2020-12-07 | 2021-12-07 | HANWHA | Q.PEAK DUO BLK-G5 320 | Solar Panels |  | 0.32 | 3 | 191 | 27 |  | Fixed | Roof
NJSTRE1546316829 |  | Transition Incentive Program | Carteret | 7008 | 11 | 9.92 | Residential | Yes | Behind the Meter | Net-metered residential rooftop and canopy |  | None | Trinity Solar | PSE&G | Accepted | 2020-12-04 | 2020-12-07 | 2021-12-07 | HANWHA | Q.PEAK DUO BLK-G5 320 | Solar Panels |  | 0.32 | 16 | 101 | 24 |  | Fixed | Roof
NJSTRE1546316842 |  | Transition Incentive Program | Hillside | 7205 | 10 | 8.04 | Residential | No | Behind the Meter | Net-metered residential rooftop and canopy |  | None | GenRenew, LLC | PSE&G | Accepted | 2020-12-04 | 2020-12-07 | 2021-12-07 | SolarEdge | SE7600H-US | Inverters | 7600 |  | 1 |  |  | 0.96 |  | Outdoor | under module
NJSTRE1546316842 |  | Transition Incentive Program | Hillside | 7205 | 10 | 8.04 | Residential | No | Behind the Meter | Net-metered residential rooftop and canopy |  | None | GenRenew, LLC | PSE&G | Accepted | 2020-12-04 | 2020-12-07 | 2021-12-07 | LG | LG335N1K - L5 | Solar Panels |  | 0.335 | 24 | 177 | 27 |  | Fixed | Roof
NJSTRE1546316853 |  | Transition Incentive Program | Tuckerton | 8087 | 18 | 13.44 | Residential | Yes | Behind the Meter | Net-metered residential rooftop and canopy |  | None | Solar Mite Solutions | AC Electric | Accepted | 2020-12-04 | 2020-12-08 | 2021-12-08 | Enphase | IQ7-60-2 | Inverters | 0.24 |  | 42 |  |  | 0.98 |  | Outdoor | under solar module
NJSTRE1546316853 |  | Transition Incentive Program | Tuckerton | 8087 | 18 | 13.44 | Residential | Yes | Behind the Meter | Net-metered residential rooftop and canopy |  | None | Solar Mite Solutions | AC Electric | Accepted | 2020-12-04 | 2020-12-08 | 2021-12-08 | Hanwha | Q.PEAK DUO BLK-G5 | Solar Panels |  | 0.32 | 4 | 131 | 41 |  | Fixed | Roof | array 4 & 5
NJSTRE1546316853 |  | Transition Incentive Program | Tuckerton | 8087 | 18 | 13.44 | Residential | Yes | Behind the Meter | Net-metered residential rooftop and canopy |  | None | Solar Mite Solutions | AC Electric | Accepted | 2020-12-04 | 2020-12-08 | 2021-12-08 | Hanwha | Q.PEAK DUO BLK-G5 | Solar Panels |  | 0.32 | 24 | 221 | 31 |  | Fixed | Roof | array 1 & 2
NJSTRE1546316853 |  | Transition Incentive Program | Tuckerton | 8087 | 18 | 13.44 | Residential | Yes | Behind the Meter | Net-metered residential rooftop and canopy |  | None | Solar Mite Solutions | AC Electric | Accepted | 2020-12-04 | 2020-12-08 | 2021-12-08 | Hanwha | Q.PEAK DUO BLK-G5 | Solar Panels |  | 0.32 | 14 | 41 | 31 |  | Fixed | Roof | array 3
NJSTRE1546316878 |  | Transition Incentive Program | Lakewood | 8701 | 18 | 8.45 | Residential | No | Behind the Meter | Net-metered residential rooftop and canopy |  | None | Powerlutions | JCP&L | Accepted | 2020-12-04 | 2020-12-07 | 2021-12-07 | SolarEdge | SE6000H-US | Inverters | 6 |  | 1 |  |  | 0.99 |  | Outdoor | near meter
NJSTRE1546316878 |  | Transition Incentive Program | Lakewood | 8701 | 18 | 8.45 | Residential | No | Behind the Meter | Net-metered residential rooftop and canopy |  | None | Powerlutions | JCP&L | Accepted | 2020-12-04 | 2020-12-07 | 2021-12-07 | Trina | TSM-325 | Solar Panels |  | 0.325 | 17 | 251 | 20 |  | Fixed | Roof
NJSTRE1546316878 |  | Transition Incentive Program | Lakewood | 8701 | 18 | 8.45 | Residential | No | Behind the Meter | Net-metered residential rooftop and canopy |  | None | Powerlutions | JCP&L | Accepted | 2020-12-04 | 2020-12-07 | 2021-12-07 | Trina | TSM-325 | Solar Panels |  | 0.325 | 9 | 71 | 20 |  | Fixed | Roof
NJSTRE1546316882 |  | Transition Incentive Program | North Brunswick | 8902 | 11 | 7.04 | Residential | Yes | Behind the Meter | Net-metered residential rooftop and canopy |  | None | Vivint Solar Developer, LLC | PSE&G | Accepted | 2020-12-04 | 2020-12-07 | 2021-12-07 | Solar Edge | SE7600H-US | Inverters | 7600 |  | 1 |  |  | 0.992 |  | Outdoor | Near the Utility Meter
NJSTRE1546316882 |  | Transition Incentive Program | North Brunswick | 8902 | 11 | 7.04 | Residential | Yes | Behind the Meter | Net-metered residential rooftop and canopy |  | None | Vivint Solar Developer, LLC | PSE&G | Accepted | 2020-12-04 | 2020-12-07 | 2021-12-07 | JINKO SOLAR | JKM320M-60HBL | Solar Panels |  | 0.32 | 14 | 140 | 18 |  | Fixed | Roof
NJSTRE1546316882 |  | Transition Incentive Program | North Brunswick | 8902 | 11 | 7.04 | Residential | Yes | Behind the Meter | Net-metered residential rooftop and canopy |  | None | Vivint Solar Developer, LLC | PSE&G | Accepted | 2020-12-04 | 2020-12-07 | 2021-12-07 | JINKO SOLAR | JKM320M-60HBL | Solar Panels |  | 0.32 | 8 | 140 | 17 |  | Fixed | Roof
NJSTRE1546316886 |  | Transition Incentive Program | Ridgewood | 7450 | 7 | 7.14 | Residential | No | Behind the Meter | Net-metered residential rooftop and canopy |  | None | Venture Solar | PSE&G | Accepted | 2020-12-04 | 2020-12-07 | 2021-12-07 | Enphase | IQ7-60-2-US | Inverters | 250 |  | 24 |  |  | 0.976 |  | Outside | Outside
NJSTRE1546316886 |  | Transition Incentive Program | Ridgewood | 7450 | 7 | 7.14 | Residential | No | Behind the Meter | Net-metered residential rooftop and canopy |  | None | Venture Solar | PSE&G | Accepted | 2020-12-04 | 2020-12-07 | 2021-12-07 | LG Electronics | LG340N1C-V5 | Solar Panels |  | 0.34 | 1 | 64 | 25 |  | Fixed | Roof
NJSTRE1546316886 |  | Transition Incentive Program | Ridgewood | 7450 | 7 | 7.14 | Residential | No | Behind the Meter | Net-metered residential rooftop and canopy |  | None | Venture Solar | PSE&G | Accepted | 2020-12-04 | 2020-12-07 | 2021-12-07 | LG Electronics | LG340N1C-V5 | Solar Panels |  | 0.34 | 9 | 244 | 25 |  | Fixed | Roof
NJSTRE1546316886 |  | Transition Incentive Program | Ridgewood | 7450 | 7 | 7.14 | Residential | No | Behind the Meter | Net-metered residential rooftop and canopy |  | None | Venture Solar | PSE&G | Accepted | 2020-12-04 | 2020-12-07 | 2021-12-07 | LG Electronics | LG340N1C-V5 | Solar Panels |  | 0.34 | 11 | 154 | 25 |  | Fixed | Roof
NJSTRE1546316891 |  | Transition Incentive Program | Cherry Hill | 8002 | 14 | 9.18 | Residential | Yes | Behind the Meter | Net-metered residential rooftop and canopy |  | None | Trinity Solar | PSE&G | Accepted | 2020-12-04 | 2020-12-07 | 2021-12-07 | Solar Edge | SE7600H-US | Inverters | 7600 |  | 1 |  |  | 0.97 |  | Outside | side of home
NJSTRE1546316891 |  | Transition Incentive Program | Cherry Hill | 8002 | 14 | 9.18 | Residential | Yes | Behind the Meter | Net-metered residential rooftop and canopy |  | None | Trinity Solar | PSE&G | Accepted | 2020-12-04 | 2020-12-07 | 2021-12-07 | Hanwha 340 | Q.PEAK DUO BLK-G6 340 | Solar Panels |  | 0.34 | 4 | 106 | 20 |  | Fixed | Roof
NJSTRE1546316891 |  | Transition Incentive Program | Cherry Hill | 8002 | 14 | 9.18 | Residential | Yes | Behind the Meter | Net-metered residential rooftop and canopy |  | None | Trinity Solar | PSE&G | Accepted | 2020-12-04 | 2020-12-07 | 2021-12-07 | Hanwha 340 | Q.PEAK DUO BLK-G6 340 | Solar Panels |  | 0.34 | 23 | 106 | 20 |  | Fixed | Roof
NJSTRE1546316892 |  | Transition Incentive Program | Willingboro Twp | 8046 | 13 | 4.88 | Residential | Yes | Behind the Meter | Net-metered residential rooftop and canopy |  | None | SunnyMac LLC | PSE&G | Accepted | 2020-12-04 | 2020-12-08 | 2021-12-08 | Solaredge | SE3800H-US | Inverters | 3800 |  | 1 |  |  | 0.99 |  | Outdoor | Next to Meter
NJSTRE1546316892 |  | Transition Incentive Program | Willingboro Twp | 8046 | 13 | 4.88 | Residential | Yes | Behind the Meter | Net-metered residential rooftop and canopy |  | None | SunnyMac LLC | PSE&G | Accepted | 2020-12-04 | 2020-12-08 | 2021-12-08 | REC | TwinPeak 2 Mono | Solar Panels |  | 0.325 | 15 | 208 | 42 |  | Fixed | Roof
NJSTRE1546316943 |  | Transition Incentive Program | Millville | 8332 | 20 | 5.1 | Residential | Yes | Behind the Meter | Net-metered residential rooftop and canopy |  | None | Trinity Solar | AC Electric | Accepted | 2020-12-04 | 2020-12-08 | 2021-12-08 | Solar Edge | SE3800 | Inverters | 3800 |  | 1 |  |  | 0.97 |  | Outside | side of home
NJSTRE1546316943 |  | Transition Incentive Program | Millville | 8332 | 20 | 5.1 | Residential | Yes | Behind the Meter | Net-metered residential rooftop and canopy |  | None | Trinity Solar | AC Electric | Accepted | 2020-12-04 | 2020-12-08 | 2021-12-08 | Hanwha | Q.PEAK DUO BLK-G6 340 | Solar Panels |  | 0.34 | 15 | 200 | 29 |  | Fixed | Roof
NJSTRE1546316946 |  | Transition Incentive Program | Keyport | 7735 | 17 | 4.16 | Residential | Yes | Behind the Meter | Net-metered residential rooftop and canopy |  | None | Vivint Solar Developer, LLC | JCP&L | Accepted | 2020-12-04 | 2020-12-08 | 2021-12-08 | Solar Edge | SE3800H-US | Inverters | 3800 |  | 1 |  |  | 0.992 |  | Outdoor | Near the Utility Meter
NJSTRE1546316946 |  | Transition Incentive Program | Keyport | 7735 | 17 | 4.16 | Residential | Yes | Behind the Meter | Net-metered residential rooftop and canopy |  | None | Vivint Solar Developer, LLC | JCP&L | Accepted | 2020-12-04 | 2020-12-08 | 2021-12-08 | JINKO SOLAR | JKM320M-60HBL | Solar Panels |  | 0.32 | 13 | 345 | 27 |  | Fixed | Roof
NJSTRE1546316963 |  | Transition Incentive Program | Plainfield | 7060 | 10 | 8.64 | Residential | Yes | Behind the Meter | Net-metered residential rooftop and canopy |  | None | Vivint Solar Developer, LLC | PSE&G | Accepted | 2020-12-04 | 2020-12-08 | 2021-12-08 | Solar Edge | SE7600H-US | Inverters | 7600 |  | 1 |  |  | 0.992 |  | Outdoor | Near the Utility Meter
NJSTRE1546316963 |  | Transition Incentive Program | Plainfield | 7060 | 10 | 8.64 | Residential | Yes | Behind the Meter | Net-metered residential rooftop and canopy |  | None | Vivint Solar Developer, LLC | PSE&G | Accepted | 2020-12-04 | 2020-12-08 | 2021-12-08 | JINKO SOLAR | JKM320M-60HBL | Solar Panels |  | 0.32 | 3 | 73 | 45 |  | Fixed | Roof
NJSTRE1546316963 |  | Transition Incentive Program | Plainfield | 7060 | 10 | 8.64 | Residential | Yes | Behind the Meter | Net-metered residential rooftop and canopy |  | None | Vivint Solar Developer, LLC | PSE&G | Accepted | 2020-12-04 | 2020-12-08 | 2021-12-08 | JINKO SOLAR | JKM320M-60HBL | Solar Panels |  | 0.32 | 2 | 343 | 45 |  | Fixed | Roof
NJSTRE1546316963 |  | Transition Incentive Program | Plainfield | 7060 | 10 | 8.64 | Residential | Yes | Behind the Meter | Net-metered residential rooftop and canopy |  | None | Vivint Solar Developer, LLC | PSE&G | Accepted | 2020-12-04 | 2020-12-08 | 2021-12-08 | JINKO SOLAR | JKM320M-60HBL | Solar Panels |  | 0.32 | 8 | 163 | 45 |  | Fixed | Roof
NJSTRE1546316963 |  | Transition Incentive Program | Plainfield | 7060 | 10 | 8.64 | Residential | Yes | Behind the Meter | Net-metered residential rooftop and canopy |  | None | Vivint Solar Developer, LLC | PSE&G | Accepted | 2020-12-04 | 2020-12-08 | 2021-12-08 | JINKO SOLAR | JKM320M-60HBL | Solar Panels |  | 0.32 | 8 | 163 | 11 |  | Fixed | Roof
NJSTRE1546316963 |  | Transition Incentive Program | Plainfield | 7060 | 10 | 8.64 | Residential | Yes | Behind the Meter | Net-metered residential rooftop and canopy |  | None | Vivint Solar Developer, LLC | PSE&G | Accepted | 2020-12-04 | 2020-12-08 | 2021-12-08 | JINKO SOLAR | JKM320M-60HBL | Solar Panels |  | 0.32 | 6 | 253 | 45 |  | Fixed | Roof
NJSTRE1546316977 |  | Transition Incentive Program | Hillsborough TWP | 8844 | 5 | 16.32 | Residential | Yes | Behind the Meter | Net-metered residential rooftop and canopy |  | None | Tesla Energy Operations Inc. | PSE&G | Accepted | 2020-12-04 | 2020-12-08 | 2021-12-08 | SolarEdge Technologies | SE7600H-US [240V] | Inverters | 7600 |  | 2 |  |  | 0.99 |  | Outside | Outside
NJSTRE1546316977 |  | Transition Incentive Program | Hillsborough TWP | 8844 | 5 | 16.32 | Residential | Yes | Behind the Meter | Net-metered residential rooftop and canopy |  | None | Tesla Energy Operations Inc. | PSE&G | Accepted | 2020-12-04 | 2020-12-08 | 2021-12-08 | Hanwha Q-CELLS | Q.Peak DUO BLK-G6+ 340 | Solar Panels |  | 0.34 | 10 | 199 | 26 |  | Fixed | Roof
NJSTRE1546316977 |  | Transition Incentive Program | Hillsborough TWP | 8844 | 5 | 16.32 | Residential | Yes | Behind the Meter | Net-metered residential rooftop and canopy |  | None | Tesla Energy Operations Inc. | PSE&G | Accepted | 2020-12-04 | 2020-12-08 | 2021-12-08 | Hanwha Q-CELLS | Q.Peak DUO BLK-G6+ 340 | Solar Panels |  | 0.34 | 4 | 199 | 23 |  | Fixed | Roof
NJSTRE1546316977 |  | Transition Incentive Program | Hillsborough TWP | 8844 | 5 | 16.32 | Residential | Yes | Behind the Meter | Net-metered residential rooftop and canopy |  | None | Tesla Energy Operations Inc. | PSE&G | Accepted | 2020-12-04 | 2020-12-08 | 2021-12-08 | Hanwha Q-CELLS | Q.Peak DUO BLK-G6+ 340 | Solar Panels |  | 0.34 | 4 | 19 | 23 |  | Fixed | Roof
NJSTRE1546316977 |  | Transition Incentive Program | Hillsborough TWP | 8844 | 5 | 16.32 | Residential | Yes | Behind the Meter | Net-metered residential rooftop and canopy |  | None | Tesla Energy Operations Inc. | PSE&G | Accepted | 2020-12-04 | 2020-12-08 | 2021-12-08 | Hanwha Q-CELLS | Q.Peak DUO BLK-G6+ 340 | Solar Panels |  | 0.34 | 6 | 19 | 26 |  | Fixed | Roof
NJSTRE1546316977 |  | Transition Incentive Program | Hillsborough TWP | 8844 | 5 | 16.32 | Residential | Yes | Behind the Meter | Net-metered residential rooftop and canopy |  | None | Tesla Energy Operations Inc. | PSE&G | Accepted | 2020-12-04 | 2020-12-08 | 2021-12-08 | Hanwha Q-CELLS | Q.Peak DUO BLK-G6+ 340 | Solar Panels |  | 0.34 | 9 | 289 | 27 |  | Fixed | Roof
NJSTRE1546316977 |  | Transition Incentive Program | Hillsborough TWP | 8844 | 5 | 16.32 | Residential | Yes | Behind the Meter | Net-metered residential rooftop and canopy |  | None | Tesla Energy Operations Inc. | PSE&G | Accepted | 2020-12-04 | 2020-12-08 | 2021-12-08 | Hanwha Q-CELLS | Q.Peak DUO BLK-G6+ 340 | Solar Panels |  | 0.34 | 9 | 109 | 26 |  | Fixed | Roof
NJSTRE1546316977 |  | Transition Incentive Program | Hillsborough TWP | 8844 | 5 | 16.32 | Residential | Yes | Behind the Meter | Net-metered residential rooftop and canopy |  | None | Tesla Energy Operations Inc. | PSE&G | Accepted | 2020-12-04 | 2020-12-08 | 2021-12-08 | Hanwha Q-CELLS | Q.Peak DUO BLK-G6+ 340 | Solar Panels |  | 0.34 | 6 | 199 | 23 |  | Fixed | Roof
NJSTRE1546316982 |  | Transition Incentive Program | Princeton | 8540 | 12 | 7.26 | Residential | No | Behind the Meter | Net-metered residential rooftop and canopy |  | None | Exact Solar | PSE&G | Accepted | 2020-12-04 | 2020-12-08 | 2021-12-08 | ENPHASE | IQ7PLUS-72-2-US | Inverters | 290 |  | 22 |  |  | 0.97 |  | Outdoor | UNDER PANELS
NJSTRE1546316982 |  | Transition Incentive Program | Princeton | 8540 | 12 | 7.26 | Residential | No | Behind the Meter | Net-metered residential rooftop and canopy |  | None | Exact Solar | PSE&G | Accepted | 2020-12-04 | 2020-12-08 | 2021-12-08 | AXITEC | AC-330MH/120S | Solar Panels |  | 0.33 | 12 | 150 | 34 |  | Fixed | Roof
NJSTRE1546316982 |  | Transition Incentive Program | Princeton | 8540 | 12 | 7.26 | Residential | No | Behind the Meter | Net-metered residential rooftop and canopy |  | None | Exact Solar | PSE&G | Accepted | 2020-12-04 | 2020-12-08 | 2021-12-08 | AXITEC | AC-330MH/120S | Solar Panels |  | 0.33 | 10 | 150 | 34 |  | Fixed | Roof
NJSTRE1546316999 |  | Transition Incentive Program | National Park Boro | 8063 | 15 | 5.2 | Residential | Yes | Behind the Meter | Net-metered residential rooftop and canopy |  | None | SunnyMac LLC | PSE&G | Accepted | 2020-12-04 | 2020-12-08 | 2021-12-08 | Solaredge | SE5000H-US | Inverters | 5000 |  | 1 |  |  | 0.99 |  | Outdoor | Next to Meter
NJSTRE1546316999 |  | Transition Incentive Program | National Park Boro | 8063 | 15 | 5.2 | Residential | Yes | Behind the Meter | Net-metered residential rooftop and canopy |  | None | SunnyMac LLC | PSE&G | Accepted | 2020-12-04 | 2020-12-08 | 2021-12-08 | REC | TwinPeak 2 Mono | Solar Panels |  | 0.325 | 16 | 203 | 23 |  | Fixed | Roof
NJSTRE1546317007 |  | Transition Incentive Program | South Boud Brook | 8880 | 5 | 3.69 | Residential | Yes | Behind the Meter | Net-metered residential rooftop and canopy |  | PSEG | Venture Solar | PSE&G | Accepted | 2020-12-04 | 2020-12-08 | 2021-12-08 | Enphase | IQ7-60-2-US | Inverters | 0.25 |  | 11 |  |  | 0.976 |  | Outside | Outside
NJSTRE1546317007 |  | Transition Incentive Program | South Boud Brook | 8880 | 5 | 3.69 | Residential | Yes | Behind the Meter | Net-metered residential rooftop and canopy |  | PSEG | Venture Solar | PSE&G | Accepted | 2020-12-04 | 2020-12-08 | 2021-12-08 | Hanwha Q Cells | Q.PeakDuo-G5 335 | Solar Panels |  | 0.335 | 3 | 151 | 21 |  | Fixed | Roof
NJSTRE1546317007 |  | Transition Incentive Program | South Boud Brook | 8880 | 5 | 3.69 | Residential | Yes | Behind the Meter | Net-metered residential rooftop and canopy |  | PSEG | Venture Solar | PSE&G | Accepted | 2020-12-04 | 2020-12-08 | 2021-12-08 | Hanwha Q Cells | Q.PeakDuo-G5 335 | Solar Panels |  | 0.335 | 6 | 151 | 41 |  | Fixed | Roof
NJSTRE1546317007 |  | Transition Incentive Program | South Boud Brook | 8880 | 5 | 3.69 | Residential | Yes | Behind the Meter | Net-metered residential rooftop and canopy |  | PSEG | Venture Solar | PSE&G | Accepted | 2020-12-04 | 2020-12-08 | 2021-12-08 | Hanwha Q Cells | Q.PeakDuo-G5 335 | Solar Panels |  | 0.335 | 2 | 331 | 25 |  | Fixed | Roof
NJSTRE1546317013 |  | Transition Incentive Program | Sewell | 8080 | 15 | 9.18 | Residential | No | Behind the Meter | Net-metered residential rooftop and canopy |  | None | Tesla Energy Operations Inc. | AC Electric | Accepted | 2020-12-04 | 2020-12-08 | 2021-12-08 | Tesla | AC Powerwall 2.0 | Electric Storage Battery |  |  | 2 |  |  |  | Lithium Ion |  | Inside garage
NJSTRE1546317013 |  | Transition Incentive Program | Sewell | 8080 | 15 | 9.18 | Residential | No | Behind the Meter | Net-metered residential rooftop and canopy |  | None | Tesla Energy Operations Inc. | AC Electric | Accepted | 2020-12-04 | 2020-12-08 | 2021-12-08 | SolarEdge Technologies | SE7600H-US [240V] | Inverters | 7600 |  | 1 |  |  | 0.99 |  | Indoor | Inside garage
NJSTRE1546317013 |  | Transition Incentive Program | Sewell | 8080 | 15 | 9.18 | Residential | No | Behind the Meter | Net-metered residential rooftop and canopy |  | None | Tesla Energy Operations Inc. | AC Electric | Accepted | 2020-12-04 | 2020-12-08 | 2021-12-08 | Hanwha Q-CELLS | Q.Peak DUO BLK-G6+ 340 | Solar Panels |  | 0.34 | 12 | 115 | 20 |  | Fixed | Roof
NJSTRE1546317013 |  | Transition Incentive Program | Sewell | 8080 | 15 | 9.18 | Residential | No | Behind the Meter | Net-metered residential rooftop and canopy |  | None | Tesla Energy Operations Inc. | AC Electric | Accepted | 2020-12-04 | 2020-12-08 | 2021-12-08 | Hanwha Q-CELLS | Q.Peak DUO BLK-G6+ 340 | Solar Panels |  | 0.34 | 6 | 113 | 23 |  | Fixed | Roof
NJSTRE1546317013 |  | Transition Incentive Program | Sewell | 8080 | 15 | 9.18 | Residential | No | Behind the Meter | Net-metered residential rooftop and canopy |  | None | Tesla Energy Operations Inc. | AC Electric | Accepted | 2020-12-04 | 2020-12-08 | 2021-12-08 | Hanwha Q-CELLS | Q.Peak DUO BLK-G6+ 340 | Solar Panels |  | 0.34 | 9 | 293 | 20 |  | Fixed | Roof
NJSTRE1546317035 |  | Transition Incentive Program | Fairlawn | 7410 | 7 | 5.1 | Residential | Yes | Behind the Meter | Net-metered residential rooftop and canopy |  | None | Trinity Solar | PSE&G | Accepted | 2020-12-04 | 2020-12-08 | 2021-12-08 | Solar Edge | SE3800 | Inverters | 3800 |  | 1 |  |  | 0.97 |  | Outside | side of home
NJSTRE1546317035 |  | Transition Incentive Program | Fairlawn | 7410 | 7 | 5.1 | Residential | Yes | Behind the Meter | Net-metered residential rooftop and canopy |  | None | Trinity Solar | PSE&G | Accepted | 2020-12-04 | 2020-12-08 | 2021-12-08 | Hanwha | Q.PEAK DUO BLK-G6 340 | Solar Panels |  | 0.34 | 15 | 281 | 28 |  | Fixed | Roof
NJSTRE1546317475 |  | Transition Incentive Program | Roxbury Township | 7836 | 3 | 9.18 | Residential | Yes | Behind the Meter | Net-metered residential rooftop and canopy |  | None | Trinity Solar | JCP&L | Accepted | 2020-12-04 | 2020-12-08 | 2021-12-08 | Solar Edge | SE7600 | Inverters | 7600 |  | 1 |  |  | 0.97 |  | Outside | side of home
NJSTRE1546317475 |  | Transition Incentive Program | Roxbury Township | 7836 | 3 | 9.18 | Residential | Yes | Behind the Meter | Net-metered residential rooftop and canopy |  | None | Trinity Solar | JCP&L | Accepted | 2020-12-04 | 2020-12-08 | 2021-12-08 | Hanwha | Q.PEAK DUO BLK-G6 340 | Solar Panels |  | 0.34 | 27 | 221 | 23 |  | Fixed | Roof
NJSTRE1546317707 |  | Transition Incentive Program | Piscataway Township | 8854 | 11 | 9.86 | Residential | Yes | Behind the Meter | Net-metered residential rooftop and canopy |  | None | Freedom Forever New Jersey LLC | PSE&G | Accepted | 2020-12-22 | 2020-12-22 | 2021-12-22 | Solar Edge | SE7600H-US [SI1] RGM | Inverters | 7600 |  | 1 |  |  | 0.99 |  | Outdoor | n/a
NJSTRE1546317707 |  | Transition Incentive Program | Piscataway Township | 8854 | 11 | 9.86 | Residential | Yes | Behind the Meter | Net-metered residential rooftop and canopy |  | None | Freedom Forever New Jersey LLC | PSE&G | Accepted | 2020-12-22 | 2020-12-22 | 2021-12-22 | Hanwha | Q.PLUS BFR-G4.1- 290 | Solar Panels |  | 0.29 | 5 | 2 | 18 |  | Fixed | Roof | n/a
NJSTRE1546317707 |  | Transition Incentive Program | Piscataway Township | 8854 | 11 | 9.86 | Residential | Yes | Behind the Meter | Net-metered residential rooftop and canopy |  | None | Freedom Forever New Jersey LLC | PSE&G | Accepted | 2020-12-22 | 2020-12-22 | 2021-12-22 | Hanwha | Q.PLUS BFR-G4.1- 290 | Solar Panels |  | 0.29 | 10 | 4 | 18 |  | Fixed | Roof | n/
NJSTRE1546317707 |  | Transition Incentive Program | Piscataway Township | 8854 | 11 | 9.86 | Residential | Yes | Behind the Meter | Net-metered residential rooftop and canopy |  | None | Freedom Forever New Jersey LLC | PSE&G | Accepted | 2020-12-22 | 2020-12-22 | 2021-12-22 | Hanwha | Q.PLUS BFR-G4.1- 290 | Solar Panels |  | 0.29 | 8 | 3 | 26 |  | Fixed | Roof | n/a
NJSTRE1546317707 |  | Transition Incentive Program | Piscataway Township | 8854 | 11 | 9.86 | Residential | Yes | Behind the Meter | Net-metered residential rooftop and canopy |  | None | Freedom Forever New Jersey LLC | PSE&G | Accepted | 2020-12-22 | 2020-12-22 | 2021-12-22 | Hanwha | Q.PLUS BFR-G4.1- 290 | Solar Panels |  | 0.29 | 11 | 1 | 18 |  | Fixed | Roof | n/a
NJSTRE1546317710 |  | Transition Incentive Program | West Berlin | 8091 | 14 | 4.42 | Residential | Yes | Behind the Meter | Net-metered residential rooftop and canopy |  | None | Trinity Solar | AC Electric | Accepted | 2020-12-04 | 2020-12-08 | 2021-12-08 | Solar Edge | SE3800H-US | Inverters | 3800 |  | 1 |  |  | 0.97 |  | Outside | side of home
NJSTRE1546317710 |  | Transition Incentive Program | West Berlin | 8091 | 14 | 4.42 | Residential | Yes | Behind the Meter | Net-metered residential rooftop and canopy |  | None | Trinity Solar | AC Electric | Accepted | 2020-12-04 | 2020-12-08 | 2021-12-08 | Hanwha | Q.PEAK DUO BLK-G6 340 | Solar Panels |  | 0.34 | 13 | 184 | 23 |  | Fixed | Roof
NJSTRE1546317757 |  | Transition Incentive Program | Warren | 7059 | 5 | 14.96 | Residential | No | Behind the Meter | Net-metered residential rooftop and canopy |  | None | Tesla Energy Operations Inc. | JCP&L | Accepted | 2020-12-04 | 2020-12-08 | 2021-12-08 | SolarEdge Technologies | SE11400H-US000BSC4 | Inverters | 11400 |  | 1 |  |  | 0.99 |  | Outside | Outside
NJSTRE1546317757 |  | Transition Incentive Program | Warren | 7059 | 5 | 14.96 | Residential | No | Behind the Meter | Net-metered residential rooftop and canopy |  | None | Tesla Energy Operations Inc. | JCP&L | Accepted | 2020-12-04 | 2020-12-08 | 2021-12-08 | Hanwha Q CELLS | Q.PEAK DUO-G6+/SC 340 | Solar Panels |  | 0.34 | 14 | 176 | 42 |  | Fixed | Roof
NJSTRE1546317757 |  | Transition Incentive Program | Warren | 7059 | 5 | 14.96 | Residential | No | Behind the Meter | Net-metered residential rooftop and canopy |  | None | Tesla Energy Operations Inc. | JCP&L | Accepted | 2020-12-04 | 2020-12-08 | 2021-12-08 | Hanwha Q CELLS | Q.PEAK DUO-G6+/SC 340 | Solar Panels |  | 0.34 | 15 | 86 | 26 |  | Fixed | Roof
NJSTRE1546317757 |  | Transition Incentive Program | Warren | 7059 | 5 | 14.96 | Residential | No | Behind the Meter | Net-metered residential rooftop and canopy |  | None | Tesla Energy Operations Inc. | JCP&L | Accepted | 2020-12-04 | 2020-12-08 | 2021-12-08 | Hanwha Q CELLS | Q.PEAK DUO-G6+/SC 340 | Solar Panels |  | 0.34 | 7 | 356 | 42 |  | Fixed | Roof
NJSTRE1546317757 |  | Transition Incentive Program | Warren | 7059 | 5 | 14.96 | Residential | No | Behind the Meter | Net-metered residential rooftop and canopy |  | None | Tesla Energy Operations Inc. | JCP&L | Accepted | 2020-12-04 | 2020-12-08 | 2021-12-08 | Hanwha Q CELLS | Q.PEAK DUO-G6+/SC 340 | Solar Panels |  | 0.34 | 8 | 86 | 23 |  | Fixed | Roof
NJSTRE1546317767 |  | Transition Incentive Program | New Milford | 7646 | 7 | 6.65 | Residential | Yes | Behind the Meter | Net-metered residential rooftop and canopy |  | None | Pro Custom Solar dba Momentum Solar | PSE&G | Accepted | 2020-12-04 | 2020-12-08 | 2021-12-08 | Enphase | IQ7Plus-72-2-US | Inverters | 290 |  | 19 |  |  | 0.97 |  | Outdoor | Roof
NJSTRE1546317767 |  | Transition Incentive Program | New Milford | 7646 | 7 | 6.65 | Residential | Yes | Behind the Meter | Net-metered residential rooftop and canopy |  | None | Pro Custom Solar dba Momentum Solar | PSE&G | Accepted | 2020-12-04 | 2020-12-08 | 2021-12-08 | LG ELECTRONICS | LG 350N1C-V5 | Solar Panels |  | 0.35 | 19 | 209 | 23 |  | Fixed | Roof
NJSTRE1546317770 |  | Transition Incentive Program | Manahawkin | 8050 | 18 | 13.76 | Residential | Yes | Behind the Meter | Net-metered residential rooftop and canopy |  | None | Vivint Solar Developer, LLC | AC Electric | Accepted | 2020-12-09 | 2020-12-09 | 2021-12-09 | Solar Edge | SE7600H-US | Inverters | 7600 |  | 1 |  |  | 0.992 |  | Outdoor | Near the Utility Meter
NJSTRE1546317770 |  | Transition Incentive Program | Manahawkin | 8050 | 18 | 13.76 | Residential | Yes | Behind the Meter | Net-metered residential rooftop and canopy |  | None | Vivint Solar Developer, LLC | AC Electric | Accepted | 2020-12-09 | 2020-12-09 | 2021-12-09 | Solar Edge | SE3800H-US | Inverters | 3800 |  | 1 |  |  | 0.992 |  | Outdoor | Near the Utility Meter
NJSTRE1546317770 |  | Transition Incentive Program | Manahawkin | 8050 | 18 | 13.76 | Residential | Yes | Behind the Meter | Net-metered residential rooftop and canopy |  | None | Vivint Solar Developer, LLC | AC Electric | Accepted | 2020-12-09 | 2020-12-09 | 2021-12-09 | JINKO SOLAR | JKM320M-60HBL | Solar Panels |  | 0.32 | 43 | 152 | 28 |  | Fixed | Roof
NJSTRE1546317793 |  | Transition Incentive Program | Livingston TWP | 7039 | 9 | 5.78 | Residential | Yes | Behind the Meter | Net-metered residential rooftop and canopy |  | None | Tesla Energy Operations Inc. | PSE&G | Accepted | 2020-12-04 | 2020-12-08 | 2021-12-08 | Tesla | AC Powerwall 2.0 | Electric Storage Battery |  |  | 1 |  |  |  | Lithium Ion |  | Inside garage
NJSTRE1546317793 |  | Transition Incentive Program | Livingston TWP | 7039 | 9 | 5.78 | Residential | Yes | Behind the Meter | Net-metered residential rooftop and canopy |  | None | Tesla Energy Operations Inc. | PSE&G | Accepted | 2020-12-04 | 2020-12-08 | 2021-12-08 | SolarEdge Technologies | SE7600H-US [240V] | Inverters | 7600 |  | 1 |  |  | 0.99 |  | Indoor | Inside garage
NJSTRE1546317793 |  | Transition Incentive Program | Livingston TWP | 7039 | 9 | 5.78 | Residential | Yes | Behind the Meter | Net-metered residential rooftop and canopy |  | None | Tesla Energy Operations Inc. | PSE&G | Accepted | 2020-12-04 | 2020-12-08 | 2021-12-08 | Hanwha Q-CELLS | Q.Peak DUO BLK-G6+ 340 | Solar Panels |  | 0.34 | 5 | 307 | 23 |  | Fixed | Roof
NJSTRE1546317793 |  | Transition Incentive Program | Livingston TWP | 7039 | 9 | 5.78 | Residential | Yes | Behind the Meter | Net-metered residential rooftop and canopy |  | None | Tesla Energy Operations Inc. | PSE&G | Accepted | 2020-12-04 | 2020-12-08 | 2021-12-08 | Hanwha Q-CELLS | Q.Peak DUO BLK-G6+ 340 | Solar Panels |  | 0.34 | 12 | 127 | 23 |  | Fixed | Roof
NJSTRE1546317798 |  | Transition Incentive Program | Willingboro | 8046 | 13 | 8.64 | Residential | Yes | Behind the Meter | Net-metered residential rooftop and canopy |  | None | Vivint Solar Developer, LLC | PSE&G | Accepted | 2020-12-09 | 2020-12-09 | 2021-12-09 | Solar Edge | SE7600H-US | Inverters | 7600 |  | 1 |  |  | 0.992 |  | Outdoor | Near the Utility Meter
NJSTRE1546317798 |  | Transition Incentive Program | Willingboro | 8046 | 13 | 8.64 | Residential | Yes | Behind the Meter | Net-metered residential rooftop and canopy |  | None | Vivint Solar Developer, LLC | PSE&G | Accepted | 2020-12-09 | 2020-12-09 | 2021-12-09 | JINKO SOLAR | JKM320M-60HBL | Solar Panels |  | 0.32 | 27 | 89 | 43 |  | Fixed | Roof
NJSTRE1546317800 |  | Transition Incentive Program | Neshanic Station | 8853 | 5 | 14.28 | Residential | No | Behind the Meter | Net-metered residential rooftop and canopy |  | None | Infinity Solar Systems | JCP&L | Accepted | 2020-12-04 | 2020-12-08 | 2021-12-08 | ENPHASE | IQ7PLUS-72-2-US | Inverters | 295 |  | 28 |  |  | 0.95 |  | Other | Rooftop
NJSTRE1546317800 |  | Transition Incentive Program | Neshanic Station | 8853 | 5 | 14.28 | Residential | No | Behind the Meter | Net-metered residential rooftop and canopy |  | None | Infinity Solar Systems | JCP&L | Accepted | 2020-12-04 | 2020-12-08 | 2021-12-08 | ENPHASE | IQ7PLUS-72-2-US | Inverters | 295 |  | 7 |  |  | 0.95 |  | Other | ROOFTOP
NJSTRE1546317800 |  | Transition Incentive Program | Neshanic Station | 8853 | 5 | 14.28 | Residential | No | Behind the Meter | Net-metered residential rooftop and canopy |  | None | Infinity Solar Systems | JCP&L | Accepted | 2020-12-04 | 2020-12-08 | 2021-12-08 | LG | LG340N1K-V5 | Solar Panels |  | 0.34 | 14 | 33 | 20 |  | Fixed | Roof
NJSTRE1546317800 |  | Transition Incentive Program | Neshanic Station | 8853 | 5 | 14.28 | Residential | No | Behind the Meter | Net-metered residential rooftop and canopy |  | None | Infinity Solar Systems | JCP&L | Accepted | 2020-12-04 | 2020-12-08 | 2021-12-08 | LG | LG340N1K-V5 | Solar Panels |  | 0.34 | 28 | 213 | 20 |  | Fixed | Roof
NJSTRE1546317808 |  | Transition Incentive Program | Edison | 8837 | 11 | 8.4 | Residential | Yes | Behind the Meter | Net-metered residential rooftop and canopy |  | None | Pro Custom Solar dba Momentum Solar | PSE&G | Accepted | 2020-12-04 | 2020-12-08 | 2021-12-08 | Enphase | IQ7Plus-72-2-US | Inverters | 290 |  | 24 |  |  | 0.97 |  | Outdoor | Roof
NJSTRE1546317808 |  | Transition Incentive Program | Edison | 8837 | 11 | 8.4 | Residential | Yes | Behind the Meter | Net-metered residential rooftop and canopy |  | None | Pro Custom Solar dba Momentum Solar | PSE&G | Accepted | 2020-12-04 | 2020-12-08 | 2021-12-08 | LG ELECTRONICS | LG 350N1C-V5 | Solar Panels |  | 0.35 | 24 | 101 | 22 |  | Fixed | Roof
NJSTRE1546317817 |  | Transition Incentive Program | Monroe Township | 8831 | 11 | 7.14 | Residential | No | Behind the Meter | Net-metered residential rooftop and canopy |  | None | Tesla Energy Operations Inc. | JCP&L | Accepted | 2020-12-04 | 2020-12-08 | 2021-12-08 | Tesla | AC Powerwall 2.0 | Electric Storage Battery |  |  | 2 |  |  |  | Lithium Ion |  | inside
NJSTRE1546317817 |  | Transition Incentive Program | Monroe Township | 8831 | 11 | 7.14 | Residential | No | Behind the Meter | Net-metered residential rooftop and canopy |  | None | Tesla Energy Operations Inc. | JCP&L | Accepted | 2020-12-04 | 2020-12-08 | 2021-12-08 | SolarEdge Technologies | SE7600H-US [240V] | Inverters | 7600 |  | 1 |  |  | 0.99 |  | Outside | Inside
NJSTRE1546317817 |  | Transition Incentive Program | Monroe Township | 8831 | 11 | 7.14 | Residential | No | Behind the Meter | Net-metered residential rooftop and canopy |  | None | Tesla Energy Operations Inc. | JCP&L | Accepted | 2020-12-04 | 2020-12-08 | 2021-12-08 | Hanwha Q CELLS | Q.PEAK DUO-G6+/SC 340 | Solar Panels |  | 0.34 | 21 | 268 | 27 |  | Fixed | Roof
NJSTRE1546317839 |  | Transition Incentive Program | Tinton Falls | 7724 | 17 | 4.42 | Residential | No | Behind the Meter | Net-metered residential rooftop and canopy |  | None | Trinity Solar | JCP&L | Accepted | 2020-12-04 | 2020-12-08 | 2021-12-08 | GENERAC | APKE00015 | Inverters | 7600 |  | 1 |  |  | 0.97 |  | Outside | side of home
NJSTRE1546317839 |  | Transition Incentive Program | Tinton Falls | 7724 | 17 | 4.42 | Residential | No | Behind the Meter | Net-metered residential rooftop and canopy |  | None | Trinity Solar | JCP&L | Accepted | 2020-12-04 | 2020-12-08 | 2021-12-08 | Hanwha | Q.PEAK DUO BLK-G6 340 | Solar Panels |  | 0.34 | 13 | 172 | 30 |  | Fixed | Roof
NJSTRE1546317843 |  | Transition Incentive Program | Willingboro | 8046 | 13 | 6.84 | Residential | No | Behind the Meter | Net-metered residential rooftop and canopy |  | None | Infinity Solar Systems | PSE&G | Accepted | 2020-12-04 | 2020-12-14 | 2021-12-14 | ENPHASE | IQ7PLUS-72-2-US | Inverters | 295 |  | 19 |  |  | 0.95 |  | Other | Rooftop
NJSTRE1546317843 |  | Transition Incentive Program | Willingboro | 8046 | 13 | 6.84 | Residential | No | Behind the Meter | Net-metered residential rooftop and canopy |  | None | Infinity Solar Systems | PSE&G | Accepted | 2020-12-04 | 2020-12-14 | 2021-12-14 | LG | LG360N1C-N5 | Solar Panels |  | 0.36 | 19 | 157 | 25 |  | Fixed | Roof
NJSTRE1546317847 |  | Transition Incentive Program | Oaklyn | 8107 | 14 | 8.64 | Residential | Yes | Behind the Meter | Net-metered residential rooftop and canopy |  | None | Sunbound Solar | PSE&G | Accepted | 2020-12-04 | 2020-12-16 | 2021-12-16 | ENPHASE | IQ7-60-2-US MICROINVERTER | Inverters | 240 |  | 27 |  |  | 0.976 |  | Outdoor | Under Module
NJSTRE1546317847 |  | Transition Incentive Program | Oaklyn | 8107 | 14 | 8.64 | Residential | Yes | Behind the Meter | Net-metered residential rooftop and canopy |  | None | Sunbound Solar | PSE&G | Accepted | 2020-12-04 | 2020-12-16 | 2021-12-16 | HANWHA | Q-CELL. Q.PEAK DUO-G5 320, 320W | Solar Panels |  | 0.32 | 27 | 180 | 20 |  | Fixed | Roof
NJSTRE1546317852 |  | Transition Incentive Program | Little Falls | 7424 | 6 | 4.2 | Residential | Yes | Behind the Meter | Net-metered residential rooftop and canopy |  | None | Pro Custom Solar dba Momentum Solar | PSE&G | Accepted | 2020-12-04 | 2020-12-08 | 2021-12-08 | Enphase | IQ7Plus-72-2-US | Inverters | 290 |  | 12 |  |  | 0.97 |  | Outdoor | Roof
NJSTRE1546317852 |  | Transition Incentive Program | Little Falls | 7424 | 6 | 4.2 | Residential | Yes | Behind the Meter | Net-metered residential rooftop and canopy |  | None | Pro Custom Solar dba Momentum Solar | PSE&G | Accepted | 2020-12-04 | 2020-12-08 | 2021-12-08 | LG ELECTRONICS | LG 350N1C-V5 | Solar Panels |  | 0.35 | 7 | 112 | 23 |  | Fixed | Pole
NJSTRE1546317852 |  | Transition Incentive Program | Little Falls | 7424 | 6 | 4.2 | Residential | Yes | Behind the Meter | Net-metered residential rooftop and canopy |  | None | Pro Custom Solar dba Momentum Solar | PSE&G | Accepted | 2020-12-04 | 2020-12-08 | 2021-12-08 | LG ELECTRONICS | LG 350N1C-V5 | Solar Panels |  | 0.35 | 5 | 292 | 26 |  | Fixed | Roof
NJSTRE1546318103 |  | Transition Incentive Program | Swedesboro | 8085 | 15 | 5.89 | Residential | No | Behind the Meter | Net-metered residential rooftop and canopy |  | None | SunPower Corporation, Systems | AC Electric | Accepted | 2020-12-04 | 2020-12-08 | 2021-12-08 | SunPower | SPR-E20-327-E-AC | Inverters | 320 |  | 18 |  |  | 0.96 |  | Other | under each panel
NJSTRE1546318103 |  | Transition Incentive Program | Swedesboro | 8085 | 15 | 5.89 | Residential | No | Behind the Meter | Net-metered residential rooftop and canopy |  | None | SunPower Corporation, Systems | AC Electric | Accepted | 2020-12-04 | 2020-12-08 | 2021-12-08 | SunPower | SPR-E20-327-E-AC | Solar Panels |  | 0.327 | 3 | 206 | 30 |  | Fixed | Roof
NJSTRE1546318103 |  | Transition Incentive Program | Swedesboro | 8085 | 15 | 5.89 | Residential | No | Behind the Meter | Net-metered residential rooftop and canopy |  | None | SunPower Corporation, Systems | AC Electric | Accepted | 2020-12-04 | 2020-12-08 | 2021-12-08 | SunPower | SPR-E20-327-E-AC | Solar Panels |  | 0.327 | 15 | 206 | 30 |  | Fixed | Roof
NJSTRE1546319350 |  | Transition Incentive Program | Wall | 7719 | 17 | 8.25 | Residential | No | Behind the Meter | Net-metered residential rooftop and canopy |  | None | Reliable Power and Solar | JCP&L | Accepted | 2020-12-04 | 2020-12-08 | 2021-12-08 | enphase | IQ7 | Inverters | 240 |  | 25 |  |  | 0.97 |  | Outdoor | roof
NJSTRE1546319350 |  | Transition Incentive Program | Wall | 7719 | 17 | 8.25 | Residential | No | Behind the Meter | Net-metered residential rooftop and canopy |  | None | Reliable Power and Solar | JCP&L | Accepted | 2020-12-04 | 2020-12-08 | 2021-12-08 | trina | tsmdd05 | Solar Panels |  | 0.33 | 13 | 168 | 39 |  | Fixed | Roof | roof
NJSTRE1546319350 |  | Transition Incentive Program | Wall | 7719 | 17 | 8.25 | Residential | No | Behind the Meter | Net-metered residential rooftop and canopy |  | None | Reliable Power and Solar | JCP&L | Accepted | 2020-12-04 | 2020-12-08 | 2021-12-08 | trina | tsmdd05 | Solar Panels |  | 0.33 | 1 | 168 | 39 |  | Fixed | Roof | roof
NJSTRE1546319350 |  | Transition Incentive Program | Wall | 7719 | 17 | 8.25 | Residential | No | Behind the Meter | Net-metered residential rooftop and canopy |  | None | Reliable Power and Solar | JCP&L | Accepted | 2020-12-04 | 2020-12-08 | 2021-12-08 | trina | tsmdd05 | Solar Panels |  | 0.33 | 4 | 258 | 39 |  | Fixed | Roof | roof
NJSTRE1546319350 |  | Transition Incentive Program | Wall | 7719 | 17 | 8.25 | Residential | No | Behind the Meter | Net-metered residential rooftop and canopy |  | None | Reliable Power and Solar | JCP&L | Accepted | 2020-12-04 | 2020-12-08 | 2021-12-08 | trina | tsmdd05 | Solar Panels |  | 0.33 | 7 | 258 | 39 |  | Fixed | Roof | roof
NJSTRE1546319353 |  | Transition Incentive Program | Hopatcong | 7843 | 1 | 8.05 | Residential | Yes | Behind the Meter | Net-metered residential rooftop and canopy |  | None | Pro Custom Solar dba Momentum Solar | JCP&L | Accepted | 2020-12-04 | 2020-12-08 | 2021-12-08 | Enphase | IQ7Plus-72-2-US | Inverters | 290 |  | 23 |  |  | 0.97 |  | Outdoor | Roof
NJSTRE1546319353 |  | Transition Incentive Program | Hopatcong | 7843 | 1 | 8.05 | Residential | Yes | Behind the Meter | Net-metered residential rooftop and canopy |  | None | Pro Custom Solar dba Momentum Solar | JCP&L | Accepted | 2020-12-04 | 2020-12-08 | 2021-12-08 | LG ELECTRONICS | LG 350N1C-V5 | Solar Panels |  | 0.35 | 16 | 304 | 18 |  | Fixed | Roof
NJSTRE1546319353 |  | Transition Incentive Program | Hopatcong | 7843 | 1 | 8.05 | Residential | Yes | Behind the Meter | Net-metered residential rooftop and canopy |  | None | Pro Custom Solar dba Momentum Solar | JCP&L | Accepted | 2020-12-04 | 2020-12-08 | 2021-12-08 | LG ELECTRONICS | LG 350N1C-V5 | Solar Panels |  | 0.35 | 7 | 124 | 17 |  | Fixed | Roof
NJSTRE1546325222 |  | Transition Incentive Program | Union | 7083 | 10 | 8.32 | Residential | Yes | Behind the Meter | Net-metered residential rooftop and canopy |  | None | Vivint Solar Developer, LLC | PSE&G | Accepted | 2020-12-09 | 2020-12-18 | 2021-12-18 | Solar Edge | SE7600H-US | Inverters | 7600 |  | 1 |  |  | 0.992 |  | Outdoor | Near the Utility Meter
NJSTRE1546325222 |  | Transition Incentive Program | Union | 7083 | 10 | 8.32 | Residential | Yes | Behind the Meter | Net-metered residential rooftop and canopy |  | None | Vivint Solar Developer, LLC | PSE&G | Accepted | 2020-12-09 | 2020-12-18 | 2021-12-18 | JINKO SOLAR | JKM320M-60HBL | Solar Panels |  | 0.32 | 3 | 352 | 32 |  | Fixed | Roof
NJSTRE1546325222 |  | Transition Incentive Program | Union | 7083 | 10 | 8.32 | Residential | Yes | Behind the Meter | Net-metered residential rooftop and canopy |  | None | Vivint Solar Developer, LLC | PSE&G | Accepted | 2020-12-09 | 2020-12-18 | 2021-12-18 | JINKO SOLAR | JKM320M-60HBL | Solar Panels |  | 0.32 | 15 | 262 | 7 |  | Fixed | Roof
NJSTRE1546325222 |  | Transition Incentive Program | Union | 7083 | 10 | 8.32 | Residential | Yes | Behind the Meter | Net-metered residential rooftop and canopy |  | None | Vivint Solar Developer, LLC | PSE&G | Accepted | 2020-12-09 | 2020-12-18 | 2021-12-18 | JINKO SOLAR | JKM320M-60HBL | Solar Panels |  | 0.32 | 4 | 82 | 15 |  | Fixed | Roof
NJSTRE1546325222 |  | Transition Incentive Program | Union | 7083 | 10 | 8.32 | Residential | Yes | Behind the Meter | Net-metered residential rooftop and canopy |  | None | Vivint Solar Developer, LLC | PSE&G | Accepted | 2020-12-09 | 2020-12-18 | 2021-12-18 | JINKO SOLAR | JKM320M-60HBL | Solar Panels |  | 0.32 | 4 | 172 | 32 |  | Fixed | Roof
NJSTRE1546325860 |  | Transition Incentive Program | East Brunswick | 8816 | 11 | 6.8 | Residential | No | Behind the Meter | Net-metered residential rooftop and canopy |  | None | Infinity Solar Systems | PSE&G | Accepted | 2020-12-04 | 2020-12-08 | 2021-12-08 | ENPHASE | IQ7PLUS-72-2-US | Inverters | 295 |  | 4 |  |  | 0.95 |  | Other | rooftop
NJSTRE1546325860 |  | Transition Incentive Program | East Brunswick | 8816 | 11 | 6.8 | Residential | No | Behind the Meter | Net-metered residential rooftop and canopy |  | None | Infinity Solar Systems | PSE&G | Accepted | 2020-12-04 | 2020-12-08 | 2021-12-08 | ENPHASE | IQ7PLUS-72-2-US | Inverters | 295 |  | 16 |  |  | 0.95 |  | Other | Rooftop
NJSTRE1546325860 |  | Transition Incentive Program | East Brunswick | 8816 | 11 | 6.8 | Residential | No | Behind the Meter | Net-metered residential rooftop and canopy |  | None | Infinity Solar Systems | PSE&G | Accepted | 2020-12-04 | 2020-12-08 | 2021-12-08 | LG | LG340N1K-US | Solar Panels |  | 0.34 | 16 | 205 | 20 |  | Fixed | Roof
NJSTRE1546325860 |  | Transition Incentive Program | East Brunswick | 8816 | 11 | 6.8 | Residential | No | Behind the Meter | Net-metered residential rooftop and canopy |  | None | Infinity Solar Systems | PSE&G | Accepted | 2020-12-04 | 2020-12-08 | 2021-12-08 | LG | LG340N1K-US | Solar Panels |  | 0.34 | 4 | 115 | 15 |  | Fixed | Roof
NJSTRE1546325914 |  | Transition Incentive Program | Blackwood | 8012 | 14 | 10.2 | Residential | Yes | Behind the Meter | Net-metered residential rooftop and canopy |  | None | Trinity Solar | AC Electric | Accepted | 2020-12-04 | 2020-12-08 | 2021-12-08 | Solar Edge | SE7600 | Inverters | 7600 |  | 1 |  |  | 0.97 |  | Outside | side of home
NJSTRE1546325914 |  | Transition Incentive Program | Blackwood | 8012 | 14 | 10.2 | Residential | Yes | Behind the Meter | Net-metered residential rooftop and canopy |  | None | Trinity Solar | AC Electric | Accepted | 2020-12-04 | 2020-12-08 | 2021-12-08 | Hanwha | Q.PEAK DUO BLK-G6 340 | Solar Panels |  | 0.34 | 3 | 255 | 27 |  | Fixed | Roof
NJSTRE1546325914 |  | Transition Incentive Program | Blackwood | 8012 | 14 | 10.2 | Residential | Yes | Behind the Meter | Net-metered residential rooftop and canopy |  | None | Trinity Solar | AC Electric | Accepted | 2020-12-04 | 2020-12-08 | 2021-12-08 | Hanwha | Q.PEAK DUO BLK-G6 340 | Solar Panels |  | 0.34 | 27 | 255 | 27 |  | Fixed | Roof
NJSTRE1546325925 |  | Transition Incentive Program | Trenton | 8619 | 12 | 4.9 | Residential | Yes | Behind the Meter | Net-metered residential rooftop and canopy |  | None | Pro Custom Solar dba Momentum Solar | PSE&G | Accepted | 2020-12-04 | 2020-12-08 | 2021-12-08 | Enphase | IQ7Plus-72-2-US | Inverters | 290 |  | 14 |  |  | 0.97 |  | Outdoor | Roof
NJSTRE1546325925 |  | Transition Incentive Program | Trenton | 8619 | 12 | 4.9 | Residential | Yes | Behind the Meter | Net-metered residential rooftop and canopy |  | None | Pro Custom Solar dba Momentum Solar | PSE&G | Accepted | 2020-12-04 | 2020-12-08 | 2021-12-08 | LG ELETRONICS | LG 350N1C-V5 | Solar Panels |  | 0.35 | 6 | 19 | 20 |  | Fixed | Roof
NJSTRE1546325925 |  | Transition Incentive Program | Trenton | 8619 | 12 | 4.9 | Residential | Yes | Behind the Meter | Net-metered residential rooftop and canopy |  | None | Pro Custom Solar dba Momentum Solar | PSE&G | Accepted | 2020-12-04 | 2020-12-08 | 2021-12-08 | LG ELECTRONICS | LG 350N1C-V5 | Solar Panels |  | 0.35 | 8 | 289 | 5 |  | Fixed | Roof
NJSTRE1546325941 |  | Transition Incentive Program | Garfield | 7026 | 7 | 6.3 | Residential | Yes | Behind the Meter | Net-metered residential rooftop and canopy |  | None | Infinity Solar Systems | PSE&G | Accepted | 2020-12-04 | 2020-12-11 | 2021-12-11 | ENPHASE | IQ7PLUS-72-2-US | Inverters | 295 |  | 19 |  |  | 0.95 |  | Outdoor | Rooftop
NJSTRE1546325941 |  | Transition Incentive Program | Garfield | 7026 | 7 | 6.3 | Residential | Yes | Behind the Meter | Net-metered residential rooftop and canopy |  | None | Infinity Solar Systems | PSE&G | Accepted | 2020-12-04 | 2020-12-11 | 2021-12-11 | LG | LGF350N1C-V5-BW | Solar Panels |  | 0.35 | 18 | 253 | 32 |  | Fixed | Roof
NJSTRE1546325946 |  | Transition Incentive Program | Hillsborough TWP | 8844 | 5 | 12.24 | Residential | Yes | Behind the Meter | Net-metered residential rooftop and canopy |  | None | Tesla Energy Operations Inc. | PSE&G | Accepted | 2020-12-04 | 2020-12-08 | 2021-12-08 | SolarEdge Technologies | SE10000H-US [240V] | Inverters | 10000 |  | 1 |  |  | 0.99 |  | Outside | Outside
NJSTRE1546325946 |  | Transition Incentive Program | Hillsborough TWP | 8844 | 5 | 12.24 | Residential | Yes | Behind the Meter | Net-metered residential rooftop and canopy |  | None | Tesla Energy Operations Inc. | PSE&G | Accepted | 2020-12-04 | 2020-12-08 | 2021-12-08 | Hanwha Q-CELLS | Q.Peak DUO BLK-G6+ 340 | Solar Panels |  | 0.34 | 8 | 153 | 26 |  | Fixed | Roof
NJSTRE1546325946 |  | Transition Incentive Program | Hillsborough TWP | 8844 | 5 | 12.24 | Residential | Yes | Behind the Meter | Net-metered residential rooftop and canopy |  | None | Tesla Energy Operations Inc. | PSE&G | Accepted | 2020-12-04 | 2020-12-08 | 2021-12-08 | Hanwha Q-CELLS | Q.Peak DUO BLK-G6+ 340 | Solar Panels |  | 0.34 | 11 | 63 | 23 |  | Fixed | Roof
NJSTRE1546325946 |  | Transition Incentive Program | Hillsborough TWP | 8844 | 5 | 12.24 | Residential | Yes | Behind the Meter | Net-metered residential rooftop and canopy |  | None | Tesla Energy Operations Inc. | PSE&G | Accepted | 2020-12-04 | 2020-12-08 | 2021-12-08 | Hanwha Q-CELLS | Q.Peak DUO BLK-G6+ 340 | Solar Panels |  | 0.34 | 5 | 243 | 20 |  | Fixed | Roof
NJSTRE1546325946 |  | Transition Incentive Program | Hillsborough TWP | 8844 | 5 | 12.24 | Residential | Yes | Behind the Meter | Net-metered residential rooftop and canopy |  | None | Tesla Energy Operations Inc. | PSE&G | Accepted | 2020-12-04 | 2020-12-08 | 2021-12-08 | Hanwha Q-CELLS | Q.Peak DUO BLK-G6+ 340 | Solar Panels |  | 0.34 | 12 | 153 | 32 |  | Fixed | Roof
NJSTRE1546325948 |  | Transition Incentive Program | Jackson | 8527 | 18 | 7.04 | Residential | No | Behind the Meter | Net-metered residential rooftop and canopy |  | None | Vivint Solar Developer, LLC | JCP&L | Accepted | 2020-12-09 | 2020-12-09 | 2021-12-09 | Solar Edge | SE7600H-US | Inverters | 7600 |  | 1 |  |  | 0.992 |  | Outdoor | Near the Utility Meter
NJSTRE1546325948 |  | Transition Incentive Program | Jackson | 8527 | 18 | 7.04 | Residential | No | Behind the Meter | Net-metered residential rooftop and canopy |  | None | Vivint Solar Developer, LLC | JCP&L | Accepted | 2020-12-09 | 2020-12-09 | 2021-12-09 | JINKO SOLAR | JKM320M-60HBL | Solar Panels |  | 0.32 | 22 | 177 | 34 |  | Fixed | Roof
NJSTRE1546326968 |  | Transition Incentive Program | Irvington | 7111 | 9 | 5.19 | Residential | Yes | Behind the Meter | Net-metered residential rooftop and canopy |  | None | Sunrun Installation Services, Inc. | PSE&G | Accepted | 2020-12-04 | 2020-12-10 | 2021-12-10 | LG Chem | RESU 10H SEG | Electric Storage Battery |  |  | 1 |  |  |  | Lithium Ion |  | outside
NJSTRE1546326968 |  | Transition Incentive Program | Irvington | 7111 | 9 | 5.19 | Residential | Yes | Behind the Meter | Net-metered residential rooftop and canopy |  | None | Sunrun Installation Services, Inc. | PSE&G | Accepted | 2020-12-04 | 2020-12-10 | 2021-12-10 | Delta Electronics | E6-TL-US | Inverters | 6000 |  | 1 |  |  | 0.96 |  | Outdoor | Next To Meter
NJSTRE1546326968 |  | Transition Incentive Program | Irvington | 7111 | 9 | 5.19 | Residential | Yes | Behind the Meter | Net-metered residential rooftop and canopy |  | None | Sunrun Installation Services, Inc. | PSE&G | Accepted | 2020-12-04 | 2020-12-10 | 2021-12-10 | LONGi Green Energy Technology Co Ltd | LR6-60HPB-305M | Solar Panels |  | 0.305 | 17 | 292 | 21 |  | Fixed | Roof
NJSTRE1546326970 |  | Transition Incentive Program | Highland Lakes | 7422 | 1 | 6.12 | Residential | No | Behind the Meter | Net-metered residential rooftop and canopy |  | None | Trinity Solar | Sussex Rural | Accepted | 2020-12-04 | 2020-12-11 | 2021-12-11 | solar edge | SE5000 | Inverters | 5000 |  | 1 |  |  | 0.97 |  | Outside | side of home
NJSTRE1546326970 |  | Transition Incentive Program | Highland Lakes | 7422 | 1 | 6.12 | Residential | No | Behind the Meter | Net-metered residential rooftop and canopy |  | None | Trinity Solar | Sussex Rural | Accepted | 2020-12-04 | 2020-12-11 | 2021-12-11 | Hanwha | Q.PEAK DUO BLK-G6 340 | Solar Panels |  | 0.34 | 18 | 112 | 18 |  | Fixed | Roof
NJSTRE1546326985 |  | Transition Incentive Program | Edison | 8837 | 11 | 8.64 | Residential | Yes | Behind the Meter | Net-metered residential rooftop and canopy |  | None | Vivint Solar Developer, LLC | PSE&G | Accepted | 2020-12-09 | 2020-12-09 | 2021-12-09 | Solar Edge | SE7600H-US | Inverters | 7600 |  | 1 |  |  | 0.992 |  | Outdoor | Near the Utility Meter
NJSTRE1546326985 |  | Transition Incentive Program | Edison | 8837 | 11 | 8.64 | Residential | Yes | Behind the Meter | Net-metered residential rooftop and canopy |  | None | Vivint Solar Developer, LLC | PSE&G | Accepted | 2020-12-09 | 2020-12-09 | 2021-12-09 | JINKO SOLAR | JKM320M-60HBL | Solar Panels |  | 0.32 | 7 | 332 | 17 |  | Fixed | Roof
NJSTRE1546326985 |  | Transition Incentive Program | Edison | 8837 | 11 | 8.64 | Residential | Yes | Behind the Meter | Net-metered residential rooftop and canopy |  | None | Vivint Solar Developer, LLC | PSE&G | Accepted | 2020-12-09 | 2020-12-09 | 2021-12-09 | JINKO SOLAR | JKM320M-60HBL | Solar Panels |  | 0.32 | 3 | 152 | 40 |  | Fixed | Roof
NJSTRE1546326985 |  | Transition Incentive Program | Edison | 8837 | 11 | 8.64 | Residential | Yes | Behind the Meter | Net-metered residential rooftop and canopy |  | None | Vivint Solar Developer, LLC | PSE&G | Accepted | 2020-12-09 | 2020-12-09 | 2021-12-09 | JINKO SOLAR | JKM320M-60HBL | Solar Panels |  | 0.32 | 6 | 332 | 39 |  | Fixed | Roof
NJSTRE1546326985 |  | Transition Incentive Program | Edison | 8837 | 11 | 8.64 | Residential | Yes | Behind the Meter | Net-metered residential rooftop and canopy |  | None | Vivint Solar Developer, LLC | PSE&G | Accepted | 2020-12-09 | 2020-12-09 | 2021-12-09 | JINKO SOLAR | JKM320M-60HBL | Solar Panels |  | 0.32 | 11 | 152 | 17 |  | Fixed | Roof
NJSTRE1546326992 |  | Transition Incentive Program | Willingboro Twp | 8046 | 13 | 6.18 | Residential | Yes | Behind the Meter | Net-metered residential rooftop and canopy |  | None | SunnyMac LLC | PSE&G | Accepted | 2020-12-04 | 2020-12-08 | 2021-12-08 | Solaredge | SE5000H-US | Inverters | 5000 |  | 1 |  |  | 0.99 |  | Outdoor | Next to Meter
NJSTRE1546326992 |  | Transition Incentive Program | Willingboro Twp | 8046 | 13 | 6.18 | Residential | Yes | Behind the Meter | Net-metered residential rooftop and canopy |  | None | SunnyMac LLC | PSE&G | Accepted | 2020-12-04 | 2020-12-08 | 2021-12-08 | REC | TwinPeak 2 Mono | Solar Panels |  | 0.325 | 19 | 173 | 26 |  | Fixed | Roof
NJSTRE1546326998 |  | Transition Incentive Program | Evesham Township | 8053 | 13 | 14.04 | Residential | No | Behind the Meter | Net-metered residential rooftop and canopy |  | None | Green Power Energy | PSE&G | Accepted | 2020-12-04 | 2020-12-08 | 2021-12-08 | Enphase Energy | IQ7PLUS-72-2-US (240V) | Inverters | 290 |  | 39 |  |  | 0.975 |  | Outside | next to meter
NJSTRE1546326998 |  | Transition Incentive Program | Evesham Township | 8053 | 13 | 14.04 | Residential | No | Behind the Meter | Net-metered residential rooftop and canopy |  | None | Green Power Energy | PSE&G | Accepted | 2020-12-04 | 2020-12-08 | 2021-12-08 | LG Electronics | LG360N1C-N5 | Solar Panels |  | 0.36 | 14 | 86 | 27 |  | Fixed | Roof
NJSTRE1546326998 |  | Transition Incentive Program | Evesham Township | 8053 | 13 | 14.04 | Residential | No | Behind the Meter | Net-metered residential rooftop and canopy |  | None | Green Power Energy | PSE&G | Accepted | 2020-12-04 | 2020-12-08 | 2021-12-08 | LG Electronics | LG360N1C-N5 | Solar Panels |  | 0.36 | 25 | 86 | 27 |  | Fixed | Roof
NJSTRE1546327000 |  | Transition Incentive Program | Woodbridge | 8830 | 11 | 3.25 | Residential | Yes | Behind the Meter | Net-metered residential rooftop and canopy |  | None | Infinity Solar Systems | PSE&G | Accepted | 2020-12-04 | 2020-12-11 | 2021-12-11 | ENPHASE | IQ7PLUS-72-2-US | Inverters | 295 |  | 10 |  |  | 0.95 |  | Other | Rooftop
NJSTRE1546327000 |  | Transition Incentive Program | Woodbridge | 8830 | 11 | 3.25 | Residential | Yes | Behind the Meter | Net-metered residential rooftop and canopy |  | None | Infinity Solar Systems | PSE&G | Accepted | 2020-12-04 | 2020-12-11 | 2021-12-11 | Canadian Solar | CS1H-325-MS | Solar Panels |  | 0.325 | 10 | 101 | 38 |  | Fixed | Roof
NJSTRE1546327006 |  | Transition Incentive Program | Irvington | 7111 | 9 | 4.58 | Residential | Yes | Behind the Meter | Net-metered residential rooftop and canopy |  | None | Sunrun Installation Services, Inc. | PSE&G | Accepted | 2020-12-04 | 2020-12-08 | 2021-12-08 | LG Chem | RESU 10H SEG | Electric Storage Battery |  |  | 1 |  |  |  | Lithium Ion |  | outside
NJSTRE1546327006 |  | Transition Incentive Program | Irvington | 7111 | 9 | 4.58 | Residential | Yes | Behind the Meter | Net-metered residential rooftop and canopy |  | None | Sunrun Installation Services, Inc. | PSE&G | Accepted | 2020-12-04 | 2020-12-08 | 2021-12-08 | Delta Electronics | E4-TL-US | Inverters | 4000 |  | 1 |  |  | 0.96 |  | Outdoor | Next To Meter
NJSTRE1546327006 |  | Transition Incentive Program | Irvington | 7111 | 9 | 4.58 | Residential | Yes | Behind the Meter | Net-metered residential rooftop and canopy |  | None | Sunrun Installation Services, Inc. | PSE&G | Accepted | 2020-12-04 | 2020-12-08 | 2021-12-08 | LONGi Green Energy Technology Co Ltd | LR6-60HPB-305M | Solar Panels |  | 0.305 | 15 | 110 | 23 |  | Fixed | Roof
NJSTRE1546327023 |  | Transition Incentive Program | Sicklerville | 8081 | 14 | 5.44 | Residential | Yes | Behind the Meter | Net-metered residential rooftop and canopy |  | None | Trinity Solar | AC Electric | Accepted | 2020-12-04 | 2020-12-28 | 2021-12-28 | Solar Edge | SE5000 | Inverters | 5000 |  | 1 |  |  | 0.97 |  | Outside | side of home
NJSTRE1546327023 |  | Transition Incentive Program | Sicklerville | 8081 | 14 | 5.44 | Residential | Yes | Behind the Meter | Net-metered residential rooftop and canopy |  | None | Trinity Solar | AC Electric | Accepted | 2020-12-04 | 2020-12-28 | 2021-12-28 | Hanwha | Q.PEAK DUO BLK-G6 340 | Solar Panels |  | 0.34 | 16 | 219 | 30 |  | Fixed | Roof
NJSTRE1546327041 |  | Transition Incentive Program | North Plainfield | 7063 | 10 | 7.68 | Residential | Yes | Behind the Meter | Net-metered residential rooftop and canopy |  | None | Vivint Solar Developer, LLC | PSE&G | Accepted | 2020-12-09 | 2020-12-09 | 2021-12-09 | Solar Edge | SE7600H-US | Inverters | 7600 |  | 1 |  |  | 0.992 |  | Outdoor | Near the Utility Meter
NJSTRE1546327041 |  | Transition Incentive Program | North Plainfield | 7063 | 10 | 7.68 | Residential | Yes | Behind the Meter | Net-metered residential rooftop and canopy |  | None | Vivint Solar Developer, LLC | PSE&G | Accepted | 2020-12-09 | 2020-12-09 | 2021-12-09 | JINKO SOLAR | JKM320M-60HBL | Solar Panels |  | 0.32 | 24 | 128 | 33 |  | Fixed | Roof
NJSTRE1546327046 |  | Transition Incentive Program | Edison TWP | 8820 | 11 | 16.32 | Residential | Yes | Behind the Meter | Net-metered residential rooftop and canopy |  | None | Tesla Energy Operations Inc. | PSE&G | Accepted | 2020-12-04 | 2020-12-08 | 2021-12-08 | Tesla | AC Powerwall 2.0 | Electric Storage Battery |  |  | 3 |  |  |  | Lithium Ion |  | Outside
NJSTRE1546327046 |  | Transition Incentive Program | Edison TWP | 8820 | 11 | 16.32 | Residential | Yes | Behind the Meter | Net-metered residential rooftop and canopy |  | None | Tesla Energy Operations Inc. | PSE&G | Accepted | 2020-12-04 | 2020-12-08 | 2021-12-08 | SolarEdge Technologies | SE7600H-US [240V] | Inverters | 7600 |  | 1 |  |  | 0.99 |  | Outside | Outside
NJSTRE1546327046 |  | Transition Incentive Program | Edison TWP | 8820 | 11 | 16.32 | Residential | Yes | Behind the Meter | Net-metered residential rooftop and canopy |  | None | Tesla Energy Operations Inc. | PSE&G | Accepted | 2020-12-04 | 2020-12-08 | 2021-12-08 | SolarEdge Technologies | SE10000H-US [240V] | Inverters | 10000 |  | 1 |  |  | 0.99 |  | Outside | Outside
NJSTRE1546327046 |  | Transition Incentive Program | Edison TWP | 8820 | 11 | 16.32 | Residential | Yes | Behind the Meter | Net-metered residential rooftop and canopy |  | None | Tesla Energy Operations Inc. | PSE&G | Accepted | 2020-12-04 | 2020-12-08 | 2021-12-08 | Hanwha Q-CELLS | Q.Peak DUO BLK-G6+ 340 | Solar Panels |  | 0.34 | 12 | 342 | 18 |  | Fixed | Roof
NJSTRE1546327046 |  | Transition Incentive Program | Edison TWP | 8820 | 11 | 16.32 | Residential | Yes | Behind the Meter | Net-metered residential rooftop and canopy |  | None | Tesla Energy Operations Inc. | PSE&G | Accepted | 2020-12-04 | 2020-12-08 | 2021-12-08 | Hanwha Q-CELLS | Q.Peak DUO BLK-G6+ 340 | Solar Panels |  | 0.34 | 5 | 162 | 18 |  | Fixed | Roof
NJSTRE1546327046 |  | Transition Incentive Program | Edison TWP | 8820 | 11 | 16.32 | Residential | Yes | Behind the Meter | Net-metered residential rooftop and canopy |  | None | Tesla Energy Operations Inc. | PSE&G | Accepted | 2020-12-04 | 2020-12-08 | 2021-12-08 | Hanwha Q-CELLS | Q.Peak DUO BLK-G6+ 340 | Solar Panels |  | 0.34 | 4 | 162 | 18 |  | Fixed | Roof
NJSTRE1546327046 |  | Transition Incentive Program | Edison TWP | 8820 | 11 | 16.32 | Residential | Yes | Behind the Meter | Net-metered residential rooftop and canopy |  | None | Tesla Energy Operations Inc. | PSE&G | Accepted | 2020-12-04 | 2020-12-08 | 2021-12-08 | Hanwha Q-CELLS | Q.Peak DUO BLK-G6+ 340 | Solar Panels |  | 0.34 | 6 | 342 | 18 |  | Fixed | Roof
NJSTRE1546327046 |  | Transition Incentive Program | Edison TWP | 8820 | 11 | 16.32 | Residential | Yes | Behind the Meter | Net-metered residential rooftop and canopy |  | None | Tesla Energy Operations Inc. | PSE&G | Accepted | 2020-12-04 | 2020-12-08 | 2021-12-08 | Hanwha Q-CELLS | Q.Peak DUO BLK-G6+ 340 | Solar Panels |  | 0.34 | 17 | 162 | 18 |  | Fixed | Roof
NJSTRE1546327046 |  | Transition Incentive Program | Edison TWP | 8820 | 11 | 16.32 | Residential | Yes | Behind the Meter | Net-metered residential rooftop and canopy |  | None | Tesla Energy Operations Inc. | PSE&G | Accepted | 2020-12-04 | 2020-12-08 | 2021-12-08 | Hanwha Q-CELLS | Q.Peak DUO BLK-G6+ 340 | Solar Panels |  | 0.34 | 4 | 342 | 18 |  | Fixed | Roof
NJSTRE1546327059 |  | Transition Incentive Program | Newark | 7104 | 9 | 5.19 | Residential | Yes | Behind the Meter | Net-metered residential rooftop and canopy |  | None | Sunrun Installation Services, Inc. | PSE&G | Accepted | 2020-12-04 | 2020-12-08 | 2021-12-08 | Enphase Energy | IQ7-60-x-US (240V) | Inverters | 240 |  | 17 |  |  | 0.96 |  | Outdoor | Rooftop
NJSTRE1546327059 |  | Transition Incentive Program | Newark | 7104 | 9 | 5.19 | Residential | Yes | Behind the Meter | Net-metered residential rooftop and canopy |  | None | Sunrun Installation Services, Inc. | PSE&G | Accepted | 2020-12-04 | 2020-12-08 | 2021-12-08 | LONGi Green Energy Technology Co Ltd | LR6-60HPB-305M | Solar Panels |  | 0.305 | 5 | 203 | 9 |  | Fixed | Roof
NJSTRE1546327059 |  | Transition Incentive Program | Newark | 7104 | 9 | 5.19 | Residential | Yes | Behind the Meter | Net-metered residential rooftop and canopy |  | None | Sunrun Installation Services, Inc. | PSE&G | Accepted | 2020-12-04 | 2020-12-08 | 2021-12-08 | LONGi Green Energy Technology Co Ltd | LR6-60HPB-305M | Solar Panels |  | 0.305 | 12 | 204 | 43 |  | Fixed | Roof
NJSTRE1546327069 |  | Transition Incentive Program | West Deptford | 8097 | 15 | 8.96 | Residential | No | Behind the Meter | Net-metered residential rooftop and canopy |  | None | Orbit Energy & Power, LLC | PSE&G | Accepted | 2020-12-04 | 2020-12-08 | 2021-12-08 | ENPHASE ENERGY | IQ7-60-2-US | Inverters | 240 |  | 28 |  |  | 0.99 |  | Other | UNDER EACH PANEL
NJSTRE1546327069 |  | Transition Incentive Program | West Deptford | 8097 | 15 | 8.96 | Residential | No | Behind the Meter | Net-metered residential rooftop and canopy |  | None | Orbit Energy & Power, LLC | PSE&G | Accepted | 2020-12-04 | 2020-12-08 | 2021-12-08 | HANWHA | Q PEAK CELLS 320W | Solar Panels |  | 0.32 | 28 | 195 | 20 |  | Fixed | Roof
NJSTRE1546327081 |  | Transition Incentive Program | Willingboro | 8046 | 13 | 5.76 | Residential | Yes | Behind the Meter | Net-metered residential rooftop and canopy |  | None | Vivint Solar Developer, LLC | PSE&G | Accepted | 2020-12-09 | 2020-12-09 | 2021-12-09 | Solar Edge | SE3800H-US | Inverters | 3800 |  | 1 |  |  | 0.992 |  | Outdoor | Near the Utility Meter
NJSTRE1546327081 |  | Transition Incentive Program | Willingboro | 8046 | 13 | 5.76 | Residential | Yes | Behind the Meter | Net-metered residential rooftop and canopy |  | None | Vivint Solar Developer, LLC | PSE&G | Accepted | 2020-12-09 | 2020-12-09 | 2021-12-09 | JINKO SOLAR | JKM320M-60HBL | Solar Panels |  | 0.32 | 18 | 96 | 42 |  | Fixed | Roof
NJSTRE1546327084 |  | Transition Incentive Program | Scotch Plains | 7076 | 10 | 10.07 | Residential | Yes | Behind the Meter | Net-metered residential rooftop and canopy |  | None | Sunrun Installation Services, Inc. | PSE&G | Accepted | 2020-12-04 | 2020-12-08 | 2021-12-08 | LG Chem | RESU 10H SEG | Electric Storage Battery |  |  | 1 |  |  |  | Lithium Ion |  | outside
NJSTRE1546327084 |  | Transition Incentive Program | Scotch Plains | 7076 | 10 | 10.07 | Residential | Yes | Behind the Meter | Net-metered residential rooftop and canopy |  | None | Sunrun Installation Services, Inc. | PSE&G | Accepted | 2020-12-04 | 2020-12-08 | 2021-12-08 | Delta Electronics | M4-TL-US | Inverters | 4000 |  | 1 |  |  | 0.96 |  | Outdoor | Next To Meter
NJSTRE1546327084 |  | Transition Incentive Program | Scotch Plains | 7076 | 10 | 10.07 | Residential | Yes | Behind the Meter | Net-metered residential rooftop and canopy |  | None | Sunrun Installation Services, Inc. | PSE&G | Accepted | 2020-12-04 | 2020-12-08 | 2021-12-08 | Delta Electronics | E6-TL-US | Inverters | 6000 |  | 1 |  |  | 0.96 |  | Outdoor | Next To Meter
NJSTRE1546327084 |  | Transition Incentive Program | Scotch Plains | 7076 | 10 | 10.07 | Residential | Yes | Behind the Meter | Net-metered residential rooftop and canopy |  | None | Sunrun Installation Services, Inc. | PSE&G | Accepted | 2020-12-04 | 2020-12-08 | 2021-12-08 | LONGi Green Energy Technology Co Ltd | LR6-60HPB-305M | Solar Panels |  | 0.305 | 20 | 179 | 40 |  | Fixed | Roof
NJSTRE1546327084 |  | Transition Incentive Program | Scotch Plains | 7076 | 10 | 10.07 | Residential | Yes | Behind the Meter | Net-metered residential rooftop and canopy |  | None | Sunrun Installation Services, Inc. | PSE&G | Accepted | 2020-12-04 | 2020-12-08 | 2021-12-08 | LONGi Green Energy Technology Co Ltd | LR6-60HPB-305M | Solar Panels |  | 0.305 | 13 | 179 | 40 |  | Fixed | Roof
NJSTRE1546327098 |  | Transition Incentive Program | Sicklerville | 8081 | 14 | 8.13 | Residential | Yes | Behind the Meter | Net-metered residential rooftop and canopy |  | None | SunnyMac LLC | PSE&G | Accepted | 2020-12-04 | 2020-12-08 | 2021-12-08 | Solaredge | SE6000H-US | Inverters | 6000 |  | 1 |  |  | 0.99 |  | Outdoor | Next to Meter
NJSTRE1546327098 |  | Transition Incentive Program | Sicklerville | 8081 | 14 | 8.13 | Residential | Yes | Behind the Meter | Net-metered residential rooftop and canopy |  | None | SunnyMac LLC | PSE&G | Accepted | 2020-12-04 | 2020-12-08 | 2021-12-08 | REC | TwinPeak 2 Mono | Solar Panels |  | 0.325 | 25 | 285 | 28 |  | Fixed | Roof
NJSTRE1546327113 |  | Transition Incentive Program | Willingboro Twp | 8046 | 13 | 6.83 | Residential | Yes | Behind the Meter | Net-metered residential rooftop and canopy |  | None | SunnyMac LLC | PSE&G | Accepted | 2020-12-04 | 2020-12-08 | 2021-12-08 | Solaredge | SE5000H-US | Inverters | 5000 |  | 1 |  |  | 0.99 |  | Outdoor | Next to Meter
NJSTRE1546327113 |  | Transition Incentive Program | Willingboro Twp | 8046 | 13 | 6.83 | Residential | Yes | Behind the Meter | Net-metered residential rooftop and canopy |  | None | SunnyMac LLC | PSE&G | Accepted | 2020-12-04 | 2020-12-08 | 2021-12-08 | REC | TwinPeak 2 Mono | Solar Panels |  | 0.325 | 21 | 263 | 18 |  | Fixed | Roof
NJSTRE1546327123 |  | Transition Incentive Program | Sparta | 7871 | 1 | 11.59 | Residential | Yes | Behind the Meter | Net-metered residential rooftop and canopy |  | None | Sunrun Installation Services, Inc. | JCP&L | Accepted | 2020-12-04 | 2020-12-08 | 2021-12-08 | LG Chem | RESU 10H SEG | Electric Storage Battery |  |  | 1 |  |  |  | Lithium Ion |  | outside
NJSTRE1546327123 |  | Transition Incentive Program | Sparta | 7871 | 1 | 11.59 | Residential | Yes | Behind the Meter | Net-metered residential rooftop and canopy |  | None | Sunrun Installation Services, Inc. | JCP&L | Accepted | 2020-12-04 | 2020-12-08 | 2021-12-08 | Delta Electronics | E6-TL-US | Inverters | 6000 |  | 1 |  |  | 0.96 |  | Outdoor | Next To Meter
NJSTRE1546327123 |  | Transition Incentive Program | Sparta | 7871 | 1 | 11.59 | Residential | Yes | Behind the Meter | Net-metered residential rooftop and canopy |  | None | Sunrun Installation Services, Inc. | JCP&L | Accepted | 2020-12-04 | 2020-12-08 | 2021-12-08 | Delta Electronics | M4-TL-US | Inverters | 4000 |  | 1 |  |  | 0.96 |  | Outdoor | Next To Meter
NJSTRE1546327123 |  | Transition Incentive Program | Sparta | 7871 | 1 | 11.59 | Residential | Yes | Behind the Meter | Net-metered residential rooftop and canopy |  | None | Sunrun Installation Services, Inc. | JCP&L | Accepted | 2020-12-04 | 2020-12-08 | 2021-12-08 | LONGi Green Energy Technology Co Ltd | LR6-60HPB-305M | Solar Panels |  | 0.305 | 8 | 192 | 23 |  | Fixed | Roof
NJSTRE1546327123 |  | Transition Incentive Program | Sparta | 7871 | 1 | 11.59 | Residential | Yes | Behind the Meter | Net-metered residential rooftop and canopy |  | None | Sunrun Installation Services, Inc. | JCP&L | Accepted | 2020-12-04 | 2020-12-08 | 2021-12-08 | LONGi Green Energy Technology Co Ltd | LR6-60HPB-305M | Solar Panels |  | 0.305 | 5 | 193 | 18 |  | Fixed | Roof
NJSTRE1546327123 |  | Transition Incentive Program | Sparta | 7871 | 1 | 11.59 | Residential | Yes | Behind the Meter | Net-metered residential rooftop and canopy |  | None | Sunrun Installation Services, Inc. | JCP&L | Accepted | 2020-12-04 | 2020-12-08 | 2021-12-08 | LONGi Green Energy Technology Co Ltd | LR6-60HPB-305M | Solar Panels |  | 0.305 | 10 | 103 | 18 |  | Fixed | Roof
NJSTRE1546327123 |  | Transition Incentive Program | Sparta | 7871 | 1 | 11.59 | Residential | Yes | Behind the Meter | Net-metered residential rooftop and canopy |  | None | Sunrun Installation Services, Inc. | JCP&L | Accepted | 2020-12-04 | 2020-12-08 | 2021-12-08 | LONGi Green Energy Technology Co Ltd | LR6-60HPB-305M | Solar Panels |  | 0.305 | 5 | 193 | 18 |  | Fixed | Roof
NJSTRE1546327123 |  | Transition Incentive Program | Sparta | 7871 | 1 | 11.59 | Residential | Yes | Behind the Meter | Net-metered residential rooftop and canopy |  | None | Sunrun Installation Services, Inc. | JCP&L | Accepted | 2020-12-04 | 2020-12-08 | 2021-12-08 | LONGi Green Energy Technology Co Ltd | LR6-60HPB-305M | Solar Panels |  | 0.305 | 10 | 103 | 18 |  | Fixed | Roof
NJSTRE1546327124 |  | Transition Incentive Program | Willingboro | 8046 | 13 | 10.56 | Residential | No | Behind the Meter | Net-metered residential rooftop and canopy |  | None | Castle Energy, LLC | PSE&G | Accepted | 2020-12-04 | 2020-12-10 | 2021-12-10 | Enphase Energy | IQ7-60-2-US | Inverters | 240 |  | 33 |  |  | 0.967 |  | Outdoor | on the rooftop under each solar panel
NJSTRE1546327124 |  | Transition Incentive Program | Willingboro | 8046 | 13 | 10.56 | Residential | No | Behind the Meter | Net-metered residential rooftop and canopy |  | None | Castle Energy, LLC | PSE&G | Accepted | 2020-12-04 | 2020-12-10 | 2021-12-10 | Hanwha Q-Cells | Q.Peak DUO-G5 320 | Solar Panels |  | 0.32 | 6 | 91 | 25 |  | Fixed | Roof
NJSTRE1546327124 |  | Transition Incentive Program | Willingboro | 8046 | 13 | 10.56 | Residential | No | Behind the Meter | Net-metered residential rooftop and canopy |  | None | Castle Energy, LLC | PSE&G | Accepted | 2020-12-04 | 2020-12-10 | 2021-12-10 | Hanwha Q-Cells | Q.Peak DUO-G5 320 | Solar Panels |  | 0.32 | 27 | 92 | 25 |  | Fixed | Roof
NJSTRE1546327131 |  | Transition Incentive Program | Blairstown | 7825 | 2 | 8.06 | Residential | Yes | Behind the Meter | Net-metered residential rooftop and canopy |  | None | Bright Planet Solar | JCP&L | Accepted | 2020-12-04 | 2020-12-08 | 2021-12-08 | SOLAR EDGE | SE7600H-USRGM | Inverters | 7600 |  | 1 |  |  | 0.98 |  | Outdoor | OUTSIDE
NJSTRE1546327131 |  | Transition Incentive Program | Blairstown | 7825 | 2 | 8.06 | Residential | Yes | Behind the Meter | Net-metered residential rooftop and canopy |  | None | Bright Planet Solar | JCP&L | Accepted | 2020-12-04 | 2020-12-08 | 2021-12-08 | HANWHA Q-CELLS | Q.PEAK DUO BLK-G5 310W | Solar Panels |  | 0.31 | 2 | 52 | 30 |  | Fixed | Roof
NJSTRE1546327131 |  | Transition Incentive Program | Blairstown | 7825 | 2 | 8.06 | Residential | Yes | Behind the Meter | Net-metered residential rooftop and canopy |  | None | Bright Planet Solar | JCP&L | Accepted | 2020-12-04 | 2020-12-08 | 2021-12-08 | HANWHA Q-CELLS | Q.PEAK DUO BLK-G5 310W | Solar Panels |  | 0.31 | 3 | 230 | 4 |  | Fixed | Roof
NJSTRE1546327131 |  | Transition Incentive Program | Blairstown | 7825 | 2 | 8.06 | Residential | Yes | Behind the Meter | Net-metered residential rooftop and canopy |  | None | Bright Planet Solar | JCP&L | Accepted | 2020-12-04 | 2020-12-08 | 2021-12-08 | HANWHA Q-CELLS | Q.PEAK DUO BLK-G5 310W | Solar Panels |  | 0.31 | 15 | 140 | 36 |  | Fixed | Roof
NJSTRE1546327131 |  | Transition Incentive Program | Blairstown | 7825 | 2 | 8.06 | Residential | Yes | Behind the Meter | Net-metered residential rooftop and canopy |  | None | Bright Planet Solar | JCP&L | Accepted | 2020-12-04 | 2020-12-08 | 2021-12-08 | HANWHA Q-CELLS | Q.PEAK DUO BLK-G5 310W | Solar Panels |  | 0.31 | 6 | 232 | 30 |  | Fixed | Roof
NJSTRE1546327136 |  | Transition Incentive Program | Toms River | 8757 | 18 | 10.88 | Residential | Yes | Behind the Meter | Net-metered residential rooftop and canopy |  | None | Vivint Solar Developer, LLC | JCP&L | Accepted | 2020-12-09 | 2020-12-10 | 2021-12-10 | Solar Edge | SE7600H-US | Inverters | 7600 |  | 1 |  |  | 0.992 |  | Outdoor | Near the Utility Meter
NJSTRE1546327136 |  | Transition Incentive Program | Toms River | 8757 | 18 | 10.88 | Residential | Yes | Behind the Meter | Net-metered residential rooftop and canopy |  | None | Vivint Solar Developer, LLC | JCP&L | Accepted | 2020-12-09 | 2020-12-10 | 2021-12-10 | JINKO SOLAR | JKM320M-60HBL | Solar Panels |  | 0.32 | 17 | 167 | 30 |  | Fixed | Roof
NJSTRE1546327136 |  | Transition Incentive Program | Toms River | 8757 | 18 | 10.88 | Residential | Yes | Behind the Meter | Net-metered residential rooftop and canopy |  | None | Vivint Solar Developer, LLC | JCP&L | Accepted | 2020-12-09 | 2020-12-10 | 2021-12-10 | JINKO SOLAR | JKM320M-60HBL | Solar Panels |  | 0.32 | 17 | 347 | 30 |  | Fixed | Roof
NJSTRE1546327150 |  | Transition Incentive Program | Marlboro | 7746 | 17 | 4.08 | Residential | No | Behind the Meter | Net-metered residential rooftop and canopy |  | None | Tesla Energy Operations Inc. | JCP&L | Accepted | 2020-12-04 | 2020-12-08 | 2021-12-08 | Tesla | AC Powerwall 2.0 | Electric Storage Battery |  |  | 1 |  |  |  | Lithium Ion |  | Outside
NJSTRE1546327150 |  | Transition Incentive Program | Marlboro | 7746 | 17 | 4.08 | Residential | No | Behind the Meter | Net-metered residential rooftop and canopy |  | None | Tesla Energy Operations Inc. | JCP&L | Accepted | 2020-12-04 | 2020-12-08 | 2021-12-08 | SolarEdge Technologies | SE3800H-US [240V] | Inverters | 3800 |  | 1 |  |  | 0.99 |  | Outside | Outside
NJSTRE1546327150 |  | Transition Incentive Program | Marlboro | 7746 | 17 | 4.08 | Residential | No | Behind the Meter | Net-metered residential rooftop and canopy |  | None | Tesla Energy Operations Inc. | JCP&L | Accepted | 2020-12-04 | 2020-12-08 | 2021-12-08 | Hanwha Q-CELLS | Q.Peak DUO BLK-G6+ 340 | Solar Panels |  | 0.34 | 7 | 206 | 23 |  | Fixed | Roof
NJSTRE1546327150 |  | Transition Incentive Program | Marlboro | 7746 | 17 | 4.08 | Residential | No | Behind the Meter | Net-metered residential rooftop and canopy |  | None | Tesla Energy Operations Inc. | JCP&L | Accepted | 2020-12-04 | 2020-12-08 | 2021-12-08 | Hanwha Q-CELLS | Q.Peak DUO BLK-G6+ 340 | Solar Panels |  | 0.34 | 5 | 26 | 23 |  | Fixed | Roof
NJSTRE1546327154 |  | Transition Incentive Program | Colonia | 7067 | 10 | 5.95 | Residential | Yes | Behind the Meter | Net-metered residential rooftop and canopy |  | None | Pro Custom Solar dba Momentum Solar | PSE&G | Accepted | 2020-12-04 | 2020-12-08 | 2021-12-08 | ENphase | IQ7Plus-72-2-US | Inverters | 290 |  | 17 |  |  | 0.97 |  | Outdoor | Roof
NJSTRE1546327154 |  | Transition Incentive Program | Colonia | 7067 | 10 | 5.95 | Residential | Yes | Behind the Meter | Net-metered residential rooftop and canopy |  | None | Pro Custom Solar dba Momentum Solar | PSE&G | Accepted | 2020-12-04 | 2020-12-08 | 2021-12-08 | LG ELECTRONICS | LG 350N1C-V5 | Solar Panels |  | 0.35 | 17 | 137 | 29 |  | Fixed | Roof
NJSTRE1546327168 |  | Transition Incentive Program | Old Bridge | 8857 | 11 | 13.95 | Residential | Yes | Behind the Meter | Net-metered residential rooftop and canopy |  | None | Freedom Forever New Jersey LLC | JCP&L | Accepted | 2020-12-08 | 2020-12-08 | 2021-12-08 | Solar Edge | SE7600H-US [SI1] RGM | Inverters | 7600 |  | 1 |  |  | 0.99 |  | Outdoor | n/a
NJSTRE1546327168 |  | Transition Incentive Program | Old Bridge | 8857 | 11 | 13.95 | Residential | Yes | Behind the Meter | Net-metered residential rooftop and canopy |  | None | Freedom Forever New Jersey LLC | JCP&L | Accepted | 2020-12-08 | 2020-12-08 | 2021-12-08 | REC Solar | REC310TP2M | Solar Panels |  | 0.31 | 24 | 1 | 30 |  | Fixed | Roof | n/a
NJSTRE1546327168 |  | Transition Incentive Program | Old Bridge | 8857 | 11 | 13.95 | Residential | Yes | Behind the Meter | Net-metered residential rooftop and canopy |  | None | Freedom Forever New Jersey LLC | JCP&L | Accepted | 2020-12-08 | 2020-12-08 | 2021-12-08 | REC Solar | REC310TP2M | Solar Panels |  | 0.31 | 4 | 3 | 26 |  | Fixed | Roof | n/a
NJSTRE1546327168 |  | Transition Incentive Program | Old Bridge | 8857 | 11 | 13.95 | Residential | Yes | Behind the Meter | Net-metered residential rooftop and canopy |  | None | Freedom Forever New Jersey LLC | JCP&L | Accepted | 2020-12-08 | 2020-12-08 | 2021-12-08 | REC Solar | REC310TP2M | Solar Panels |  | 0.31 | 9 | 2 | 30 |  | Fixed | Roof | N/A
NJSTRE1546327168 |  | Transition Incentive Program | Old Bridge | 8857 | 11 | 13.95 | Residential | Yes | Behind the Meter | Net-metered residential rooftop and canopy |  | None | Freedom Forever New Jersey LLC | JCP&L | Accepted | 2020-12-08 | 2020-12-08 | 2021-12-08 | REC Solar | REC310TP2M | Solar Panels |  | 0.31 | 2 | 5 | 26 |  | Fixed | Roof | n/a
NJSTRE1546327168 |  | Transition Incentive Program | Old Bridge | 8857 | 11 | 13.95 | Residential | Yes | Behind the Meter | Net-metered residential rooftop and canopy |  | None | Freedom Forever New Jersey LLC | JCP&L | Accepted | 2020-12-08 | 2020-12-08 | 2021-12-08 | REC Solar | REC310TP2M | Solar Panels |  | 0.31 | 6 | 4 | 26 |  | Fixed | Roof | n/a
NJSTRE1546327169 |  | Transition Incentive Program | Wall Township | 7719 | 17 | 2.75 | Residential | Yes | Behind the Meter | Net-metered residential rooftop and canopy |  | None | Sunrun Installation Services, Inc. | JCP&L | Accepted | 2020-12-04 | 2020-12-08 | 2021-12-08 | LG Chem | RESU 10H SEG | Electric Storage Battery |  |  | 1 |  |  |  | Lithium Ion |  | outside
NJSTRE1546327169 |  | Transition Incentive Program | Wall Township | 7719 | 17 | 2.75 | Residential | Yes | Behind the Meter | Net-metered residential rooftop and canopy |  | None | Sunrun Installation Services, Inc. | JCP&L | Accepted | 2020-12-04 | 2020-12-08 | 2021-12-08 | Delta Electronics | E4-TL-US | Inverters | 4000 |  | 1 |  |  | 0.96 |  | Outdoor | Next To Meter
NJSTRE1546327169 |  | Transition Incentive Program | Wall Township | 7719 | 17 | 2.75 | Residential | Yes | Behind the Meter | Net-metered residential rooftop and canopy |  | None | Sunrun Installation Services, Inc. | JCP&L | Accepted | 2020-12-04 | 2020-12-08 | 2021-12-08 | LONGi Green Energy Technology Co Ltd | LR6-60HPB-305M | Solar Panels |  | 0.305 | 9 | 31 | 23 |  | Fixed | Roof
NJSTRE1546327170 |  | Transition Incentive Program | Verona | 7044 | 9 | 3.84 | Residential | Yes | Behind the Meter | Net-metered residential rooftop and canopy |  | None | Vivint Solar Developer, LLC | PSE&G | Accepted | 2020-12-09 | 2020-12-10 | 2021-12-10 | Solar Edge | SE3800H-US | Inverters | 3800 |  | 1 |  |  | 0.992 |  | Outdoor | Near the Utility Meter
NJSTRE1546327170 |  | Transition Incentive Program | Verona | 7044 | 9 | 3.84 | Residential | Yes | Behind the Meter | Net-metered residential rooftop and canopy |  | None | Vivint Solar Developer, LLC | PSE&G | Accepted | 2020-12-09 | 2020-12-10 | 2021-12-10 | JINKO SOLAR | JKM320M-60HBL | Solar Panels |  | 0.32 | 12 | 21 | 19 |  | Fixed | Roof
NJSTRE1546327180 |  | Transition Incentive Program | Jackson | 8527 | 18 | 7.35 | Residential | Yes | Behind the Meter | Net-metered residential rooftop and canopy |  | None | Pro Custom Solar dba Momentum Solar | JCP&L | Accepted | 2020-12-04 | 2020-12-08 | 2021-12-08 | Enphase | IQ7Plus-72-2-US | Inverters | 290 |  | 21 |  |  | 0.97 |  | Outdoor | Roof
NJSTRE1546327180 |  | Transition Incentive Program | Jackson | 8527 | 18 | 7.35 | Residential | Yes | Behind the Meter | Net-metered residential rooftop and canopy |  | None | Pro Custom Solar dba Momentum Solar | JCP&L | Accepted | 2020-12-04 | 2020-12-08 | 2021-12-08 | LG ELECTRONICS | LG 350N1C-V5 | Solar Panels |  | 0.35 | 9 | 203 | 32 |  | Fixed | Roof
NJSTRE1546327180 |  | Transition Incentive Program | Jackson | 8527 | 18 | 7.35 | Residential | Yes | Behind the Meter | Net-metered residential rooftop and canopy |  | None | Pro Custom Solar dba Momentum Solar | JCP&L | Accepted | 2020-12-04 | 2020-12-08 | 2021-12-08 | LG ELECTRONICS | LG 350N1C-V5 | Solar Panels |  | 0.35 | 2 | 113 | 37 |  | Fixed | Roof
NJSTRE1546327180 |  | Transition Incentive Program | Jackson | 8527 | 18 | 7.35 | Residential | Yes | Behind the Meter | Net-metered residential rooftop and canopy |  | None | Pro Custom Solar dba Momentum Solar | JCP&L | Accepted | 2020-12-04 | 2020-12-08 | 2021-12-08 | LG ELECTRONICS | LG 350N1C-V5 | Solar Panels |  | 0.35 | 10 | 23 | 32 |  | Fixed | Roof
NJSTRE1546327188 |  | Transition Incentive Program | Edison TWP | 8820 | 11 | 8.16 | Residential | Yes | Behind the Meter | Net-metered residential rooftop and canopy |  | None | Tesla Energy Operations Inc. | PSE&G | Accepted | 2020-12-04 | 2020-12-08 | 2021-12-08 | SolarEdge Technologies | SE7600H-US [240V] | Inverters | 7600 |  | 1 |  |  | 0.99 |  | Outside | Outside
NJSTRE1546327188 |  | Transition Incentive Program | Edison TWP | 8820 | 11 | 8.16 | Residential | Yes | Behind the Meter | Net-metered residential rooftop and canopy |  | None | Tesla Energy Operations Inc. | PSE&G | Accepted | 2020-12-04 | 2020-12-08 | 2021-12-08 | Hanwha Q-CELLS | Q.Peak DUO BLK-G6+ 340 | Solar Panels |  | 0.34 | 6 | 82 | 34 |  | Fixed | Roof
NJSTRE1546327188 |  | Transition Incentive Program | Edison TWP | 8820 | 11 | 8.16 | Residential | Yes | Behind the Meter | Net-metered residential rooftop and canopy |  | None | Tesla Energy Operations Inc. | PSE&G | Accepted | 2020-12-04 | 2020-12-08 | 2021-12-08 | Hanwha Q-CELLS | Q.Peak DUO BLK-G6+ 340 | Solar Panels |  | 0.34 | 6 | 262 | 34 |  | Fixed | Roof
NJSTRE1546327188 |  | Transition Incentive Program | Edison TWP | 8820 | 11 | 8.16 | Residential | Yes | Behind the Meter | Net-metered residential rooftop and canopy |  | None | Tesla Energy Operations Inc. | PSE&G | Accepted | 2020-12-04 | 2020-12-08 | 2021-12-08 | Hanwha Q-CELLS | Q.Peak DUO BLK-G6+ 340 | Solar Panels |  | 0.34 | 12 | 172 | 34 |  | Fixed | Roof
NJSTRE1546327195 |  | Transition Incentive Program | Barnegat | 8005 | 18 | 27.84 | Residential | Yes | Behind the Meter | Net-metered residential rooftop and canopy |  | None | Vivint Solar Developer, LLC | JCP&L | Accepted | 2020-12-09 | 2020-12-18 | 2021-12-18 | Solar Edge | SE7600H-US | Inverters | 7600 |  | 2 |  |  | 0.992 |  | Outdoor | Near the Utility Meter
NJSTRE1546327195 |  | Transition Incentive Program | Barnegat | 8005 | 18 | 27.84 | Residential | Yes | Behind the Meter | Net-metered residential rooftop and canopy |  | None | Vivint Solar Developer, LLC | JCP&L | Accepted | 2020-12-09 | 2020-12-18 | 2021-12-18 | Solar Edge | SE3800H-US | Inverters | 3800 |  | 1 |  |  | 0.992 |  | Outdoor | Near the Utility Meter
NJSTRE1546327195 |  | Transition Incentive Program | Barnegat | 8005 | 18 | 27.84 | Residential | Yes | Behind the Meter | Net-metered residential rooftop and canopy |  | None | Vivint Solar Developer, LLC | JCP&L | Accepted | 2020-12-09 | 2020-12-18 | 2021-12-18 | JINKO SOLAR | JKM320M-60HBL | Solar Panels |  | 0.32 | 35 | 267 | 34 |  | Fixed | Roof
NJSTRE1546327195 |  | Transition Incentive Program | Barnegat | 8005 | 18 | 27.84 | Residential | Yes | Behind the Meter | Net-metered residential rooftop and canopy |  | None | Vivint Solar Developer, LLC | JCP&L | Accepted | 2020-12-09 | 2020-12-18 | 2021-12-18 | JINKO SOLAR | JKM320M-60HBL | Solar Panels |  | 0.32 | 24 | 87 | 32 |  | Fixed | Roof
NJSTRE1546327195 |  | Transition Incentive Program | Barnegat | 8005 | 18 | 27.84 | Residential | Yes | Behind the Meter | Net-metered residential rooftop and canopy |  | None | Vivint Solar Developer, LLC | JCP&L | Accepted | 2020-12-09 | 2020-12-18 | 2021-12-18 | JINKO SOLAR | JKM320M-60HBL | Solar Panels |  | 0.32 | 28 | 87 | 34 |  | Fixed | Roof
NJSTRE1546327202 |  | Transition Incentive Program | East Brunswick | 8816 | 11 | 17.39 | Residential | Yes | Behind the Meter | Net-metered residential rooftop and canopy |  | None | Sunrun Installation Services, Inc. | PSE&G | Accepted | 2020-12-04 | 2020-12-08 | 2021-12-08 | Enphase Energy | IQ7-60-x-US (240V) | Inverters | 240 |  | 57 |  |  | 0.96 |  | Outdoor | Rooftop
NJSTRE1546327202 |  | Transition Incentive Program | East Brunswick | 8816 | 11 | 17.39 | Residential | Yes | Behind the Meter | Net-metered residential rooftop and canopy |  | None | Sunrun Installation Services, Inc. | PSE&G | Accepted | 2020-12-04 | 2020-12-08 | 2021-12-08 | LONGi Green Energy Technology Co Ltd | LR6-60HPB-305M | Solar Panels |  | 0.305 | 8 | 72 | 44 |  | Fixed | Roof
NJSTRE1546327202 |  | Transition Incentive Program | East Brunswick | 8816 | 11 | 17.39 | Residential | Yes | Behind the Meter | Net-metered residential rooftop and canopy |  | None | Sunrun Installation Services, Inc. | PSE&G | Accepted | 2020-12-04 | 2020-12-08 | 2021-12-08 | LONGi Green Energy Technology Co Ltd | LR6-60HPB-305M | Solar Panels |  | 0.305 | 6 | 162 | 36 |  | Fixed | Roof
NJSTRE1546327202 |  | Transition Incentive Program | East Brunswick | 8816 | 11 | 17.39 | Residential | Yes | Behind the Meter | Net-metered residential rooftop and canopy |  | None | Sunrun Installation Services, Inc. | PSE&G | Accepted | 2020-12-04 | 2020-12-08 | 2021-12-08 | LONGi Green Energy Technology Co Ltd | LR6-60HPB-305M | Solar Panels |  | 0.305 | 30 | 342 | 38 |  | Fixed | Roof
NJSTRE1546327202 |  | Transition Incentive Program | East Brunswick | 8816 | 11 | 17.39 | Residential | Yes | Behind the Meter | Net-metered residential rooftop and canopy |  | None | Sunrun Installation Services, Inc. | PSE&G | Accepted | 2020-12-04 | 2020-12-08 | 2021-12-08 | LONGi Green Energy Technology Co Ltd | LR6-60HPB-305M | Solar Panels |  | 0.305 | 13 | 252 | 44 |  | Fixed | Roof
NJSTRE1546327235 |  | Transition Incentive Program | Neptune | 7753 | 17 | 7.04 | Residential | Yes | Behind the Meter | Net-metered residential rooftop and canopy |  | None | Vivint Solar Developer, LLC | JCP&L | Accepted | 2020-12-09 | 2020-12-10 | 2021-12-10 | Solar Edge | SE7600H-US | Inverters | 7600 |  | 1 |  |  | 0.992 |  | Outdoor | Near the Utility Meter
NJSTRE1546327235 |  | Transition Incentive Program | Neptune | 7753 | 17 | 7.04 | Residential | Yes | Behind the Meter | Net-metered residential rooftop and canopy |  | None | Vivint Solar Developer, LLC | JCP&L | Accepted | 2020-12-09 | 2020-12-10 | 2021-12-10 | JINKO SOLAR | JKM320M-60HBL | Solar Panels |  | 0.32 | 7 | 152 | 16 |  | Fixed | Roof
NJSTRE1546327235 |  | Transition Incentive Program | Neptune | 7753 | 17 | 7.04 | Residential | Yes | Behind the Meter | Net-metered residential rooftop and canopy |  | None | Vivint Solar Developer, LLC | JCP&L | Accepted | 2020-12-09 | 2020-12-10 | 2021-12-10 | JINKO SOLAR | JKM320M-60HBL | Solar Panels |  | 0.32 | 15 | 62 | 18 |  | Fixed | Roof
NJSTRE1546327239 |  | Transition Incentive Program | Harrington Park | 7640 | 7 | 16.32 | Residential | No | Behind the Meter | Net-metered residential rooftop and canopy |  | None | Tesla Energy Operations Inc. | Orange Rockland Electric | Accepted | 2020-12-04 | 2020-12-17 | 2021-12-17 | SolarEdge Technologies Ltd. | SE7600H-US [240V] | Inverters | 7600 |  | 2 |  |  | 0.99 |  | Outdoor | Outside
NJSTRE1546327239 |  | Transition Incentive Program | Harrington Park | 7640 | 7 | 16.32 | Residential | No | Behind the Meter | Net-metered residential rooftop and canopy |  | None | Tesla Energy Operations Inc. | Orange Rockland Electric | Accepted | 2020-12-04 | 2020-12-17 | 2021-12-17 | Hanwha Q-CELLS | Q.Peak DUO BLK-G6+ 340 | Solar Panels |  | 0.34 | 21 | 97 | 30 |  | Fixed | Roof
NJSTRE1546327239 |  | Transition Incentive Program | Harrington Park | 7640 | 7 | 16.32 | Residential | No | Behind the Meter | Net-metered residential rooftop and canopy |  | None | Tesla Energy Operations Inc. | Orange Rockland Electric | Accepted | 2020-12-04 | 2020-12-17 | 2021-12-17 | Hanwha Q-CELLS | Q.Peak DUO BLK-G6+ 340 | Solar Panels |  | 0.34 | 14 | 97 | 20 |  | Fixed | Roof
NJSTRE1546327239 |  | Transition Incentive Program | Harrington Park | 7640 | 7 | 16.32 | Residential | No | Behind the Meter | Net-metered residential rooftop and canopy |  | None | Tesla Energy Operations Inc. | Orange Rockland Electric | Accepted | 2020-12-04 | 2020-12-17 | 2021-12-17 | Hanwha Q-CELLS | Q.Peak DUO BLK-G6+ 340 | Solar Panels |  | 0.34 | 13 | 96 | 18 |  | Fixed | Roof
NJSTRE1546327243 |  | Transition Incentive Program | Edison TWP | 8820 | 11 | 16.32 | Residential | Yes | Behind the Meter | Net-metered residential rooftop and canopy |  | None | Tesla Energy Operations Inc. | PSE&G | Accepted | 2020-12-04 | 2020-12-08 | 2021-12-08 | Tesla | AC Powerwall 2.0 | Electric Storage Battery |  |  | 4 |  |  |  | Lithium Ion |  | Outside
NJSTRE1546327243 |  | Transition Incentive Program | Edison TWP | 8820 | 11 | 16.32 | Residential | Yes | Behind the Meter | Net-metered residential rooftop and canopy |  | None | Tesla Energy Operations Inc. | PSE&G | Accepted | 2020-12-04 | 2020-12-08 | 2021-12-08 | SolarEdge Technologies | SE7600H-US [240V] | Inverters | 7600 |  | 2 |  |  | 0.99 |  | Outside | Outside
NJSTRE1546327243 |  | Transition Incentive Program | Edison TWP | 8820 | 11 | 16.32 | Residential | Yes | Behind the Meter | Net-metered residential rooftop and canopy |  | None | Tesla Energy Operations Inc. | PSE&G | Accepted | 2020-12-04 | 2020-12-08 | 2021-12-08 | Hanwha Q-CELLS | Q.Peak DUO BLK-G6+ 340 | Solar Panels |  | 0.34 | 6 | 262 | 26 |  | Fixed | Roof
NJSTRE1546327243 |  | Transition Incentive Program | Edison TWP | 8820 | 11 | 16.32 | Residential | Yes | Behind the Meter | Net-metered residential rooftop and canopy |  | None | Tesla Energy Operations Inc. | PSE&G | Accepted | 2020-12-04 | 2020-12-08 | 2021-12-08 | Hanwha Q-CELLS | Q.Peak DUO BLK-G6+ 340 | Solar Panels |  | 0.34 | 19 | 172 | 27 |  | Fixed | Roof
NJSTRE1546327243 |  | Transition Incentive Program | Edison TWP | 8820 | 11 | 16.32 | Residential | Yes | Behind the Meter | Net-metered residential rooftop and canopy |  | None | Tesla Energy Operations Inc. | PSE&G | Accepted | 2020-12-04 | 2020-12-08 | 2021-12-08 | Hanwha Q-CELLS | Q.Peak DUO BLK-G6+ 340 | Solar Panels |  | 0.34 | 17 | 82 | 27 |  | Fixed | Roof
NJSTRE1546327243 |  | Transition Incentive Program | Edison TWP | 8820 | 11 | 16.32 | Residential | Yes | Behind the Meter | Net-metered residential rooftop and canopy |  | None | Tesla Energy Operations Inc. | PSE&G | Accepted | 2020-12-04 | 2020-12-08 | 2021-12-08 | Hanwha Q-CELLS | Q.Peak DUO BLK-G6+ 340 | Solar Panels |  | 0.34 | 3 | 262 | 37 |  | Fixed | Roof
NJSTRE1546327243 |  | Transition Incentive Program | Edison TWP | 8820 | 11 | 16.32 | Residential | Yes | Behind the Meter | Net-metered residential rooftop and canopy |  | None | Tesla Energy Operations Inc. | PSE&G | Accepted | 2020-12-04 | 2020-12-08 | 2021-12-08 | Hanwha Q-CELLS | Q.Peak DUO BLK-G6+ 340 | Solar Panels |  | 0.34 | 3 | 82 | 37 |  | Fixed | Roof
NJSTRE1546327253 |  | Transition Incentive Program | Hillsborough TWP | 8844 | 5 | 12.24 | Residential | Yes | Behind the Meter | Net-metered residential rooftop and canopy |  | None | Tesla Energy Operations Inc. | PSE&G | Accepted | 2020-12-04 | 2020-12-08 | 2021-12-08 | Tesla | AC Powerwall 2.0 | Electric Storage Battery |  |  | 1 |  |  |  | Lithium Ion |  | Inside
NJSTRE1546327253 |  | Transition Incentive Program | Hillsborough TWP | 8844 | 5 | 12.24 | Residential | Yes | Behind the Meter | Net-metered residential rooftop and canopy |  | None | Tesla Energy Operations Inc. | PSE&G | Accepted | 2020-12-04 | 2020-12-08 | 2021-12-08 | SolarEdge Technologies | SE7600H-US [240V] | Inverters | 7600 |  | 1 |  |  | 0.99 |  | Outside | Outside
NJSTRE1546327253 |  | Transition Incentive Program | Hillsborough TWP | 8844 | 5 | 12.24 | Residential | Yes | Behind the Meter | Net-metered residential rooftop and canopy |  | None | Tesla Energy Operations Inc. | PSE&G | Accepted | 2020-12-04 | 2020-12-08 | 2021-12-08 | SolarEdge Technologies | SE3800H-US [240V] | Inverters | 3800 |  | 1 |  |  | 0.99 |  | Outside | Outside
NJSTRE1546327253 |  | Transition Incentive Program | Hillsborough TWP | 8844 | 5 | 12.24 | Residential | Yes | Behind the Meter | Net-metered residential rooftop and canopy |  | None | Tesla Energy Operations Inc. | PSE&G | Accepted | 2020-12-04 | 2020-12-08 | 2021-12-08 | Hanwha Q-CELLS | Q.Peak DUO BLK-G6+ 340 | Solar Panels |  | 0.34 | 8 | 270 | 20 |  | Fixed | Roof
NJSTRE1546327253 |  | Transition Incentive Program | Hillsborough TWP | 8844 | 5 | 12.24 | Residential | Yes | Behind the Meter | Net-metered residential rooftop and canopy |  | None | Tesla Energy Operations Inc. | PSE&G | Accepted | 2020-12-04 | 2020-12-08 | 2021-12-08 | Hanwha Q-CELLS | Q.Peak DUO BLK-G6+ 340 | Solar Panels |  | 0.34 | 4 | 0 | 30 |  | Fixed | Roof
NJSTRE1546327253 |  | Transition Incentive Program | Hillsborough TWP | 8844 | 5 | 12.24 | Residential | Yes | Behind the Meter | Net-metered residential rooftop and canopy |  | None | Tesla Energy Operations Inc. | PSE&G | Accepted | 2020-12-04 | 2020-12-08 | 2021-12-08 | Hanwha Q-CELLS | Q.Peak DUO BLK-G6+ 340 | Solar Panels |  | 0.34 | 24 | 180 | 30 |  | Fixed | Roof
NJSTRE1546327256 |  | Transition Incentive Program | Hammonton | 8037 | 19 | 25.2 | Residential | Yes | Behind the Meter | Net-metered residential rooftop and canopy |  | None | Sunrun Installation Services, Inc. | AC Electric | Accepted | 2020-12-04 | 2020-12-08 | 2021-12-08 | LG Chem | RESU 10H SEG | Electric Storage Battery |  |  | 2 |  |  |  | Lithium Ion |  | outside
NJSTRE1546327256 |  | Transition Incentive Program | Hammonton | 8037 | 19 | 25.2 | Residential | Yes | Behind the Meter | Net-metered residential rooftop and canopy |  | None | Sunrun Installation Services, Inc. | AC Electric | Accepted | 2020-12-04 | 2020-12-08 | 2021-12-08 | Delta Electronics | M10-TL-US | Inverters | 10000 |  | 2 |  |  | 0.96 |  | Outdoor | Next To Meter
NJSTRE1546327256 |  | Transition Incentive Program | Hammonton | 8037 | 19 | 25.2 | Residential | Yes | Behind the Meter | Net-metered residential rooftop and canopy |  | None | Sunrun Installation Services, Inc. | AC Electric | Accepted | 2020-12-04 | 2020-12-08 | 2021-12-08 | Delta Electronics | M5-TL-US | Inverters | 5000 |  | 1 |  |  | 0.96 |  | Outdoor | Next To Meter
NJSTRE1546327256 |  | Transition Incentive Program | Hammonton | 8037 | 19 | 25.2 | Residential | Yes | Behind the Meter | Net-metered residential rooftop and canopy |  | None | Sunrun Installation Services, Inc. | AC Electric | Accepted | 2020-12-04 | 2020-12-08 | 2021-12-08 | Delta Electronics | E6-TL-US | Inverters | 6000 |  | 1 |  |  | 0.96 |  | Outdoor | Next To Meter
NJSTRE1546327256 |  | Transition Incentive Program | Hammonton | 8037 | 19 | 25.2 | Residential | Yes | Behind the Meter | Net-metered residential rooftop and canopy |  | None | Sunrun Installation Services, Inc. | AC Electric | Accepted | 2020-12-04 | 2020-12-08 | 2021-12-08 | LG Electronics | LG360Q1C-A5 | Solar Panels |  | 0.36 | 11 | 310 | 22 |  | Fixed | Roof
NJSTRE1546327256 |  | Transition Incentive Program | Hammonton | 8037 | 19 | 25.2 | Residential | Yes | Behind the Meter | Net-metered residential rooftop and canopy |  | None | Sunrun Installation Services, Inc. | AC Electric | Accepted | 2020-12-04 | 2020-12-08 | 2021-12-08 | LG Electronics | LG360Q1C-A5 | Solar Panels |  | 0.36 | 5 | 310 | 22 |  | Fixed | Roof
NJSTRE1546327256 |  | Transition Incentive Program | Hammonton | 8037 | 19 | 25.2 | Residential | Yes | Behind the Meter | Net-metered residential rooftop and canopy |  | None | Sunrun Installation Services, Inc. | AC Electric | Accepted | 2020-12-04 | 2020-12-08 | 2021-12-08 | LG Electronics | LG360Q1C-A5 | Solar Panels |  | 0.36 | 15 | 40 | 22 |  | Fixed | Roof
NJSTRE1546327256 |  | Transition Incentive Program | Hammonton | 8037 | 19 | 25.2 | Residential | Yes | Behind the Meter | Net-metered residential rooftop and canopy |  | None | Sunrun Installation Services, Inc. | AC Electric | Accepted | 2020-12-04 | 2020-12-08 | 2021-12-08 | LG Electronics | LG360Q1C-A5 | Solar Panels |  | 0.36 | 6 | 310 | 22 |  | Fixed | Roof
NJSTRE1546327256 |  | Transition Incentive Program | Hammonton | 8037 | 19 | 25.2 | Residential | Yes | Behind the Meter | Net-metered residential rooftop and canopy |  | None | Sunrun Installation Services, Inc. | AC Electric | Accepted | 2020-12-04 | 2020-12-08 | 2021-12-08 | LG Electronics | LG360Q1C-A5 | Solar Panels |  | 0.36 | 6 | 130 | 22 |  | Fixed | Roof
NJSTRE1546327256 |  | Transition Incentive Program | Hammonton | 8037 | 19 | 25.2 | Residential | Yes | Behind the Meter | Net-metered residential rooftop and canopy |  | None | Sunrun Installation Services, Inc. | AC Electric | Accepted | 2020-12-04 | 2020-12-08 | 2021-12-08 | LG Electronics | LG360Q1C-A5 | Solar Panels |  | 0.36 | 7 | 220 | 23 |  | Fixed | Roof
NJSTRE1546327256 |  | Transition Incentive Program | Hammonton | 8037 | 19 | 25.2 | Residential | Yes | Behind the Meter | Net-metered residential rooftop and canopy |  | None | Sunrun Installation Services, Inc. | AC Electric | Accepted | 2020-12-04 | 2020-12-08 | 2021-12-08 | LG Electronics | LG360Q1C-A5 | Solar Panels |  | 0.36 | 12 | 220 | 23 |  | Fixed | Roof
NJSTRE1546327256 |  | Transition Incentive Program | Hammonton | 8037 | 19 | 25.2 | Residential | Yes | Behind the Meter | Net-metered residential rooftop and canopy |  | None | Sunrun Installation Services, Inc. | AC Electric | Accepted | 2020-12-04 | 2020-12-08 | 2021-12-08 | LG Electronics | LG360Q1C-A5 | Solar Panels |  | 0.36 | 8 | 130 | 22 |  | Fixed | Roof
NJSTRE1546329692 |  | Transition Incentive Program | Paterson City | 7503 | 6 | 4.02 | Residential | Yes | Behind the Meter | Net-metered residential rooftop and canopy |  | None | Bright Planet Solar | PSE&G | Accepted | 2020-12-05 | 2020-12-08 | 2021-12-08 | SOLAR EDGE | SE3800H-USRGM | Inverters | 3800 |  | 1 |  |  | 0.98 |  | Outdoor | OUTSIDE
NJSTRE1546329692 |  | Transition Incentive Program | Paterson City | 7503 | 6 | 4.02 | Residential | Yes | Behind the Meter | Net-metered residential rooftop and canopy |  | None | Bright Planet Solar | PSE&G | Accepted | 2020-12-05 | 2020-12-08 | 2021-12-08 | LG | LG335N1-A5 | Solar Panels |  | 0.335 | 12 | 255 | 22 |  | Fixed | Roof
NJSTRE1546329694 |  | Transition Incentive Program | West Paterson Ave | 7424 | 6 | 5.58 | Residential | Yes | Behind the Meter | Net-metered residential rooftop and canopy |  | None | Bright Planet Solar | PSE&G | Accepted | 2020-12-05 | 2020-12-08 | 2021-12-08 | SOLAR EDGE | SE5000H-USRGM | Inverters | 5000 |  | 1 |  |  | 0.98 |  | Outdoor | OUTSIDE
NJSTRE1546329694 |  | Transition Incentive Program | West Paterson Ave | 7424 | 6 | 5.58 | Residential | Yes | Behind the Meter | Net-metered residential rooftop and canopy |  | None | Bright Planet Solar | PSE&G | Accepted | 2020-12-05 | 2020-12-08 | 2021-12-08 | HANWHA Q-CELLS | Q.PEAK DUO BLK-G5 310W | Solar Panels |  | 0.31 | 3 | 151 | 30 |  | Fixed | Roof
NJSTRE1546329694 |  | Transition Incentive Program | West Paterson Ave | 7424 | 6 | 5.58 | Residential | Yes | Behind the Meter | Net-metered residential rooftop and canopy |  | None | Bright Planet Solar | PSE&G | Accepted | 2020-12-05 | 2020-12-08 | 2021-12-08 | HANWHA Q-CELLS | Q.PEAK DUO BLK-G5 310W | Solar Panels |  | 0.31 | 8 | 59 | 9 |  | Fixed | Roof
NJSTRE1546329694 |  | Transition Incentive Program | West Paterson Ave | 7424 | 6 | 5.58 | Residential | Yes | Behind the Meter | Net-metered residential rooftop and canopy |  | None | Bright Planet Solar | PSE&G | Accepted | 2020-12-05 | 2020-12-08 | 2021-12-08 | HANWHA Q-CELLS | Q.PEAK DUO BLK-G5 310W | Solar Panels |  | 0.31 | 7 | 151 | 18 |  | Fixed | Roof
NJSTRE1546329700 |  | Transition Incentive Program | South Brunswick | 8852 | 11 | 9.86 | Residential | Yes | Behind the Meter | Net-metered residential rooftop and canopy |  | None | Tesla Energy Operations | PSE&G | Accepted | 2020-12-05 | 2020-12-08 | 2021-12-08 | Tesla | AC PowerWall 2.0 | Electric Storage Battery |  |  | 2 |  |  |  | Lithium Ion |  | inside
NJSTRE1546329700 |  | Transition Incentive Program | South Brunswick | 8852 | 11 | 9.86 | Residential | Yes | Behind the Meter | Net-metered residential rooftop and canopy |  | None | Tesla Energy Operations | PSE&G | Accepted | 2020-12-05 | 2020-12-08 | 2021-12-08 | SolarEdge Technologies Ltd | SE10000H-US | Inverters | 10000 |  | 1 |  |  | 0.99 |  | Outdoor | near meter
NJSTRE1546329700 |  | Transition Incentive Program | South Brunswick | 8852 | 11 | 9.86 | Residential | Yes | Behind the Meter | Net-metered residential rooftop and canopy |  | None | Tesla Energy Operations | PSE&G | Accepted | 2020-12-05 | 2020-12-08 | 2021-12-08 | SolarEdge Technologies Ltd. | SE10000H-US [240V] | Solar Panels |  | 0.34 | 29 | 25 | 181 |  | Fixed | Roof
NJSTRE1546329701 |  | Transition Incentive Program | Oceanville | 8231 | 19 | 8.37 | Residential | Yes | Behind the Meter | Net-metered residential rooftop and canopy |  | None | Bright Planet Solar | AC Electric | Accepted | 2020-12-05 | 2020-12-08 | 2021-12-08 | SOLAR EDGE | SE7600H-USRGM | Inverters | 7600 |  | 1 |  |  | 0.98 |  | Outdoor | OUTSIDE
NJSTRE1546329701 |  | Transition Incentive Program | Oceanville | 8231 | 19 | 8.37 | Residential | Yes | Behind the Meter | Net-metered residential rooftop and canopy |  | None | Bright Planet Solar | AC Electric | Accepted | 2020-12-05 | 2020-12-08 | 2021-12-08 | HANWHA Q-CELLS | Q.PEAK DUO BLK-G5 310W | Solar Panels |  | 0.31 | 7 | 36 | 9 |  | Fixed | Roof
NJSTRE1546329701 |  | Transition Incentive Program | Oceanville | 8231 | 19 | 8.37 | Residential | Yes | Behind the Meter | Net-metered residential rooftop and canopy |  | None | Bright Planet Solar | AC Electric | Accepted | 2020-12-05 | 2020-12-08 | 2021-12-08 | HANWHA Q-CELLS | Q.PEAK DUO BLK-G5 310W | Solar Panels |  | 0.31 | 18 | 216 | 22 |  | Fixed | Roof
NJSTRE1546329701 |  | Transition Incentive Program | Oceanville | 8231 | 19 | 8.37 | Residential | Yes | Behind the Meter | Net-metered residential rooftop and canopy |  | None | Bright Planet Solar | AC Electric | Accepted | 2020-12-05 | 2020-12-08 | 2021-12-08 | HANWHA Q-CELLS | Q.PEAK DUO BLK-G5 310W | Solar Panels |  | 0.31 | 2 | 36 | 9 |  | Fixed | Roof
NJSTRE1546329724 |  | Transition Incentive Program | Paterson City | 7513 | 6 | 7.02 | Residential | No | Behind the Meter | Net-metered residential rooftop and canopy |  | None | Bright Planet Solar | PSE&G | Accepted | 2020-12-05 | 2020-12-08 | 2021-12-08 | SOLAR EDGE | SE6000H-USRGM | Inverters | 6000 |  | 1 |  |  | 0.98 |  | Outdoor | OUTSIDE
NJSTRE1546329724 |  | Transition Incentive Program | Paterson City | 7513 | 6 | 7.02 | Residential | No | Behind the Meter | Net-metered residential rooftop and canopy |  | None | Bright Planet Solar | PSE&G | Accepted | 2020-12-05 | 2020-12-08 | 2021-12-08 | LONGI | LR6-60HPB-305M | Solar Panels |  | 0.305 | 8 | 9 | 14 |  | Fixed | Roof
NJSTRE1546329724 |  | Transition Incentive Program | Paterson City | 7513 | 6 | 7.02 | Residential | No | Behind the Meter | Net-metered residential rooftop and canopy |  | None | Bright Planet Solar | PSE&G | Accepted | 2020-12-05 | 2020-12-08 | 2021-12-08 | LONGI | LR6-60HPB-305M | Solar Panels |  | 0.305 | 15 | 189 | 45 |  | Fixed | Roof
NJSTRE1546329733 |  | Transition Incentive Program | Cherry hill | 8003 | 14 | 9.52 | Residential | No | Behind the Meter | Net-metered residential rooftop and canopy |  | None | Tesla Energy Operations | PSE&G | Accepted | 2020-12-05 | 2020-12-08 | 2021-12-08 | TESLA | AC POWERWALL 2.0 | Electric Storage Battery |  |  | 4 |  |  |  | Lithium Ion |  | Inside
NJSTRE1546329733 |  | Transition Incentive Program | Cherry hill | 8003 | 14 | 9.52 | Residential | No | Behind the Meter | Net-metered residential rooftop and canopy |  | None | Tesla Energy Operations | PSE&G | Accepted | 2020-12-05 | 2020-12-08 | 2021-12-08 | SolarEdge Technologies Ltd. | SE7600H-US [240V] | Inverters | 7600 |  | 1 |  |  | 0.99 |  | Indoor | Inside
NJSTRE1546329733 |  | Transition Incentive Program | Cherry hill | 8003 | 14 | 9.52 | Residential | No | Behind the Meter | Net-metered residential rooftop and canopy |  | None | Tesla Energy Operations | PSE&G | Accepted | 2020-12-05 | 2020-12-08 | 2021-12-08 | Hanwha Q-CELLS | Q.Peak DUO BLK-G6+ 340 | Solar Panels |  | 0.34 | 28 | 28 | 272 |  | Fixed | Roof
NJSTRE1546329735 |  | Transition Incentive Program | Haledon Boro | 7508 | 6 | 10.54 | Residential | Yes | Behind the Meter | Net-metered residential rooftop and canopy |  | None | Bright Planet Solar | PSE&G | Accepted | 2020-12-05 | 2020-12-08 | 2021-12-08 | SOLAR EDGE | SE10000H-USRGM | Inverters | 10000 |  | 1 |  |  | 0.98 |  | Outdoor | OUTSIDE
NJSTRE1546329735 |  | Transition Incentive Program | Haledon Boro | 7508 | 6 | 10.54 | Residential | Yes | Behind the Meter | Net-metered residential rooftop and canopy |  | None | Bright Planet Solar | PSE&G | Accepted | 2020-12-05 | 2020-12-08 | 2021-12-08 | HANWHA Q-CELLS | Q.PEAK DUO BLK-G5 310W | Solar Panels |  | 0.31 | 12 | 180 | 26 |  | Fixed | Roof
NJSTRE1546329735 |  | Transition Incentive Program | Haledon Boro | 7508 | 6 | 10.54 | Residential | Yes | Behind the Meter | Net-metered residential rooftop and canopy |  | None | Bright Planet Solar | PSE&G | Accepted | 2020-12-05 | 2020-12-08 | 2021-12-08 | HANWHA Q-CELLS | Q.PEAK DUO BLK-G5 310W | Solar Panels |  | 0.31 | 4 | 180 | 26 |  | Fixed | Roof
NJSTRE1546329735 |  | Transition Incentive Program | Haledon Boro | 7508 | 6 | 10.54 | Residential | Yes | Behind the Meter | Net-metered residential rooftop and canopy |  | None | Bright Planet Solar | PSE&G | Accepted | 2020-12-05 | 2020-12-08 | 2021-12-08 | HANWHA Q-CELLS | Q.PEAK DUO BLK-G5 310W | Solar Panels |  | 0.31 | 18 | 360 | 26 |  | Fixed | Roof
NJSTRE1546329757 |  | Transition Incentive Program | Belcoville | 8330 | 19 | 3.05 | Residential | Yes | Behind the Meter | Net-metered residential rooftop and canopy |  | None | Bright Planet Solar | AC Electric | Accepted | 2020-12-05 | 2020-12-08 | 2021-12-08 | SOLAR EDGE | SE3000H-USRGM | Inverters | 3000 |  | 1 |  |  | 0.98 |  | Outdoor | OUTSIDE
NJSTRE1546329757 |  | Transition Incentive Program | Belcoville | 8330 | 19 | 3.05 | Residential | Yes | Behind the Meter | Net-metered residential rooftop and canopy |  | None | Bright Planet Solar | AC Electric | Accepted | 2020-12-05 | 2020-12-08 | 2021-12-08 | LONGI | LR6-60HPB-305M | Solar Panels |  | 0.305 | 7 | 272 | 26 |  | Fixed | Roof
NJSTRE1546329757 |  | Transition Incentive Program | Belcoville | 8330 | 19 | 3.05 | Residential | Yes | Behind the Meter | Net-metered residential rooftop and canopy |  | None | Bright Planet Solar | AC Electric | Accepted | 2020-12-05 | 2020-12-08 | 2021-12-08 | LONGI | LR6-60HPB-305M | Solar Panels |  | 0.305 | 3 | 82 | 26 |  | Fixed | Roof
NJSTRE1546329762 |  | Transition Incentive Program | Burlington Twp | 8016 | 13 | 7.04 | Residential | Yes | Behind the Meter | Net-metered residential rooftop and canopy |  | None | Bright Planet Solar | PSE&G | Accepted | 2020-12-05 | 2020-12-08 | 2021-12-08 | SOLAR EDGE | SE6000H-USRGM | Inverters | 6000 |  | 1 |  |  | 0.98 |  | Outdoor | OUTSIDE
NJSTRE1546329762 |  | Transition Incentive Program | Burlington Twp | 8016 | 13 | 7.04 | Residential | Yes | Behind the Meter | Net-metered residential rooftop and canopy |  | None | Bright Planet Solar | PSE&G | Accepted | 2020-12-05 | 2020-12-08 | 2021-12-08 | LG | LG335N1C-A5 | Solar Panels |  | 0.335 | 21 | 140 | 26 |  | Fixed | Roof
NJSTRE1546329765 |  | Transition Incentive Program | Woodbridge Twp | 8830 | 11 | 6.49 | Residential | Yes | Behind the Meter | Net-metered residential rooftop and canopy |  | None | Bright Planet Solar | PSE&G | Accepted | 2020-12-05 | 2020-12-08 | 2021-12-08 | SOLAR EDGE | SE5000H-USRGM | Inverters | 5000 |  | 1 |  |  | 0.98 |  | Outdoor | OUTSIDE
NJSTRE1546329765 |  | Transition Incentive Program | Woodbridge Twp | 8830 | 11 | 6.49 | Residential | Yes | Behind the Meter | Net-metered residential rooftop and canopy |  | None | Bright Planet Solar | PSE&G | Accepted | 2020-12-05 | 2020-12-08 | 2021-12-08 | HANWHA Q-CELLS | Q.PEAK DUO BLK-G5 295W | Solar Panels |  | 0.295 | 5 | 358 | 22 |  | Fixed | Roof
NJSTRE1546329765 |  | Transition Incentive Program | Woodbridge Twp | 8830 | 11 | 6.49 | Residential | Yes | Behind the Meter | Net-metered residential rooftop and canopy |  | None | Bright Planet Solar | PSE&G | Accepted | 2020-12-05 | 2020-12-08 | 2021-12-08 | HANWHA Q-CELLS | Q.PEAK DUO BLK-G5 295W | Solar Panels |  | 0.295 | 17 | 178 | 22 |  | Fixed | Roof
NJSTRE1546330474 |  | Transition Incentive Program | East Brunswick | 8816 | 11 | 5.95 | Residential | Yes | Behind the Meter | Net-metered residential rooftop and canopy |  | None | Infinity Solar Systems | PSE&G | Accepted | 2020-12-06 | 2020-12-11 | 2021-12-11 | ENPHASE | IQ7PLUS-72-2-US | Inverters | 295 |  | 10 |  |  | 0.95 |  | Other | Rooftop
NJSTRE1546330474 |  | Transition Incentive Program | East Brunswick | 8816 | 11 | 5.95 | Residential | Yes | Behind the Meter | Net-metered residential rooftop and canopy |  | None | Infinity Solar Systems | PSE&G | Accepted | 2020-12-06 | 2020-12-11 | 2021-12-11 | ENPHASE | IQ7PLUS-72-2-US | Inverters | 295 |  | 7 |  |  | 0.95 |  | Other | Rooftop
NJSTRE1546330474 |  | Transition Incentive Program | East Brunswick | 8816 | 11 | 5.95 | Residential | Yes | Behind the Meter | Net-metered residential rooftop and canopy |  | None | Infinity Solar Systems | PSE&G | Accepted | 2020-12-06 | 2020-12-11 | 2021-12-11 | LG | LG350N1C-V5-BW | Solar Panels |  | 0.35 | 7 | 174 | 20 |  | Fixed | Roof
NJSTRE1546330474 |  | Transition Incentive Program | East Brunswick | 8816 | 11 | 5.95 | Residential | Yes | Behind the Meter | Net-metered residential rooftop and canopy |  | None | Infinity Solar Systems | PSE&G | Accepted | 2020-12-06 | 2020-12-11 | 2021-12-11 | LG | LG350N1C-VS-BW | Solar Panels |  | 0.35 | 10 | 174 | 20 |  | Fixed | Roof
NJSTRE1546330476 |  | Transition Incentive Program | Bayville | 8721 | 18 | 10.08 | Residential | Yes | Behind the Meter | Net-metered residential rooftop and canopy |  | None | Infinity Solar Systems | JCP&L | Accepted | 2020-12-06 | 2020-12-11 | 2021-12-11 | ENPHASE | IQ7PLUS-72-2-US | Inverters | 295 |  | 7 |  |  | 0.95 |  | Other | Rooftop
NJSTRE1546330476 |  | Transition Incentive Program | Bayville | 8721 | 18 | 10.08 | Residential | Yes | Behind the Meter | Net-metered residential rooftop and canopy |  | None | Infinity Solar Systems | JCP&L | Accepted | 2020-12-06 | 2020-12-11 | 2021-12-11 | ENPHASE | IQ7PLUS-72-2-US | Inverters | 295 |  | 10 |  |  | 0.95 |  | Other | Rooftop
NJSTRE1546330476 |  | Transition Incentive Program | Bayville | 8721 | 18 | 10.08 | Residential | Yes | Behind the Meter | Net-metered residential rooftop and canopy |  | None | Infinity Solar Systems | JCP&L | Accepted | 2020-12-06 | 2020-12-11 | 2021-12-11 | ENPHASE | IQ7PLUS-72-2-US | Inverters | 295 |  | 14 |  |  | 0.95 |  | Other | rooftop
NJSTRE1546330476 |  | Transition Incentive Program | Bayville | 8721 | 18 | 10.08 | Residential | Yes | Behind the Meter | Net-metered residential rooftop and canopy |  | None | Infinity Solar Systems | JCP&L | Accepted | 2020-12-06 | 2020-12-11 | 2021-12-11 | Canadian Solar | CS1H-325-MS | Solar Panels |  | 0.325 | 7 | 83 | 18 |  | Fixed | Roof
NJSTRE1546330476 |  | Transition Incentive Program | Bayville | 8721 | 18 | 10.08 | Residential | Yes | Behind the Meter | Net-metered residential rooftop and canopy |  | None | Infinity Solar Systems | JCP&L | Accepted | 2020-12-06 | 2020-12-11 | 2021-12-11 | Canadian Solar | CS1H-325-MS | Solar Panels |  | 0.325 | 10 | 263 | 18 |  | Fixed | Roof
NJSTRE1546330476 |  | Transition Incentive Program | Bayville | 8721 | 18 | 10.08 | Residential | Yes | Behind the Meter | Net-metered residential rooftop and canopy |  | None | Infinity Solar Systems | JCP&L | Accepted | 2020-12-06 | 2020-12-11 | 2021-12-11 | Canadian Solar | CS1H-325-MS | Solar Panels |  | 0.325 | 14 | 263 | 18 |  | Fixed | Roof
NJSTRE1546330478 |  | Transition Incentive Program | West End | 7740 | 17 | 5.2 | Residential | Yes | Behind the Meter | Net-metered residential rooftop and canopy |  | None | Infinity Solar Systems | JCP&L | Accepted | 2020-12-06 | 2020-12-11 | 2021-12-11 | ENPHASE | IQ7PLUS-72-2-US | Inverters | 295 |  | 13 |  |  | 0.95 |  | Other | Rooftop
NJSTRE1546330478 |  | Transition Incentive Program | West End | 7740 | 17 | 5.2 | Residential | Yes | Behind the Meter | Net-metered residential rooftop and canopy |  | None | Infinity Solar Systems | JCP&L | Accepted | 2020-12-06 | 2020-12-11 | 2021-12-11 | ENPHASE | IQ7PLUS-72-2-US | Inverters | 295 |  | 3 |  |  | 0.95 |  | Other | Rooftop
NJSTRE1546330478 |  | Transition Incentive Program | West End | 7740 | 17 | 5.2 | Residential | Yes | Behind the Meter | Net-metered residential rooftop and canopy |  | None | Infinity Solar Systems | JCP&L | Accepted | 2020-12-06 | 2020-12-11 | 2021-12-11 | Canadian Solar | CS1H-325-MS | Solar Panels |  | 0.325 | 3 | 188 | 33 |  | Fixed | Roof
NJSTRE1546330478 |  | Transition Incentive Program | West End | 7740 | 17 | 5.2 | Residential | Yes | Behind the Meter | Net-metered residential rooftop and canopy |  | None | Infinity Solar Systems | JCP&L | Accepted | 2020-12-06 | 2020-12-11 | 2021-12-11 | Canadian Solar | CS1h-325-MS | Solar Panels |  | 0.325 | 13 | 188 | 33 |  | Fixed | Roof
NJSTRE1546330486 |  | Transition Incentive Program | Beachwood | 8722 | 18 | 29.9 | Residential | Yes | Behind the Meter | Net-metered residential rooftop and canopy |  | None | Infinity Solar Systems | JCP&L | Accepted | 2020-12-06 | 2020-12-11 | 2021-12-11 | ENPHASE | IQ7PLUS-72-2-US | Inverters | 295 |  | 12 |  |  | 0.95 |  | Other | Rooftop
NJSTRE1546330486 |  | Transition Incentive Program | Beachwood | 8722 | 18 | 29.9 | Residential | Yes | Behind the Meter | Net-metered residential rooftop and canopy |  | None | Infinity Solar Systems | JCP&L | Accepted | 2020-12-06 | 2020-12-11 | 2021-12-11 | ENPHASE | IQ7PLUS-72-2-US | Inverters | 295 |  | 12 |  |  | 0.95 |  | Other | Rooftop
NJSTRE1546330486 |  | Transition Incentive Program | Beachwood | 8722 | 18 | 29.9 | Residential | Yes | Behind the Meter | Net-metered residential rooftop and canopy |  | None | Infinity Solar Systems | JCP&L | Accepted | 2020-12-06 | 2020-12-11 | 2021-12-11 | ENPHASE | IQ7PLUS-72-2-US | Inverters | 295 |  | 38 |  |  | 0.95 |  | Other | Rooftop
NJSTRE1546330486 |  | Transition Incentive Program | Beachwood | 8722 | 18 | 29.9 | Residential | Yes | Behind the Meter | Net-metered residential rooftop and canopy |  | None | Infinity Solar Systems | JCP&L | Accepted | 2020-12-06 | 2020-12-11 | 2021-12-11 | ENPHASE | IQ7PLUS-72-2-US | Inverters | 295 |  | 6 |  |  | 0.95 |  | Other | Rooftop
NJSTRE1546330486 |  | Transition Incentive Program | Beachwood | 8722 | 18 | 29.9 | Residential | Yes | Behind the Meter | Net-metered residential rooftop and canopy |  | None | Infinity Solar Systems | JCP&L | Accepted | 2020-12-06 | 2020-12-11 | 2021-12-11 | ENPHASE | IQ7PLUS-72-2-US | Inverters | 295 |  | 5 |  |  | 0.95 |  | Other | Rooftop
NJSTRE1546330486 |  | Transition Incentive Program | Beachwood | 8722 | 18 | 29.9 | Residential | Yes | Behind the Meter | Net-metered residential rooftop and canopy |  | None | Infinity Solar Systems | JCP&L | Accepted | 2020-12-06 | 2020-12-11 | 2021-12-11 | ENPHASE | IQ7PLUS-72-2-US | Inverters | 295 |  | 19 |  |  | 0.95 |  | Other | Rooftop
NJSTRE1546330486 |  | Transition Incentive Program | Beachwood | 8722 | 18 | 29.9 | Residential | Yes | Behind the Meter | Net-metered residential rooftop and canopy |  | None | Infinity Solar Systems | JCP&L | Accepted | 2020-12-06 | 2020-12-11 | 2021-12-11 | Canadian Solar | CS1H-325-MS | Solar Panels |  | 0.325 | 38 | 125 | 5 |  | Fixed | Roof
NJSTRE1546330486 |  | Transition Incentive Program | Beachwood | 8722 | 18 | 29.9 | Residential | Yes | Behind the Meter | Net-metered residential rooftop and canopy |  | None | Infinity Solar Systems | JCP&L | Accepted | 2020-12-06 | 2020-12-11 | 2021-12-11 | Canadian Solar | CS1H-325-MS | Solar Panels |  | 0.325 | 5 | 125 | 20 |  | Fixed | Roof
NJSTRE1546330486 |  | Transition Incentive Program | Beachwood | 8722 | 18 | 29.9 | Residential | Yes | Behind the Meter | Net-metered residential rooftop and canopy |  | None | Infinity Solar Systems | JCP&L | Accepted | 2020-12-06 | 2020-12-11 | 2021-12-11 | Canadian Solar | CS1H-325-MS | Solar Panels |  | 0.325 | 6 | 125 | 5 |  | Fixed | Roof
NJSTRE1546330486 |  | Transition Incentive Program | Beachwood | 8722 | 18 | 29.9 | Residential | Yes | Behind the Meter | Net-metered residential rooftop and canopy |  | None | Infinity Solar Systems | JCP&L | Accepted | 2020-12-06 | 2020-12-11 | 2021-12-11 | Canadian Solar | CS1H-325-MS | Solar Panels |  | 0.325 | 12 | 305 | 20 |  | Fixed | Roof
NJSTRE1546330486 |  | Transition Incentive Program | Beachwood | 8722 | 18 | 29.9 | Residential | Yes | Behind the Meter | Net-metered residential rooftop and canopy |  | None | Infinity Solar Systems | JCP&L | Accepted | 2020-12-06 | 2020-12-11 | 2021-12-11 | Canadian Solar | CS1H-325-MS | Solar Panels |  | 0.325 | 19 | 305 | 20 |  | Fixed | Roof
NJSTRE1546330486 |  | Transition Incentive Program | Beachwood | 8722 | 18 | 29.9 | Residential | Yes | Behind the Meter | Net-metered residential rooftop and canopy |  | None | Infinity Solar Systems | JCP&L | Accepted | 2020-12-06 | 2020-12-11 | 2021-12-11 | Canadian Solar | CS1H-325-MS | Solar Panels |  | 0.325 | 12 | 125 | 5 |  | Fixed | Roof
NJSTRE1546330496 |  | Transition Incentive Program | Wyckoff | 7481 | 7 | 12.92 | Residential | No | Behind the Meter | Net-metered residential rooftop and canopy |  | None | Infinity Solar Systems | PSE&G | Accepted | 2020-12-06 | 2020-12-08 | 2021-12-08 | ENPHASE | IQ7-60-X-US | Inverters | 250 |  | 38 |  |  | 0.95 |  | Other | Rooftop
NJSTRE1546330496 |  | Transition Incentive Program | Wyckoff | 7481 | 7 | 12.92 | Residential | No | Behind the Meter | Net-metered residential rooftop and canopy |  | None | Infinity Solar Systems | PSE&G | Accepted | 2020-12-06 | 2020-12-08 | 2021-12-08 | LG | LG340N1K-V5 | Solar Panels |  | 0.34 | 38 | 203 | 15 |  | Fixed | Roof
NJSTRE1546330502 |  | Transition Incentive Program | Manchester | 8759 | 18 | 7.8 | Residential | Yes | Behind the Meter | Net-metered residential rooftop and canopy |  | None | Infinity Solar Systems | JCP&L | Accepted | 2020-12-06 | 2020-12-11 | 2021-12-11 | ENPHASE | IQ7PLUS-72-2-US | Inverters | 295 |  | 6 |  |  | 0.95 |  | Other | Rooftop
NJSTRE1546330502 |  | Transition Incentive Program | Manchester | 8759 | 18 | 7.8 | Residential | Yes | Behind the Meter | Net-metered residential rooftop and canopy |  | None | Infinity Solar Systems | JCP&L | Accepted | 2020-12-06 | 2020-12-11 | 2021-12-11 | EPHASE | IQ7PLUS-72-2-US | Inverters | 295 |  | 18 |  |  | 0.95 |  | Other | Rooftop
NJSTRE1546330502 |  | Transition Incentive Program | Manchester | 8759 | 18 | 7.8 | Residential | Yes | Behind the Meter | Net-metered residential rooftop and canopy |  | None | Infinity Solar Systems | JCP&L | Accepted | 2020-12-06 | 2020-12-11 | 2021-12-11 | Canadian Solar | CS1h-325-MS | Solar Panels |  | 0.325 | 6 | 274 | 20 |  | Fixed | Roof
NJSTRE1546330502 |  | Transition Incentive Program | Manchester | 8759 | 18 | 7.8 | Residential | Yes | Behind the Meter | Net-metered residential rooftop and canopy |  | None | Infinity Solar Systems | JCP&L | Accepted | 2020-12-06 | 2020-12-11 | 2021-12-11 | Canadian Solar | CS1H-325-MS | Solar Panels |  | 0.325 | 18 | 67 | 20 |  | Fixed | Roof
NJSTRE1546330506 |  | Transition Incentive Program | Passaic | 7055 | 6 | 7.8 | Residential | Yes | Behind the Meter | Net-metered residential rooftop and canopy |  | None | Infinity Solar Systems | PSE&G | Accepted | 2020-12-06 | 2020-12-11 | 2021-12-11 | ENPHASE | IQ7PLUS-72-2-US | Inverters | 295 |  | 12 |  |  | 0.95 |  | Other | Rooftop
NJSTRE1546330506 |  | Transition Incentive Program | Passaic | 7055 | 6 | 7.8 | Residential | Yes | Behind the Meter | Net-metered residential rooftop and canopy |  | None | Infinity Solar Systems | PSE&G | Accepted | 2020-12-06 | 2020-12-11 | 2021-12-11 | ENPHASE | IQ7PLUS-72-2-US | Inverters | 295 |  | 12 |  |  | 0.95 |  | Other | Rooftop
NJSTRE1546330506 |  | Transition Incentive Program | Passaic | 7055 | 6 | 7.8 | Residential | Yes | Behind the Meter | Net-metered residential rooftop and canopy |  | None | Infinity Solar Systems | PSE&G | Accepted | 2020-12-06 | 2020-12-11 | 2021-12-11 | Canadian Solar | CS1H-325-MS | Solar Panels |  | 0.325 | 12 | 216 | 35 |  | Fixed | Roof
NJSTRE1546330506 |  | Transition Incentive Program | Passaic | 7055 | 6 | 7.8 | Residential | Yes | Behind the Meter | Net-metered residential rooftop and canopy |  | None | Infinity Solar Systems | PSE&G | Accepted | 2020-12-06 | 2020-12-11 | 2021-12-11 | Canadian Solar | CS1H-325-MS | Solar Panels |  | 0.325 | 12 | 36 | 35 |  | Fixed | Roof
NJSTRE1546330521 |  | Transition Incentive Program | Montgomery TWP | 8502 | 5 | 8.16 | Residential | Yes | Behind the Meter | Net-metered residential rooftop and canopy |  | None | Tesla Energy Operations Inc. | PSE&G | Accepted | 2020-12-06 | 2020-12-08 | 2021-12-08 | SolarEdge Technologies | SE7600H-US [240V] | Inverters | 7600 |  | 1 |  |  | 0.99 |  | Outside | Outside
NJSTRE1546330521 |  | Transition Incentive Program | Montgomery TWP | 8502 | 5 | 8.16 | Residential | Yes | Behind the Meter | Net-metered residential rooftop and canopy |  | None | Tesla Energy Operations Inc. | PSE&G | Accepted | 2020-12-06 | 2020-12-08 | 2021-12-08 | Hanwha Q-CELLS | Q.Peak DUO BLK-G6+ 340 | Solar Panels |  | 0.34 | 6 | 125 | 26 |  | Fixed | Roof
NJSTRE1546330521 |  | Transition Incentive Program | Montgomery TWP | 8502 | 5 | 8.16 | Residential | Yes | Behind the Meter | Net-metered residential rooftop and canopy |  | None | Tesla Energy Operations Inc. | PSE&G | Accepted | 2020-12-06 | 2020-12-08 | 2021-12-08 | Hanwha Q-CELLS | Q.Peak DUO BLK-G6+ 340 | Solar Panels |  | 0.34 | 6 | 35 | 23 |  | Fixed | Roof
NJSTRE1546330521 |  | Transition Incentive Program | Montgomery TWP | 8502 | 5 | 8.16 | Residential | Yes | Behind the Meter | Net-metered residential rooftop and canopy |  | None | Tesla Energy Operations Inc. | PSE&G | Accepted | 2020-12-06 | 2020-12-08 | 2021-12-08 | Hanwha Q-CELLS | Q.Peak DUO BLK-G6+ 340 | Solar Panels |  | 0.34 | 4 | 215 | 23 |  | Fixed | Roof
NJSTRE1546330521 |  | Transition Incentive Program | Montgomery TWP | 8502 | 5 | 8.16 | Residential | Yes | Behind the Meter | Net-metered residential rooftop and canopy |  | None | Tesla Energy Operations Inc. | PSE&G | Accepted | 2020-12-06 | 2020-12-08 | 2021-12-08 | Hanwha Q-CELLS | Q.Peak DUO BLK-G6+ 340 | Solar Panels |  | 0.34 | 8 | 35 | 27 |  | Fixed | Roof
NJSTRE1546330524 |  | Transition Incentive Program | Old Bridge | 8857 | 11 | 6.12 | Residential | Yes | Behind the Meter | Net-metered residential rooftop and canopy |  | None | Tesla Energy Operations Inc. | JCP&L | Accepted | 2020-12-06 | 2020-12-08 | 2021-12-08 | SolarEdge Technologies | SE7600H-US [240V] | Inverters | 7600 |  | 1 |  |  | 0.99 |  | Outside | Outside
NJSTRE1546330524 |  | Transition Incentive Program | Old Bridge | 8857 | 11 | 6.12 | Residential | Yes | Behind the Meter | Net-metered residential rooftop and canopy |  | None | Tesla Energy Operations Inc. | JCP&L | Accepted | 2020-12-06 | 2020-12-08 | 2021-12-08 | Hanwha Q-CELLS | Q.Peak DUO BLK-G6+ 340 | Solar Panels |  | 0.34 | 9 | 258 | 30 |  | Fixed | Roof
NJSTRE1546330524 |  | Transition Incentive Program | Old Bridge | 8857 | 11 | 6.12 | Residential | Yes | Behind the Meter | Net-metered residential rooftop and canopy |  | None | Tesla Energy Operations Inc. | JCP&L | Accepted | 2020-12-06 | 2020-12-08 | 2021-12-08 | Hanwha Q-CELLS | Q.Peak DUO BLK-G6+ 340 | Solar Panels |  | 0.34 | 9 | 257 | 30 |  | Fixed | Roof
NJSTRE1546330558 |  | Transition Incentive Program | Vineland | 8360 | 20 | 8.64 | Residential | No | Behind the Meter | Net-metered residential rooftop and canopy |  | None | Kaitanna Solar, LLC | Vineland Muni Electric | Accepted | 2020-12-06 | 2020-12-08 | 2021-12-08 | Enphase | Envoy | Meters |  |  | 1 |  |  |  | Yes
NJSTRE1546330558 |  | Transition Incentive Program | Vineland | 8360 | 20 | 8.64 | Residential | No | Behind the Meter | Net-metered residential rooftop and canopy |  | None | Kaitanna Solar, LLC | Vineland Muni Electric | Accepted | 2020-12-06 | 2020-12-08 | 2021-12-08 | Enphase | IQ7 | Inverters | 240 |  | 27 |  |  | 0.97 |  | Outside | Under Modules
NJSTRE1546330558 |  | Transition Incentive Program | Vineland | 8360 | 20 | 8.64 | Residential | No | Behind the Meter | Net-metered residential rooftop and canopy |  | None | Kaitanna Solar, LLC | Vineland Muni Electric | Accepted | 2020-12-06 | 2020-12-08 | 2021-12-08 | Canadian Solar | CS1H-320W HiDM-Black | Solar Panels |  | 0.32 | 8 | 90 | 30 |  | Fixed | Roof
NJSTRE1546330558 |  | Transition Incentive Program | Vineland | 8360 | 20 | 8.64 | Residential | No | Behind the Meter | Net-metered residential rooftop and canopy |  | None | Kaitanna Solar, LLC | Vineland Muni Electric | Accepted | 2020-12-06 | 2020-12-08 | 2021-12-08 | Canadian Solar | CS1H-320W HiDM-Black | Solar Panels |  | 0.32 | 3 | 270 | 30 |  | Fixed | Roof
NJSTRE1546330558 |  | Transition Incentive Program | Vineland | 8360 | 20 | 8.64 | Residential | No | Behind the Meter | Net-metered residential rooftop and canopy |  | None | Kaitanna Solar, LLC | Vineland Muni Electric | Accepted | 2020-12-06 | 2020-12-08 | 2021-12-08 | Canadian Solar | CS1H-320W HiDM-Black | Solar Panels |  | 0.32 | 16 | 90 | 30 |  | Fixed | Roof
NJSTRE1546330573 |  | Transition Incentive Program | Absecon | 8205 | 19 | 7.08 | Residential | Yes | Behind the Meter | Net-metered residential rooftop and canopy |  | None | Bright Planet Solar | AC Electric | Accepted | 2020-12-06 | 2020-12-09 | 2021-12-09 | SOLAR EDGE | SE6000H-USRGM | Inverters | 6000 |  | 1 |  |  | 0.98 |  | Outdoor | OUTSIDE
NJSTRE1546330573 |  | Transition Incentive Program | Absecon | 8205 | 19 | 7.08 | Residential | Yes | Behind the Meter | Net-metered residential rooftop and canopy |  | None | Bright Planet Solar | AC Electric | Accepted | 2020-12-06 | 2020-12-09 | 2021-12-09 | HANWHA Q-CELLS | Q.PEAK DUO BLK-G5 310W | Solar Panels |  | 0.295 | 24 | 238 | 26 |  | Fixed | Roof
NJSTRE1546330577 |  | Transition Incentive Program | Paulsboro | 8066 | 15 | 5.7 | Residential | Yes | Behind the Meter | Net-metered residential rooftop and canopy |  | None | Bright Planet Solar | AC Electric | Accepted | 2020-12-06 | 2020-12-09 | 2021-12-09 | SOLAR EDGE | SE5000H-USRGM | Inverters | 5000 |  | 1 |  |  | 0.98 |  | Outdoor | OUTSIDE
NJSTRE1546330577 |  | Transition Incentive Program | Paulsboro | 8066 | 15 | 5.7 | Residential | Yes | Behind the Meter | Net-metered residential rooftop and canopy |  | None | Bright Planet Solar | AC Electric | Accepted | 2020-12-06 | 2020-12-09 | 2021-12-09 | LG | LG335N1C-A5 | Solar Panels |  | 0.335 | 3 | 96 | 45 |  | Fixed | Roof
NJSTRE1546330577 |  | Transition Incentive Program | Paulsboro | 8066 | 15 | 5.7 | Residential | Yes | Behind the Meter | Net-metered residential rooftop and canopy |  | None | Bright Planet Solar | AC Electric | Accepted | 2020-12-06 | 2020-12-09 | 2021-12-09 | LG | LG335N1C-A5 | Solar Panels |  | 0.335 | 6 | 96 | 18 |  | Fixed | Roof
NJSTRE1546330577 |  | Transition Incentive Program | Paulsboro | 8066 | 15 | 5.7 | Residential | Yes | Behind the Meter | Net-metered residential rooftop and canopy |  | None | Bright Planet Solar | AC Electric | Accepted | 2020-12-06 | 2020-12-09 | 2021-12-09 | LG | LG335N1C-A5 | Solar Panels |  | 0.335 | 3 | 96 | 45 |  | Fixed | Roof
NJSTRE1546330577 |  | Transition Incentive Program | Paulsboro | 8066 | 15 | 5.7 | Residential | Yes | Behind the Meter | Net-metered residential rooftop and canopy |  | None | Bright Planet Solar | AC Electric | Accepted | 2020-12-06 | 2020-12-09 | 2021-12-09 | LG | LG335N1C-A5 | Solar Panels |  | 0.335 | 1 | 184 | 45 |  | Fixed | Roof
NJSTRE1546330577 |  | Transition Incentive Program | Paulsboro | 8066 | 15 | 5.7 | Residential | Yes | Behind the Meter | Net-metered residential rooftop and canopy |  | None | Bright Planet Solar | AC Electric | Accepted | 2020-12-06 | 2020-12-09 | 2021-12-09 | LG | LG335N1C-A5 | Solar Panels |  | 0.335 | 4 | 276 | 45 |  | Fixed | Roof
NJSTRE1546330579 |  | Transition Incentive Program | Woodstown | 8098 | 16 | 13.33 | Residential | Yes | Behind the Meter | Net-metered residential rooftop and canopy |  | None | Bright Planet Solar | AC Electric | Accepted | 2020-12-06 | 2020-12-09 | 2021-12-09 | SOLAR EDGE | SE11400H-USRGM | Inverters | 11400 |  | 1 |  |  | 0.98 |  | Outdoor | OUTSIDE
NJSTRE1546330579 |  | Transition Incentive Program | Woodstown | 8098 | 16 | 13.33 | Residential | Yes | Behind the Meter | Net-metered residential rooftop and canopy |  | None | Bright Planet Solar | AC Electric | Accepted | 2020-12-06 | 2020-12-09 | 2021-12-09 | LONGI | LR6-60HPB-310M | Solar Panels |  | 0.31 | 18 | 297 | 30 |  | Fixed | Roof
NJSTRE1546330579 |  | Transition Incentive Program | Woodstown | 8098 | 16 | 13.33 | Residential | Yes | Behind the Meter | Net-metered residential rooftop and canopy |  | None | Bright Planet Solar | AC Electric | Accepted | 2020-12-06 | 2020-12-09 | 2021-12-09 | LONGI | LR6-60HPB-310M | Solar Panels |  | 0.31 | 15 | 297 | 30 |  | Fixed | Roof
NJSTRE1546330579 |  | Transition Incentive Program | Woodstown | 8098 | 16 | 13.33 | Residential | Yes | Behind the Meter | Net-metered residential rooftop and canopy |  | None | Bright Planet Solar | AC Electric | Accepted | 2020-12-06 | 2020-12-09 | 2021-12-09 | LONGI | LR6-60HPB-310M | Solar Panels |  | 0.31 | 6 | 117 | 30 |  | Fixed | Roof
NJSTRE1546330579 |  | Transition Incentive Program | Woodstown | 8098 | 16 | 13.33 | Residential | Yes | Behind the Meter | Net-metered residential rooftop and canopy |  | None | Bright Planet Solar | AC Electric | Accepted | 2020-12-06 | 2020-12-09 | 2021-12-09 | LONGI | LR6-60HPB-310M | Solar Panels |  | 0.31 | 4 | 297 | 30 |  | Fixed | Roof
NJSTRE1546330581 |  | Transition Incentive Program | Mckee City | 8234 | 19 | 13.07 | Residential | Yes | Behind the Meter | Net-metered residential rooftop and canopy |  | None | Bright Planet Solar | AC Electric | Accepted | 2020-12-06 | 2020-12-08 | 2021-12-08 | SOLAR EDGE | SE11400H-USRGM | Inverters | 11400 |  | 1 |  |  | 0.98 |  | Outdoor | OUTSIDE
NJSTRE1546330581 |  | Transition Incentive Program | Mckee City | 8234 | 19 | 13.07 | Residential | Yes | Behind the Meter | Net-metered residential rooftop and canopy |  | None | Bright Planet Solar | AC Electric | Accepted | 2020-12-06 | 2020-12-08 | 2021-12-08 | LG | LG335N1C-A5 | Solar Panels |  | 0.335 | 25 | 336 | 36 |  | Fixed | Roof
NJSTRE1546330581 |  | Transition Incentive Program | Mckee City | 8234 | 19 | 13.07 | Residential | Yes | Behind the Meter | Net-metered residential rooftop and canopy |  | None | Bright Planet Solar | AC Electric | Accepted | 2020-12-06 | 2020-12-08 | 2021-12-08 | LG | LG335N1C-A5 | Solar Panels |  | 0.335 | 2 | 246 | 36 |  | Fixed | Roof
NJSTRE1546330581 |  | Transition Incentive Program | Mckee City | 8234 | 19 | 13.07 | Residential | Yes | Behind the Meter | Net-metered residential rooftop and canopy |  | None | Bright Planet Solar | AC Electric | Accepted | 2020-12-06 | 2020-12-08 | 2021-12-08 | LG | LG335N1C-A5 | Solar Panels |  | 0.335 | 2 | 66 | 36 |  | Fixed | Roof
NJSTRE1546330581 |  | Transition Incentive Program | Mckee City | 8234 | 19 | 13.07 | Residential | Yes | Behind the Meter | Net-metered residential rooftop and canopy |  | None | Bright Planet Solar | AC Electric | Accepted | 2020-12-06 | 2020-12-08 | 2021-12-08 | LG | LG335N1C-A5 | Solar Panels |  | 0.335 | 10 | 157 | 36 |  | Fixed | Roof
NJSTRE1546330584 |  | Transition Incentive Program | Flanders | 7836 | 3 | 11.16 | Residential | Yes | Behind the Meter | Net-metered residential rooftop and canopy |  | None | Bright Planet Solar | JCP&L | Accepted | 2020-12-06 | 2020-12-09 | 2021-12-09 | SOLAR EDGE | SE10000H-USRGM | Inverters | 10000 |  | 1 |  |  | 0.98 |  | Outdoor | OUTSIDE
NJSTRE1546330584 |  | Transition Incentive Program | Flanders | 7836 | 3 | 11.16 | Residential | Yes | Behind the Meter | Net-metered residential rooftop and canopy |  | None | Bright Planet Solar | JCP&L | Accepted | 2020-12-06 | 2020-12-09 | 2021-12-09 | HANWHA Q-CELLS | Q.PEAK DUO BLK-G5 310W | Solar Panels |  | 0.31 | 19 | 270 | 22 |  | Fixed | Roof
NJSTRE1546330584 |  | Transition Incentive Program | Flanders | 7836 | 3 | 11.16 | Residential | Yes | Behind the Meter | Net-metered residential rooftop and canopy |  | None | Bright Planet Solar | JCP&L | Accepted | 2020-12-06 | 2020-12-09 | 2021-12-09 | HANWHA Q-CELLS | Q.PEAK DUO BLK-G5 310W | Solar Panels |  | 0.31 | 17 | 90 | 22 |  | Fixed | Roof
NJSTRE1546330586 |  | Transition Incentive Program | Mahwah | 7430 | 7 | 4.88 | Residential | No | Behind the Meter | Net-metered residential rooftop and canopy |  | None | Bright Planet Solar | Orange Rockland Electric | Accepted | 2020-12-06 | 2020-12-09 | 2021-12-09 | SOLAR EDGE | SE3800H-USRGM | Inverters | 3800 |  | 1 |  |  | 0.98 |  | Outdoor | OUTSIDE
NJSTRE1546330586 |  | Transition Incentive Program | Mahwah | 7430 | 7 | 4.88 | Residential | No | Behind the Meter | Net-metered residential rooftop and canopy |  | None | Bright Planet Solar | Orange Rockland Electric | Accepted | 2020-12-06 | 2020-12-09 | 2021-12-09 | LONGI | LR6-60HPB-305M | Solar Panels |  | 0.305 | 16 | 165 | 33 |  | Fixed | Roof
NJSTRE1546330587 |  | Transition Incentive Program | Woodstown | 8098 | 16 | 9.92 | Residential | No | Behind the Meter | Net-metered residential rooftop and canopy |  | None | Bright Planet Solar | AC Electric | Accepted | 2020-12-06 | 2020-12-08 | 2021-12-08 | SOLAR EDGE | SE7600H-USRGM | Inverters | 7600 |  | 1 |  |  | 0.98 |  | Outdoor | OUTSIDE
NJSTRE1546330587 |  | Transition Incentive Program | Woodstown | 8098 | 16 | 9.92 | Residential | No | Behind the Meter | Net-metered residential rooftop and canopy |  | None | Bright Planet Solar | AC Electric | Accepted | 2020-12-06 | 2020-12-08 | 2021-12-08 | HANWHA Q-CELLS | Q.PEAK DUO BLK-G5 310W | Solar Panels |  | 0.31 | 10 | 281 | 30 |  | Fixed | Roof
NJSTRE1546330587 |  | Transition Incentive Program | Woodstown | 8098 | 16 | 9.92 | Residential | No | Behind the Meter | Net-metered residential rooftop and canopy |  | None | Bright Planet Solar | AC Electric | Accepted | 2020-12-06 | 2020-12-08 | 2021-12-08 | HANWHA Q-CELLS | Q.PEAK DUO BLK-G5 310W | Solar Panels |  | 0.31 | 9 | 101 | 30 |  | Fixed | Roof
NJSTRE1546330587 |  | Transition Incentive Program | Woodstown | 8098 | 16 | 9.92 | Residential | No | Behind the Meter | Net-metered residential rooftop and canopy |  | None | Bright Planet Solar | AC Electric | Accepted | 2020-12-06 | 2020-12-08 | 2021-12-08 | HANWHA Q-CELLS | Q.PEAK DUO BLK-G5 310W | Solar Panels |  | 0.31 | 13 | 191 | 30 |  | Fixed | Roof
NJSTRE1546330589 |  | Transition Incentive Program | Bergenfield Boro | 7621 | 7 | 4.88 | Residential | No | Behind the Meter | Net-metered residential rooftop and canopy |  | None | Bright Planet Solar | PSE&G | Accepted | 2020-12-06 | 2020-12-09 | 2021-12-09 | SOLAR EDGE | SE3800H-USRGM | Inverters | 3800 |  | 1 |  |  | 0.98 |  | Outdoor | OUTSIDE
NJSTRE1546330589 |  | Transition Incentive Program | Bergenfield Boro | 7621 | 7 | 4.88 | Residential | No | Behind the Meter | Net-metered residential rooftop and canopy |  | None | Bright Planet Solar | PSE&G | Accepted | 2020-12-06 | 2020-12-09 | 2021-12-09 | LONGI | LR6-60HPB-305M | Solar Panels |  | 0.305 | 6 | 357 | 39 |  | Fixed | Roof
NJSTRE1546330589 |  | Transition Incentive Program | Bergenfield Boro | 7621 | 7 | 4.88 | Residential | No | Behind the Meter | Net-metered residential rooftop and canopy |  | None | Bright Planet Solar | PSE&G | Accepted | 2020-12-06 | 2020-12-09 | 2021-12-09 | LONGI | LR6-60HPB-305M | Solar Panels |  | 0.305 | 10 | 176 | 14 |  | Fixed | Roof
NJSTRE1546330590 |  | Transition Incentive Program | Randolph | 7869 | 3 | 8.54 | Residential | No | Behind the Meter | Net-metered residential rooftop and canopy |  | None | Bright Planet Solar | JCP&L | Accepted | 2020-12-06 | 2020-12-08 | 2021-12-08 | SOLAR EDGE | SE6000H-USRGM | Inverters | 6000 |  | 1 |  |  | 0.98 |  | Outdoor | OUTSIDE
NJSTRE1546330590 |  | Transition Incentive Program | Randolph | 7869 | 3 | 8.54 | Residential | No | Behind the Meter | Net-metered residential rooftop and canopy |  | None | Bright Planet Solar | JCP&L | Accepted | 2020-12-06 | 2020-12-08 | 2021-12-08 | HANWHA Q-CELLS | Q.PEAK DUO BLK-G5 305W | Solar Panels |  | 0.305 | 14 | 205 | 30 |  | Fixed | Roof
NJSTRE1546330590 |  | Transition Incentive Program | Randolph | 7869 | 3 | 8.54 | Residential | No | Behind the Meter | Net-metered residential rooftop and canopy |  | None | Bright Planet Solar | JCP&L | Accepted | 2020-12-06 | 2020-12-08 | 2021-12-08 | HANWHA Q-CELLS | Q.PEAK DUO BLK-G5 305W | Solar Panels |  | 0.305 | 14 | 24 | 30 |  | Fixed | Roof
NJSTRE1546331297 |  | Transition Incentive Program | Rutherford | 7070 | 7 | 10.73 | Residential | Yes | Behind the Meter | Net-metered residential rooftop and canopy |  | None | Infinity Solar Systems | PSE&G | Accepted | 2020-12-07 | 2020-12-11 | 2021-12-11 | ENPHASE | IQ7PLUS-72-2-US | Inverters | 295 |  | 17 |  |  | 0.95 |  | Other | Rooftop
NJSTRE1546331297 |  | Transition Incentive Program | Rutherford | 7070 | 7 | 10.73 | Residential | Yes | Behind the Meter | Net-metered residential rooftop and canopy |  | None | Infinity Solar Systems | PSE&G | Accepted | 2020-12-07 | 2020-12-11 | 2021-12-11 | ENPHASE | IQ7PLUS-72-2-US | Inverters | 295 |  | 12 |  |  | 0.95 |  | Other | Rooftop
NJSTRE1546331297 |  | Transition Incentive Program | Rutherford | 7070 | 7 | 10.73 | Residential | Yes | Behind the Meter | Net-metered residential rooftop and canopy |  | None | Infinity Solar Systems | PSE&G | Accepted | 2020-12-07 | 2020-12-11 | 2021-12-11 | ENPHASE | IQ7PLUS-72-2-US | Inverters | 295 |  | 4 |  |  | 0.95 |  | Other | Rooftop
NJSTRE1546331297 |  | Transition Incentive Program | Rutherford | 7070 | 7 | 10.73 | Residential | Yes | Behind the Meter | Net-metered residential rooftop and canopy |  | None | Infinity Solar Systems | PSE&G | Accepted | 2020-12-07 | 2020-12-11 | 2021-12-11 | Canadian Solar | CS1H-325-MS | Solar Panels |  | 0.325 | 12 | 126 | 35 |  | Fixed | Roof
NJSTRE1546331297 |  | Transition Incentive Program | Rutherford | 7070 | 7 | 10.73 | Residential | Yes | Behind the Meter | Net-metered residential rooftop and canopy |  | None | Infinity Solar Systems | PSE&G | Accepted | 2020-12-07 | 2020-12-11 | 2021-12-11 | Canadian Solar | CS1H-325-MS | Solar Panels |  | 0.325 | 4 | 216 | 35 |  | Fixed | Roof
NJSTRE1546331297 |  | Transition Incentive Program | Rutherford | 7070 | 7 | 10.73 | Residential | Yes | Behind the Meter | Net-metered residential rooftop and canopy |  | None | Infinity Solar Systems | PSE&G | Accepted | 2020-12-07 | 2020-12-11 | 2021-12-11 | Canadian Solar | CS1H-325-MS | Solar Panels |  | 0.325 | 17 | 306 | 35 |  | Fixed | Roof
NJSTRE1546331298 |  | Transition Incentive Program | Woodbridge | 8840 | 11 | 8.45 | Residential | Yes | Behind the Meter | Net-metered residential rooftop and canopy |  | None | Infinity Solar Systems | PSE&G | Accepted | 2020-12-07 | 2020-12-11 | 2021-12-11 | ENPHASE | IQ7PLUS-72-2-US | Inverters | 295 |  | 22 |  |  | 0.95 |  | Other | Rooftop
NJSTRE1546331298 |  | Transition Incentive Program | Woodbridge | 8840 | 11 | 8.45 | Residential | Yes | Behind the Meter | Net-metered residential rooftop and canopy |  | None | Infinity Solar Systems | PSE&G | Accepted | 2020-12-07 | 2020-12-11 | 2021-12-11 | ENPHASE | IQ7PLUS-72-2-US | Inverters | 295 |  | 4 |  |  | 0.95 |  | Other | Rooftop
NJSTRE1546331298 |  | Transition Incentive Program | Woodbridge | 8840 | 11 | 8.45 | Residential | Yes | Behind the Meter | Net-metered residential rooftop and canopy |  | None | Infinity Solar Systems | PSE&G | Accepted | 2020-12-07 | 2020-12-11 | 2021-12-11 | Canadian Solar | CS1H-325-MS | Solar Panels |  | 0.325 | 22 | 168 | 20 |  | Fixed | Roof
NJSTRE1546331298 |  | Transition Incentive Program | Woodbridge | 8840 | 11 | 8.45 | Residential | Yes | Behind the Meter | Net-metered residential rooftop and canopy |  | None | Infinity Solar Systems | PSE&G | Accepted | 2020-12-07 | 2020-12-11 | 2021-12-11 | Canadian Solar | CS1H-325-MS | Solar Panels |  | 0.325 | 4 | 348 | 20 |  | Fixed | Roof
NJSTRE1546331299 |  | Transition Incentive Program | Glen Rock | 7452 | 7 | 12.03 | Residential | Yes | Behind the Meter | Net-metered residential rooftop and canopy |  | None | Infinity Solar Systems | PSE&G | Accepted | 2020-12-07 | 2020-12-11 | 2021-12-11 | ENPHASE | IQ7PLUS-72-2-US | Inverters | 295 |  | 17 |  |  | 0.95 |  | Other | Rooftop
NJSTRE1546331299 |  | Transition Incentive Program | Glen Rock | 7452 | 7 | 12.03 | Residential | Yes | Behind the Meter | Net-metered residential rooftop and canopy |  | None | Infinity Solar Systems | PSE&G | Accepted | 2020-12-07 | 2020-12-11 | 2021-12-11 | ENPHASE | IQ7PLUS-72-2-US | Inverters | 295 |  | 4 |  |  | 0.95 |  | Other | Rooftop
NJSTRE1546331299 |  | Transition Incentive Program | Glen Rock | 7452 | 7 | 12.03 | Residential | Yes | Behind the Meter | Net-metered residential rooftop and canopy |  | None | Infinity Solar Systems | PSE&G | Accepted | 2020-12-07 | 2020-12-11 | 2021-12-11 | ENPHASE | IQ7PLUS-72-2-US | Inverters | 295 |  | 16 |  |  | 0.95 |  | Other | Rooftop
NJSTRE1546331299 |  | Transition Incentive Program | Glen Rock | 7452 | 7 | 12.03 | Residential | Yes | Behind the Meter | Net-metered residential rooftop and canopy |  | None | Infinity Solar Systems | PSE&G | Accepted | 2020-12-07 | 2020-12-11 | 2021-12-11 | Canadian Solar | CS1H-325-MS | Solar Panels |  | 0.325 | 17 | 285 | 35 |  | Fixed | Roof
NJSTRE1546331299 |  | Transition Incentive Program | Glen Rock | 7452 | 7 | 12.03 | Residential | Yes | Behind the Meter | Net-metered residential rooftop and canopy |  | None | Infinity Solar Systems | PSE&G | Accepted | 2020-12-07 | 2020-12-11 | 2021-12-11 | Canadian Solar | CS1H-325-MS | Solar Panels |  | 0.325 | 16 | 195 | 25 |  | Fixed | Roof
NJSTRE1546331299 |  | Transition Incentive Program | Glen Rock | 7452 | 7 | 12.03 | Residential | Yes | Behind the Meter | Net-metered residential rooftop and canopy |  | None | Infinity Solar Systems | PSE&G | Accepted | 2020-12-07 | 2020-12-11 | 2021-12-11 | Canadian Solar | CS1H-325-MS | Solar Panels |  | 0.325 | 4 | 105 | 35 |  | Fixed | Roof
NJSTRE1546331301 |  | Transition Incentive Program | Lodi | 7644 | 7 | 10.73 | Residential | No | Behind the Meter | Net-metered residential rooftop and canopy |  | None | Infinity Solar Systems | PSE&G | Accepted | 2020-12-07 | 2020-12-11 | 2021-12-11 | ENPHASE | IQ7-60-X-US | Inverters | 250 |  | 13 |  |  | 0.95 |  | Other | Rooftop
NJSTRE1546331301 |  | Transition Incentive Program | Lodi | 7644 | 7 | 10.73 | Residential | No | Behind the Meter | Net-metered residential rooftop and canopy |  | None | Infinity Solar Systems | PSE&G | Accepted | 2020-12-07 | 2020-12-11 | 2021-12-11 | ENPHASE | IQ7-60-X-US | Inverters | 250 |  | 13 |  |  | 0.95 |  | Other | Rooftop
NJSTRE1546331301 |  | Transition Incentive Program | Lodi | 7644 | 7 | 10.73 | Residential | No | Behind the Meter | Net-metered residential rooftop and canopy |  | None | Infinity Solar Systems | PSE&G | Accepted | 2020-12-07 | 2020-12-11 | 2021-12-11 | ENPHASE | IQ7-60-X-US | Inverters | 250 |  | 7 |  |  | 0.95 |  | Other | Rooftop
NJSTRE1546331301 |  | Transition Incentive Program | Lodi | 7644 | 7 | 10.73 | Residential | No | Behind the Meter | Net-metered residential rooftop and canopy |  | None | Infinity Solar Systems | PSE&G | Accepted | 2020-12-07 | 2020-12-11 | 2021-12-11 | Canadian Solar | CS1H-325-MS | Solar Panels |  | 0.325 | 7 | 217 | 10 |  | Fixed | Roof
NJSTRE1546331301 |  | Transition Incentive Program | Lodi | 7644 | 7 | 10.73 | Residential | No | Behind the Meter | Net-metered residential rooftop and canopy |  | None | Infinity Solar Systems | PSE&G | Accepted | 2020-12-07 | 2020-12-11 | 2021-12-11 | Canadian Solar | CS1H-325-MS | Solar Panels |  | 0.325 | 13 | 217 | 30 |  | Fixed | Roof
NJSTRE1546331301 |  | Transition Incentive Program | Lodi | 7644 | 7 | 10.73 | Residential | No | Behind the Meter | Net-metered residential rooftop and canopy |  | None | Infinity Solar Systems | PSE&G | Accepted | 2020-12-07 | 2020-12-11 | 2021-12-11 | Canadian Solar | CS1H-325-MS | Solar Panels |  | 0.325 | 13 | 37 | 30 |  | Fixed | Roof
NJSTRE1546331307 |  | Transition Incentive Program | Woodbury | 8096 | 15 | 6.72 | Residential | No | Behind the Meter | Net-metered residential rooftop and canopy |  | ACE | Orbit Energy & Power, LLC | PSE&G | Accepted | 2020-12-07 | 2020-12-08 | 2021-12-08 | ENPHASE ENERGY | IQ7-60-2-US | Inverters | 240 |  | 21 |  |  | 0.99 |  | Other | UNDER EACH PANEL
NJSTRE1546331307 |  | Transition Incentive Program | Woodbury | 8096 | 15 | 6.72 | Residential | No | Behind the Meter | Net-metered residential rooftop and canopy |  | ACE | Orbit Energy & Power, LLC | PSE&G | Accepted | 2020-12-07 | 2020-12-08 | 2021-12-08 | HANWHA | Q PEAK CELLS 320W | Solar Panels |  | 0.32 | 7 | 109 | 35 |  | Fixed | Roof
NJSTRE1546331307 |  | Transition Incentive Program | Woodbury | 8096 | 15 | 6.72 | Residential | No | Behind the Meter | Net-metered residential rooftop and canopy |  | ACE | Orbit Energy & Power, LLC | PSE&G | Accepted | 2020-12-07 | 2020-12-08 | 2021-12-08 | HANWHA | Q PEAK CELLS 320W | Solar Panels |  | 0.32 | 14 | 289 | 35 |  | Fixed | Roof
NJSTRE1546331322 |  | Transition Incentive Program | South Brunswick | 8852 | 11 | 9.9 | Residential | No | Behind the Meter | Net-metered residential rooftop and canopy |  | None | Infinity Solar Systems | PSE&G | Accepted | 2020-12-07 | 2020-12-09 | 2021-12-09 | ENPHASE | IQ7-60-X-US | Inverters | 250 |  | 12 |  |  | 0.95 |  | Other | Rooftop
NJSTRE1546331322 |  | Transition Incentive Program | South Brunswick | 8852 | 11 | 9.9 | Residential | No | Behind the Meter | Net-metered residential rooftop and canopy |  | None | Infinity Solar Systems | PSE&G | Accepted | 2020-12-07 | 2020-12-09 | 2021-12-09 | ENPHASE | IQ7-60-X-US | Inverters | 250 |  | 8 |  |  | 0.95 |  | Other | Rooftop
NJSTRE1546331322 |  | Transition Incentive Program | South Brunswick | 8852 | 11 | 9.9 | Residential | No | Behind the Meter | Net-metered residential rooftop and canopy |  | None | Infinity Solar Systems | PSE&G | Accepted | 2020-12-07 | 2020-12-09 | 2021-12-09 | ENPHASE | IQ7-60-X-US | Inverters | 250 |  | 10 |  |  | 0.95 |  | Other | Rooftop
NJSTRE1546331322 |  | Transition Incentive Program | South Brunswick | 8852 | 11 | 9.9 | Residential | No | Behind the Meter | Net-metered residential rooftop and canopy |  | None | Infinity Solar Systems | PSE&G | Accepted | 2020-12-07 | 2020-12-09 | 2021-12-09 | REC | REC-330TP3 | Solar Panels |  | 0.33 | 12 | 227 | 40 |  | Fixed | Roof
NJSTRE1546331322 |  | Transition Incentive Program | South Brunswick | 8852 | 11 | 9.9 | Residential | No | Behind the Meter | Net-metered residential rooftop and canopy |  | None | Infinity Solar Systems | PSE&G | Accepted | 2020-12-07 | 2020-12-09 | 2021-12-09 | REC | REC-330TP3 | Solar Panels |  | 0.33 | 8 | 227 | 40 |  | Fixed | Roof
NJSTRE1546331322 |  | Transition Incentive Program | South Brunswick | 8852 | 11 | 9.9 | Residential | No | Behind the Meter | Net-metered residential rooftop and canopy |  | None | Infinity Solar Systems | PSE&G | Accepted | 2020-12-07 | 2020-12-09 | 2021-12-09 | REC | REC-330TP3 | Solar Panels |  | 0.33 | 10 | 137 | 36 |  | Fixed | Roof
NJSTRE1546331341 |  | Transition Incentive Program | Beach Haven West | 8050 | 18 | 7.59 | Residential | No | Behind the Meter | Net-metered residential rooftop and canopy |  | None | Infinity Solar Systems | AC Electric | Accepted | 2020-12-07 | 2020-12-08 | 2021-12-08 | ENPHASE | IQ7-60-X-US | Inverters | 250 |  | 23 |  |  | 0.95 |  | Other | Rooftop
NJSTRE1546331341 |  | Transition Incentive Program | Beach Haven West | 8050 | 18 | 7.59 | Residential | No | Behind the Meter | Net-metered residential rooftop and canopy |  | None | Infinity Solar Systems | AC Electric | Accepted | 2020-12-07 | 2020-12-08 | 2021-12-08 | REC | REC-330TP3 | Solar Panels |  | 0.33 | 23 | 222 | 45 |  | Fixed | Roof
NJSTRE1546331356 |  | Transition Incentive Program | Sicklerville | 8081 | 14 | 3.2 | Residential | Yes | Behind the Meter | Net-metered residential rooftop and canopy |  | None | Vivint Solar Developer, LLC | AC Electric | Accepted | 2020-12-09 | 2020-12-10 | 2021-12-10 | Solar Edge | SE3800H-US | Inverters | 3800 |  | 1 |  |  | 0.992 |  | Outdoor | Near the Utility Meter
NJSTRE1546331356 |  | Transition Incentive Program | Sicklerville | 8081 | 14 | 3.2 | Residential | Yes | Behind the Meter | Net-metered residential rooftop and canopy |  | None | Vivint Solar Developer, LLC | AC Electric | Accepted | 2020-12-09 | 2020-12-10 | 2021-12-10 | JINKO SOLAR | JKM320M-60HBL | Solar Panels |  | 0.32 | 10 | 174 | 30 |  | Fixed | Roof
NJSTRE1546331365 |  | Transition Incentive Program | Linden City | 7036 | 10 | 7.15 | Residential | No | Behind the Meter | Net-metered residential rooftop and canopy |  | None | Infinity Solar Systems | PSE&G | Accepted | 2020-12-07 | 2020-12-08 | 2021-12-08 | ENPHASE | IQ7-60-X-US | Inverters | 250 |  | 3 |  |  | 0.95 |  | Other | Rooftop
NJSTRE1546331365 |  | Transition Incentive Program | Linden City | 7036 | 10 | 7.15 | Residential | No | Behind the Meter | Net-metered residential rooftop and canopy |  | None | Infinity Solar Systems | PSE&G | Accepted | 2020-12-07 | 2020-12-08 | 2021-12-08 | ENPHASE | IQ7-60-X-US | Inverters | 250 |  | 19 |  |  | 0.95 |  | Other | Rooftop
NJSTRE1546331365 |  | Transition Incentive Program | Linden City | 7036 | 10 | 7.15 | Residential | No | Behind the Meter | Net-metered residential rooftop and canopy |  | None | Infinity Solar Systems | PSE&G | Accepted | 2020-12-07 | 2020-12-08 | 2021-12-08 | Canadian Solar | CS1H-325-MS | Solar Panels |  | 0.325 | 19 | 218 | 25 |  | Fixed | Roof
NJSTRE1546331365 |  | Transition Incentive Program | Linden City | 7036 | 10 | 7.15 | Residential | No | Behind the Meter | Net-metered residential rooftop and canopy |  | None | Infinity Solar Systems | PSE&G | Accepted | 2020-12-07 | 2020-12-08 | 2021-12-08 | Canadian Solar | CS1H-325-MS | Solar Panels |  | 0.325 | 3 | 38 | 25 |  | Fixed | Roof
NJSTRE1546331384 |  | Transition Incentive Program | Pine Hill | 8081 | 14 | 8.13 | Residential | No | Behind the Meter | Net-metered residential rooftop and canopy |  | None | SunnyMac LLC | AC Electric | Accepted | 2020-12-07 | 2020-12-08 | 2021-12-08 | Solaredge | SE6000H-US | Inverters | 6000 |  | 1 |  |  | 0.99 |  | Outdoor | Next to meter
NJSTRE1546331384 |  | Transition Incentive Program | Pine Hill | 8081 | 14 | 8.13 | Residential | No | Behind the Meter | Net-metered residential rooftop and canopy |  | None | SunnyMac LLC | AC Electric | Accepted | 2020-12-07 | 2020-12-08 | 2021-12-08 | REC | TwinPeak 2 Mono | Solar Panels |  | 0.325 | 6 | 193 | 20 |  | Fixed | Roof
NJSTRE1546331384 |  | Transition Incentive Program | Pine Hill | 8081 | 14 | 8.13 | Residential | No | Behind the Meter | Net-metered residential rooftop and canopy |  | None | SunnyMac LLC | AC Electric | Accepted | 2020-12-07 | 2020-12-08 | 2021-12-08 | REC | TwinPeak 2 Mono | Solar Panels |  | 0.325 | 11 | 283 | 21 |  | Fixed | Roof
NJSTRE1546331384 |  | Transition Incentive Program | Pine Hill | 8081 | 14 | 8.13 | Residential | No | Behind the Meter | Net-metered residential rooftop and canopy |  | None | SunnyMac LLC | AC Electric | Accepted | 2020-12-07 | 2020-12-08 | 2021-12-08 | REC | TwinPeak 2 Mono | Solar Panels |  | 0.325 | 8 | 103 | 21 |  | Fixed | Roof
NJSTRE1546331411 |  | Transition Incentive Program | Willingboro | 8046 | 13 | 6.4 | Residential | Yes | Behind the Meter | Net-metered residential rooftop and canopy |  | None | Vivint Solar Developer, LLC | PSE&G | Accepted | 2020-12-09 | 2020-12-09 | 2021-12-09 | SOLAR EDGE | SE7600H-US | Inverters | 7600 |  | 1 |  |  | 0.992 |  | Outdoor | Near the Utility Meter
NJSTRE1546331411 |  | Transition Incentive Program | Willingboro | 8046 | 13 | 6.4 | Residential | Yes | Behind the Meter | Net-metered residential rooftop and canopy |  | None | Vivint Solar Developer, LLC | PSE&G | Accepted | 2020-12-09 | 2020-12-09 | 2021-12-09 | JINKO SOLAR | JKM320M-60HBL | Solar Panels |  | 0.32 | 3 | 354 | 28 |  | Fixed | Roof
NJSTRE1546331411 |  | Transition Incentive Program | Willingboro | 8046 | 13 | 6.4 | Residential | Yes | Behind the Meter | Net-metered residential rooftop and canopy |  | None | Vivint Solar Developer, LLC | PSE&G | Accepted | 2020-12-09 | 2020-12-09 | 2021-12-09 | JINKO SOLAR | JKM320M-60HBL | Solar Panels |  | 0.32 | 17 | 174 | 28 |  | Fixed | Roof
NJSTRE1546331416 |  | Transition Incentive Program | Woodbridge | 8830 | 11 | 2.93 | Residential | Yes | Behind the Meter | Net-metered residential rooftop and canopy |  | None | Infinity Solar Systems | PSE&G | Accepted | 2020-12-07 | 2020-12-11 | 2021-12-11 | ENPHASE | IQ7PLUS-72-2-US | Inverters | 295 |  | 9 |  |  | 0.95 |  | Other | Rooftop
NJSTRE1546331416 |  | Transition Incentive Program | Woodbridge | 8830 | 11 | 2.93 | Residential | Yes | Behind the Meter | Net-metered residential rooftop and canopy |  | None | Infinity Solar Systems | PSE&G | Accepted | 2020-12-07 | 2020-12-11 | 2021-12-11 | Canadian Solar | CS1H-325-MS | Solar Panels |  | 0.325 | 9 | 227 | 10 |  | Fixed | Roof
NJSTRE1546331418 |  | Transition Incentive Program | Burlington City | 8016 | 13 | 5.2 | Residential | No | Behind the Meter | Net-metered residential rooftop and canopy |  | None | SunnyMac LLC | PSE&G | Accepted | 2020-12-07 | 2020-12-08 | 2021-12-08 | Solaredge | SE3800H-US | Inverters | 3800 |  | 1 |  |  | 0.99 |  | Outdoor | Next to Meter
NJSTRE1546331418 |  | Transition Incentive Program | Burlington City | 8016 | 13 | 5.2 | Residential | No | Behind the Meter | Net-metered residential rooftop and canopy |  | None | SunnyMac LLC | PSE&G | Accepted | 2020-12-07 | 2020-12-08 | 2021-12-08 | REC | TwinPeak 2 Mono | Solar Panels |  | 0.325 | 16 | 161 | 43 |  | Fixed | Roof
NJSTRE1546331422 |  | Transition Incentive Program | Woolwich Township | 8085 | 15 | 9.14 | Residential | No | Behind the Meter | Net-metered residential rooftop and canopy |  | None | Advanced Renewable Solutions | AC Electric | Accepted | 2020-12-08 | 2020-12-08 | 2021-12-08 | Enphase | IQ7-60-x-US | Inverters | 240 |  | 29 |  |  | 0.972 |  | Outdoor | Rail Mounted Under Panels
NJSTRE1546331422 |  | Transition Incentive Program | Woolwich Township | 8085 | 15 | 9.14 | Residential | No | Behind the Meter | Net-metered residential rooftop and canopy |  | None | Advanced Renewable Solutions | AC Electric | Accepted | 2020-12-08 | 2020-12-08 | 2021-12-08 | Certainteed | CT315M11-02 | Solar Panels |  | 0.315 | 16 | 116 | 40 |  | Fixed | Roof
NJSTRE1546331422 |  | Transition Incentive Program | Woolwich Township | 8085 | 15 | 9.14 | Residential | No | Behind the Meter | Net-metered residential rooftop and canopy |  | None | Advanced Renewable Solutions | AC Electric | Accepted | 2020-12-08 | 2020-12-08 | 2021-12-08 | Certainteed | ct315M11-02 | Solar Panels |  | 0.315 | 13 | 116 | 31 |  | Fixed | Roof
NJSTRE1546331449 |  | Transition Incentive Program | Stratford | 8084 | 14 | 12.29 | Residential | No | Behind the Meter | Net-metered residential rooftop and canopy |  | None | Advanced Renewable Solutions LLC | AC Electric | Accepted | 2020-12-09 | 2020-12-10 | 2021-12-10 | Enphase | IQ7-60-x-US | Inverters | 240 |  | 39 |  |  | 0.974 |  | Outdoor | Rail Mounted, Under Panels
NJSTRE1546331449 |  | Transition Incentive Program | Stratford | 8084 | 14 | 12.29 | Residential | No | Behind the Meter | Net-metered residential rooftop and canopy |  | None | Advanced Renewable Solutions LLC | AC Electric | Accepted | 2020-12-09 | 2020-12-10 | 2021-12-10 | Certainteed | CT315M11-02 | Solar Panels |  | 0.315 | 8 | 212 | 23 |  | Fixed | Roof
NJSTRE1546331449 |  | Transition Incentive Program | Stratford | 8084 | 14 | 12.29 | Residential | No | Behind the Meter | Net-metered residential rooftop and canopy |  | None | Advanced Renewable Solutions LLC | AC Electric | Accepted | 2020-12-09 | 2020-12-10 | 2021-12-10 | Certainteed | CT315M11-02 | Solar Panels |  | 0.315 | 13 | 123 | 24 |  | Fixed | Roof
NJSTRE1546331449 |  | Transition Incentive Program | Stratford | 8084 | 14 | 12.29 | Residential | No | Behind the Meter | Net-metered residential rooftop and canopy |  | None | Advanced Renewable Solutions LLC | AC Electric | Accepted | 2020-12-09 | 2020-12-10 | 2021-12-10 | Certainteed | CT315M11-02 | Solar Panels |  | 0.315 | 10 | 303 | 23 |  | Fixed | Roof
NJSTRE1546331449 |  | Transition Incentive Program | Stratford | 8084 | 14 | 12.29 | Residential | No | Behind the Meter | Net-metered residential rooftop and canopy |  | None | Advanced Renewable Solutions LLC | AC Electric | Accepted | 2020-12-09 | 2020-12-10 | 2021-12-10 | Certainteed | CT315M11-02 | Solar Panels |  | 0.315 | 4 | 303 | 21 |  | Fixed | Roof
NJSTRE1546331449 |  | Transition Incentive Program | Stratford | 8084 | 14 | 12.29 | Residential | No | Behind the Meter | Net-metered residential rooftop and canopy |  | None | Advanced Renewable Solutions LLC | AC Electric | Accepted | 2020-12-09 | 2020-12-10 | 2021-12-10 | Certainteed | CT315M11-02 | Solar Panels |  | 0.315 | 4 | 32 | 22 |  | Fixed | Roof
NJSTRE1546331453 |  | Transition Incentive Program | Morganville | 7751 | 17 | 6.8 | Residential | No | Behind the Meter | Net-metered residential rooftop and canopy |  | None | Infinity Solar Systems | JCP&L | Accepted | 2020-12-07 | 2020-12-08 | 2021-12-08 | ENPHASE | IQ7PLUS-72-2-US | Inverters | 295 |  | 20 |  |  | 0.95 |  | Other | rooftop
NJSTRE1546331453 |  | Transition Incentive Program | Morganville | 7751 | 17 | 6.8 | Residential | No | Behind the Meter | Net-metered residential rooftop and canopy |  | None | Infinity Solar Systems | JCP&L | Accepted | 2020-12-07 | 2020-12-08 | 2021-12-08 | LG | LG340N1K-V5 | Solar Panels |  | 0.34 | 20 | 175 | 20 |  | Fixed | Roof
NJSTRE1546331454 |  | Transition Incentive Program | Clementon | 8021 | 14 | 11.34 | Residential | Yes | Behind the Meter | Net-metered residential rooftop and canopy |  | None | Solar Energy World | AC Electric | Accepted | 2020-12-07 | 2020-12-08 | 2021-12-08 | SolarEdge Technologies | SE3000H-USRGM | Inverters | 3000 |  | 1 |  |  | 0.977 |  | Outdoor | next to meter
NJSTRE1546331454 |  | Transition Incentive Program | Clementon | 8021 | 14 | 11.34 | Residential | Yes | Behind the Meter | Net-metered residential rooftop and canopy |  | None | Solar Energy World | AC Electric | Accepted | 2020-12-07 | 2020-12-08 | 2021-12-08 | SolarEdge Technologies | SE6000H-USRGM | Inverters | 6000 |  | 1 |  |  | 0.983 |  | Outdoor | near meter
NJSTRE1546331454 |  | Transition Incentive Program | Clementon | 8021 | 14 | 11.34 | Residential | Yes | Behind the Meter | Net-metered residential rooftop and canopy |  | None | Solar Energy World | AC Electric | Accepted | 2020-12-07 | 2020-12-08 | 2021-12-08 | Hanwha Q-Cells | Q.PEAK DUO BLK-G5 315 | Solar Panels |  | 0.315 | 12 | 125 | 18 |  | Fixed | Roof
NJSTRE1546331454 |  | Transition Incentive Program | Clementon | 8021 | 14 | 11.34 | Residential | Yes | Behind the Meter | Net-metered residential rooftop and canopy |  | None | Solar Energy World | AC Electric | Accepted | 2020-12-07 | 2020-12-08 | 2021-12-08 | Hanwha Q-Cells | Q.PEAK DUO BLK-G5 315 | Solar Panels |  | 0.315 | 24 | 125 | 18 |  | Double Axis | Pole
NJSTRE1546331455 |  | Transition Incentive Program | Lawrence Township | 8648 | 12 | 7.35 | Residential | Yes | Behind the Meter | Net-metered residential rooftop and canopy |  | None | Pro Custom Solar dba Momentum Solar | PSE&G | Accepted | 2020-12-07 | 2020-12-08 | 2021-12-08 | Enphase | IQ7Plus-72-2-US | Inverters | 290 |  | 21 |  |  | 0.97 |  | Outdoor | Roof
NJSTRE1546331455 |  | Transition Incentive Program | Lawrence Township | 8648 | 12 | 7.35 | Residential | Yes | Behind the Meter | Net-metered residential rooftop and canopy |  | None | Pro Custom Solar dba Momentum Solar | PSE&G | Accepted | 2020-12-07 | 2020-12-08 | 2021-12-08 | LG ELECTRONICS | LG 350N1C-V5 | Solar Panels |  | 0.35 | 10 | 100 | 24 |  | Fixed | Roof
NJSTRE1546331455 |  | Transition Incentive Program | Lawrence Township | 8648 | 12 | 7.35 | Residential | Yes | Behind the Meter | Net-metered residential rooftop and canopy |  | None | Pro Custom Solar dba Momentum Solar | PSE&G | Accepted | 2020-12-07 | 2020-12-08 | 2021-12-08 | LG ELECTRONICS | LG 350N1C-V5 | Solar Panels |  | 0.35 | 11 | 10 | 26 |  | Fixed | Roof
NJSTRE1546331460 |  | Transition Incentive Program | Willingboro Twp | 8046 | 13 | 7.8 | Residential | Yes | Behind the Meter | Net-metered residential rooftop and canopy |  | None | SunnyMac LLC | PSE&G | Accepted | 2020-12-07 | 2020-12-08 | 2021-12-08 | Solaredge | SE7600H-US | Inverters | 7600 |  | 1 |  |  | 0.99 |  | Outdoor | Next to Meter
NJSTRE1546331460 |  | Transition Incentive Program | Willingboro Twp | 8046 | 13 | 7.8 | Residential | Yes | Behind the Meter | Net-metered residential rooftop and canopy |  | None | SunnyMac LLC | PSE&G | Accepted | 2020-12-07 | 2020-12-08 | 2021-12-08 | rec | Twinpeak 2 Mono | Solar Panels |  | 0.325 | 6 | 158 | 42 |  | Fixed | Roof
NJSTRE1546331460 |  | Transition Incentive Program | Willingboro Twp | 8046 | 13 | 7.8 | Residential | Yes | Behind the Meter | Net-metered residential rooftop and canopy |  | None | SunnyMac LLC | PSE&G | Accepted | 2020-12-07 | 2020-12-08 | 2021-12-08 | REC | TwinPeak 2 Mono | Solar Panels |  | 0.325 | 18 | 158 | 38 |  | Fixed | Roof
NJSTRE1546331472 |  | Transition Incentive Program | Piscataway | 8854 | 11 | 7.85 | Residential | No | Behind the Meter | Net-metered residential rooftop and canopy |  | None | Fusion Solar Energy LLC | PSE&G | Accepted | 2020-12-07 | 2020-12-15 | 2021-12-15 | Sunpower | Type E | Inverters | 0.32 |  | 24 |  |  | 0.94 |  | Outdoor | Roof Top
NJSTRE1546331472 |  | Transition Incentive Program | Piscataway | 8854 | 11 | 7.85 | Residential | No | Behind the Meter | Net-metered residential rooftop and canopy |  | None | Fusion Solar Energy LLC | PSE&G | Accepted | 2020-12-07 | 2020-12-15 | 2021-12-15 | Sunpower | 327 E AC | Solar Panels |  | 0.327 | 24 | South West | 18 |  | Fixed | Roof
NJSTRE1546331497 |  | Transition Incentive Program | Stratford | 8084 | 14 | 6.62 | Residential | No | Behind the Meter | Net-metered residential rooftop and canopy |  | None | Advanced Renewable Solutions LLC | AC Electric | Accepted | 2020-12-07 | 2020-12-08 | 2021-12-08 | Enphase | IQ7-60-x-US | Inverters | 240 |  | 21 |  |  | 0.974 |  | Outside | Rail mounted under array
NJSTRE1546331497 |  | Transition Incentive Program | Stratford | 8084 | 14 | 6.62 | Residential | No | Behind the Meter | Net-metered residential rooftop and canopy |  | None | Advanced Renewable Solutions LLC | AC Electric | Accepted | 2020-12-07 | 2020-12-08 | 2021-12-08 | Certainteed | CT315M11-02 | Solar Panels |  | 0.315 | 13 | 95 | 23 |  | Fixed | Roof
NJSTRE1546331497 |  | Transition Incentive Program | Stratford | 8084 | 14 | 6.62 | Residential | No | Behind the Meter | Net-metered residential rooftop and canopy |  | None | Advanced Renewable Solutions LLC | AC Electric | Accepted | 2020-12-07 | 2020-12-08 | 2021-12-08 | Certainteed | CT315M11-02 | Solar Panels |  | 0.315 | 8 | 186 | 24 |  | Fixed | Roof
NJSTRE1546331548 |  | Transition Incentive Program | Woodbridge | 8830 | 11 | 3.9 | Residential | Yes | Behind the Meter | Net-metered residential rooftop and canopy |  | None | Infinity Solar Systems | PSE&G | Accepted | 2020-12-07 | 2020-12-11 | 2021-12-11 | ENPHASE | IQ7PLUS-72-2-US | Inverters | 295 |  | 12 |  |  | 0.95 |  | Other | Rooftop
NJSTRE1546331548 |  | Transition Incentive Program | Woodbridge | 8830 | 11 | 3.9 | Residential | Yes | Behind the Meter | Net-metered residential rooftop and canopy |  | None | Infinity Solar Systems | PSE&G | Accepted | 2020-12-07 | 2020-12-11 | 2021-12-11 | Canadian Solar | CS1H-325-MS | Solar Panels |  | 0.325 | 12 | 227 | 10 |  | Fixed | Roof
NJSTRE1546331558 |  | Transition Incentive Program | Pennsauken | 8109 | 14 | 8.96 | Residential | Yes | Behind the Meter | Net-metered residential rooftop and canopy |  | None | Vivint Solar Developer, LLC | PSE&G | Accepted | 2020-12-09 | 2020-12-10 | 2021-12-10 | SOLAREDGE | SE7600H-US | Inverters | 7600 |  | 1 |  |  | 0.992 |  | Outdoor | Near the Utility Meter
NJSTRE1546331558 |  | Transition Incentive Program | Pennsauken | 8109 | 14 | 8.96 | Residential | Yes | Behind the Meter | Net-metered residential rooftop and canopy |  | None | Vivint Solar Developer, LLC | PSE&G | Accepted | 2020-12-09 | 2020-12-10 | 2021-12-10 | JINKO SOLAR | JKM320M-60HBL | Solar Panels |  | 0.32 | 3 | 124 | 21 |  | Fixed | Roof
NJSTRE1546331558 |  | Transition Incentive Program | Pennsauken | 8109 | 14 | 8.96 | Residential | Yes | Behind the Meter | Net-metered residential rooftop and canopy |  | None | Vivint Solar Developer, LLC | PSE&G | Accepted | 2020-12-09 | 2020-12-10 | 2021-12-10 | JINKO SOLAR | JKM320M-60HBL | Solar Panels |  | 0.32 | 6 | 304 | 21 |  | Fixed | Roof
NJSTRE1546331558 |  | Transition Incentive Program | Pennsauken | 8109 | 14 | 8.96 | Residential | Yes | Behind the Meter | Net-metered residential rooftop and canopy |  | None | Vivint Solar Developer, LLC | PSE&G | Accepted | 2020-12-09 | 2020-12-10 | 2021-12-10 | JINKO SOLAR | JKM320M-60HBL | Solar Panels |  | 0.32 | 8 | 214 | 21 |  | Fixed | Roof
NJSTRE1546331558 |  | Transition Incentive Program | Pennsauken | 8109 | 14 | 8.96 | Residential | Yes | Behind the Meter | Net-metered residential rooftop and canopy |  | None | Vivint Solar Developer, LLC | PSE&G | Accepted | 2020-12-09 | 2020-12-10 | 2021-12-10 | JINKO SOLAR | JKM320M-60HBL | Solar Panels |  | 0.32 | 8 | 34 | 21 |  | Fixed | Roof
NJSTRE1546331558 |  | Transition Incentive Program | Pennsauken | 8109 | 14 | 8.96 | Residential | Yes | Behind the Meter | Net-metered residential rooftop and canopy |  | None | Vivint Solar Developer, LLC | PSE&G | Accepted | 2020-12-09 | 2020-12-10 | 2021-12-10 | JINKO SOLAR | JKM320M-60HBL | Solar Panels |  | 0.32 | 3 | 34 | 21 |  | Fixed | Roof
NJSTRE1546331562 |  | Transition Incentive Program | Monroe Township | 8831 | 11 | 9.57 | Residential | Yes | Behind the Meter | Net-metered residential rooftop and canopy |  | None | Freedom Forever New Jersey LLC | JCP&L | Accepted | 2020-12-23 | 2020-12-23 | 2021-12-23 | Solar Edge | SE7600H-US [SI1] RGM | Inverters | 7600 |  | 1 |  |  | 0.99 |  | Outdoor | n/a
NJSTRE1546331562 |  | Transition Incentive Program | Monroe Township | 8831 | 11 | 9.57 | Residential | Yes | Behind the Meter | Net-metered residential rooftop and canopy |  | None | Freedom Forever New Jersey LLC | JCP&L | Accepted | 2020-12-23 | 2020-12-23 | 2021-12-23 | Hanwha | Q.PLUS BFR-G4.1- 290 | Solar Panels |  | 0.29 | 14 | 1 | 16 |  | Fixed | Roof | n/a
NJSTRE1546331562 |  | Transition Incentive Program | Monroe Township | 8831 | 11 | 9.57 | Residential | Yes | Behind the Meter | Net-metered residential rooftop and canopy |  | None | Freedom Forever New Jersey LLC | JCP&L | Accepted | 2020-12-23 | 2020-12-23 | 2021-12-23 | Hanwha | Q.PLUS BFR-G4.1- 290 | Solar Panels |  | 0.29 | 5 | 3 | 16 |  | Fixed | Roof | n/a
NJSTRE1546331562 |  | Transition Incentive Program | Monroe Township | 8831 | 11 | 9.57 | Residential | Yes | Behind the Meter | Net-metered residential rooftop and canopy |  | None | Freedom Forever New Jersey LLC | JCP&L | Accepted | 2020-12-23 | 2020-12-23 | 2021-12-23 | Hanwha | Q.PLUS BFR-G4.1- 290 | Solar Panels |  | 0.29 | 9 | 2 | 16 |  | Fixed | Roof | n/a
NJSTRE1546331562 |  | Transition Incentive Program | Monroe Township | 8831 | 11 | 9.57 | Residential | Yes | Behind the Meter | Net-metered residential rooftop and canopy |  | None | Freedom Forever New Jersey LLC | JCP&L | Accepted | 2020-12-23 | 2020-12-23 | 2021-12-23 | Hanwha | Q.PLUS BFR-G4.1- 290 | Solar Panels |  | 0.29 | 5 | 4 | 16 |  | Fixed | Roof | n/a
NJSTRE1546331570 |  | Transition Incentive Program | Pleasantville | 8232 | 19 | 7.14 | Residential | No | Behind the Meter | Net-metered residential rooftop and canopy |  | None | Castle Energy, LLC | AC Electric | Accepted | 2020-12-07 | 2020-12-08 | 2021-12-08 | Enphase Energy | IQ7-60-2-US | Inverters | 240 |  | 21 |  |  | 0.967 |  | Outdoor | on the rooftop under each solar panel
NJSTRE1546331570 |  | Transition Incentive Program | Pleasantville | 8232 | 19 | 7.14 | Residential | No | Behind the Meter | Net-metered residential rooftop and canopy |  | None | Castle Energy, LLC | AC Electric | Accepted | 2020-12-07 | 2020-12-08 | 2021-12-08 | Hanwha Q-Cells | Q.Peak DUO BLK-G6 340 | Solar Panels |  | 0.34 | 11 | 211 | 40 |  | Fixed | Roof
NJSTRE1546331570 |  | Transition Incentive Program | Pleasantville | 8232 | 19 | 7.14 | Residential | No | Behind the Meter | Net-metered residential rooftop and canopy |  | None | Castle Energy, LLC | AC Electric | Accepted | 2020-12-07 | 2020-12-08 | 2021-12-08 | Hanwha Q-Cells | Q.Peak DUO BLK-G6 340 | Solar Panels |  | 0.34 | 6 | 0 | 0 |  | Fixed | Roof
NJSTRE1546331570 |  | Transition Incentive Program | Pleasantville | 8232 | 19 | 7.14 | Residential | No | Behind the Meter | Net-metered residential rooftop and canopy |  | None | Castle Energy, LLC | AC Electric | Accepted | 2020-12-07 | 2020-12-08 | 2021-12-08 | Hanwha Q-Cells | Q.Peak DUO BLK-G6 340 | Solar Panels |  | 0.34 | 4 | 211 | 5 |  | Fixed | Roof
NJSTRE1546331574 |  | Transition Incentive Program | Bogota | 7603 | 7 | 14.3 | Residential | Yes | Behind the Meter | Net-metered residential rooftop and canopy |  | None | Infinity Solar Systems | PSE&G | Accepted | 2020-12-07 | 2020-12-11 | 2021-12-11 | ENPHASE | IQ7PLUS-72-2-US | Inverters | 295 |  | 6 |  |  | 0.95 |  | Other | Rooftop
NJSTRE1546331574 |  | Transition Incentive Program | Bogota | 7603 | 7 | 14.3 | Residential | Yes | Behind the Meter | Net-metered residential rooftop and canopy |  | None | Infinity Solar Systems | PSE&G | Accepted | 2020-12-07 | 2020-12-11 | 2021-12-11 | ENPHASE | IQ7PLUS-72-2-US | Inverters | 295 |  | 5 |  |  | 0.95 |  | Other | ROOFTOP
NJSTRE1546331574 |  | Transition Incentive Program | Bogota | 7603 | 7 | 14.3 | Residential | Yes | Behind the Meter | Net-metered residential rooftop and canopy |  | None | Infinity Solar Systems | PSE&G | Accepted | 2020-12-07 | 2020-12-11 | 2021-12-11 | ENPHASE | IQ7PLUS-72-2-US | Inverters | 295 |  | 17 |  |  | 0.95 |  | Other | Rooftop
NJSTRE1546331574 |  | Transition Incentive Program | Bogota | 7603 | 7 | 14.3 | Residential | Yes | Behind the Meter | Net-metered residential rooftop and canopy |  | None | Infinity Solar Systems | PSE&G | Accepted | 2020-12-07 | 2020-12-11 | 2021-12-11 | ENPHASE | IQ7PLUS-72-2-US | Inverters | 295 |  | 11 |  |  | 0.95 |  | Other | Rooftop
NJSTRE1546331574 |  | Transition Incentive Program | Bogota | 7603 | 7 | 14.3 | Residential | Yes | Behind the Meter | Net-metered residential rooftop and canopy |  | None | Infinity Solar Systems | PSE&G | Accepted | 2020-12-07 | 2020-12-11 | 2021-12-11 | ENPHASE | IQ7PLUS-72-2-US | Inverters | 295 |  | 5 |  |  | 0.95 |  | Other | ROOFTOP
NJSTRE1546331574 |  | Transition Incentive Program | Bogota | 7603 | 7 | 14.3 | Residential | Yes | Behind the Meter | Net-metered residential rooftop and canopy |  | None | Infinity Solar Systems | PSE&G | Accepted | 2020-12-07 | 2020-12-11 | 2021-12-11 | Canadian Solar | CS1H-325-MS | Solar Panels |  | 0.325 | 11 | 212 | 35 |  | Fixed | Roof
NJSTRE1546331574 |  | Transition Incentive Program | Bogota | 7603 | 7 | 14.3 | Residential | Yes | Behind the Meter | Net-metered residential rooftop and canopy |  | None | Infinity Solar Systems | PSE&G | Accepted | 2020-12-07 | 2020-12-11 | 2021-12-11 | Canadian Solar | CS1H-325-MS | Solar Panels |  | 0.325 | 5 | 122 | 35 |  | Fixed | Roof
NJSTRE1546331574 |  | Transition Incentive Program | Bogota | 7603 | 7 | 14.3 | Residential | Yes | Behind the Meter | Net-metered residential rooftop and canopy |  | None | Infinity Solar Systems | PSE&G | Accepted | 2020-12-07 | 2020-12-11 | 2021-12-11 | Canadian Solar | CS1H-325-MS | Solar Panels |  | 0.325 | 5 | 300 | 35 |  | Fixed | Roof
NJSTRE1546331574 |  | Transition Incentive Program | Bogota | 7603 | 7 | 14.3 | Residential | Yes | Behind the Meter | Net-metered residential rooftop and canopy |  | None | Infinity Solar Systems | PSE&G | Accepted | 2020-12-07 | 2020-12-11 | 2021-12-11 | Canadian Solar | CS1H-325-MS | Solar Panels |  | 0.325 | 6 | 212 | 15 |  | Fixed | Roof
NJSTRE1546331574 |  | Transition Incentive Program | Bogota | 7603 | 7 | 14.3 | Residential | Yes | Behind the Meter | Net-metered residential rooftop and canopy |  | None | Infinity Solar Systems | PSE&G | Accepted | 2020-12-07 | 2020-12-11 | 2021-12-11 | Canadian Solar | CS1H-325-MS | Solar Panels |  | 0.325 | 17 | 32 | 35 |  | Fixed | Roof
NJSTRE1546331599 |  | Transition Incentive Program | Galloway | 8205 | 19 | 8.37 | Residential | Yes | Behind the Meter | Net-metered residential rooftop and canopy |  | None | Solar Energy World | AC Electric | Accepted | 2020-12-07 | 2020-12-08 | 2021-12-08 | SolarEdge Technologies | SE7600H-USRGM | Inverters | 7600 |  | 1 |  |  | 0.985 |  | Other | next to meter
NJSTRE1546331599 |  | Transition Incentive Program | Galloway | 8205 | 19 | 8.37 | Residential | Yes | Behind the Meter | Net-metered residential rooftop and canopy |  | None | Solar Energy World | AC Electric | Accepted | 2020-12-07 | 2020-12-08 | 2021-12-08 | LONGi Green Energy | LR6-60HPB-310M | Solar Panels |  | 0.31 | 27 | 101 | 27 |  | Fixed | Roof
NJSTRE1546332060 |  | Transition Incentive Program | Willingboro Township | 8046 | 13 | 8.99 | Residential | Yes | Behind the Meter | Net-metered residential rooftop and canopy |  | None | Freedom Forever New Jersey LLC | PSE&G | Accepted | 2020-12-22 | 2020-12-23 | 2021-12-23 | Solar Edge | SE7600H-US [SI1] RGM | Inverters | 7600 |  | 1 |  |  | 0.99 |  | Outdoor | n/a
NJSTRE1546332060 |  | Transition Incentive Program | Willingboro Township | 8046 | 13 | 8.99 | Residential | Yes | Behind the Meter | Net-metered residential rooftop and canopy |  | None | Freedom Forever New Jersey LLC | PSE&G | Accepted | 2020-12-22 | 2020-12-23 | 2021-12-23 | Hanwha | Q.PLUS BFR-G4.1- 290 | Solar Panels |  | 0.29 | 18 | 1 | 18 |  | Fixed | Roof | n/a
NJSTRE1546332060 |  | Transition Incentive Program | Willingboro Township | 8046 | 13 | 8.99 | Residential | Yes | Behind the Meter | Net-metered residential rooftop and canopy |  | None | Freedom Forever New Jersey LLC | PSE&G | Accepted | 2020-12-22 | 2020-12-23 | 2021-12-23 | Hanwha | Q.PLUS BFR-G4.1- 290 | Solar Panels |  | 0.29 | 13 | 2 | 18 |  | Fixed | Roof | n/a
NJSTRE1546332073 |  | Transition Incentive Program | Bloomfield | 7003 | 9 | 6.72 | Residential | Yes | Behind the Meter | Net-metered residential rooftop and canopy |  | None | Vivint Solar Developer, LLC | PSE&G | Accepted | 2020-12-09 | 2020-12-09 | 2021-12-09 | SOLAREDGE | SE7600H-US | Inverters | 7600 |  | 1 |  |  | 0.992 |  | Outdoor | Near the Utility Meter
NJSTRE1546332073 |  | Transition Incentive Program | Bloomfield | 7003 | 9 | 6.72 | Residential | Yes | Behind the Meter | Net-metered residential rooftop and canopy |  | None | Vivint Solar Developer, LLC | PSE&G | Accepted | 2020-12-09 | 2020-12-09 | 2021-12-09 | JINKO SOLAR | JKM320M-60HBL | Solar Panels |  | 0.32 | 21 | 172 | 25 |  | Fixed | Roof
NJSTRE1546332099 |  | Transition Incentive Program | Lakewood | 8701 | 18 | 9.52 | Residential | No | Behind the Meter | Net-metered residential rooftop and canopy |  | None | NJ Solar Power, LLC | JCP&L | Accepted | 2020-12-07 | 2020-12-08 | 2021-12-08 | solaredge | SE7600H-US | Inverters | 7600 |  | 1 |  |  | 0.99 |  | Outdoor | garage
NJSTRE1546332099 |  | Transition Incentive Program | Lakewood | 8701 | 18 | 9.52 | Residential | No | Behind the Meter | Net-metered residential rooftop and canopy |  | None | NJ Solar Power, LLC | JCP&L | Accepted | 2020-12-07 | 2020-12-08 | 2021-12-08 | panasonic | VBHN340SA17 | Solar Panels |  | 0.34 | 28 | 197 | 30 |  | Fixed | Roof
NJSTRE1546332102 |  | Transition Incentive Program | Willingboro Twp | 8046 | 13 | 19.5 | Residential | Yes | Behind the Meter | Net-metered residential rooftop and canopy |  | None | SunnyMac LLC | PSE&G | Accepted | 2020-12-07 | 2020-12-08 | 2021-12-08 | Solaredge | SE7600H-US | Inverters | 15200 |  | 2 |  |  | 0.99 |  | Outdoor | Next to meter
NJSTRE1546332102 |  | Transition Incentive Program | Willingboro Twp | 8046 | 13 | 19.5 | Residential | Yes | Behind the Meter | Net-metered residential rooftop and canopy |  | None | SunnyMac LLC | PSE&G | Accepted | 2020-12-07 | 2020-12-08 | 2021-12-08 | REC | TwinPeak 2 Mono | Solar Panels |  | 0.325 | 28 | 53 | 26 |  | Fixed | Roof
NJSTRE1546332102 |  | Transition Incentive Program | Willingboro Twp | 8046 | 13 | 19.5 | Residential | Yes | Behind the Meter | Net-metered residential rooftop and canopy |  | None | SunnyMac LLC | PSE&G | Accepted | 2020-12-07 | 2020-12-08 | 2021-12-08 | REC | TwinPeak 2 Mono | Solar Panels |  | 0.325 | 18 | 233 | 27 |  | Fixed | Roof
NJSTRE1546332102 |  | Transition Incentive Program | Willingboro Twp | 8046 | 13 | 19.5 | Residential | Yes | Behind the Meter | Net-metered residential rooftop and canopy |  | None | SunnyMac LLC | PSE&G | Accepted | 2020-12-07 | 2020-12-08 | 2021-12-08 | REC | TwinPeak 2 Mono | Solar Panels |  | 0.325 | 14 | 143 | 18 |  | Fixed | Roof
NJSTRE1546332123 |  | Transition Incentive Program | Toms River | 8757 | 18 | 5.67 | Residential | Yes | Behind the Meter | Net-metered residential rooftop and canopy |  | None | Sun Run Inc. | JCP&L | Accepted | 2020-12-08 | 2020-12-09 | 2021-12-09 | Solar Edge | SE5000H-US [SI1] RGM | Inverters | 5000 |  | 1 |  |  | 0.99 |  | Outdoor | n/a
NJSTRE1546332123 |  | Transition Incentive Program | Toms River | 8757 | 18 | 5.67 | Residential | Yes | Behind the Meter | Net-metered residential rooftop and canopy |  | None | Sun Run Inc. | JCP&L | Accepted | 2020-12-08 | 2020-12-09 | 2021-12-09 | Longi | LR6-60HPB-315M | Solar Panels |  | 0.315 | 8 | 2 | 24 |  | Fixed | Roof | n/a
NJSTRE1546332123 |  | Transition Incentive Program | Toms River | 8757 | 18 | 5.67 | Residential | Yes | Behind the Meter | Net-metered residential rooftop and canopy |  | None | Sun Run Inc. | JCP&L | Accepted | 2020-12-08 | 2020-12-09 | 2021-12-09 | Longi | LR6-60HPB-315M | Solar Panels |  | 0.315 | 10 | 1 | 24 |  | Fixed | Roof | n/a
NJSTRE1546332127 |  | Transition Incentive Program | Beverly City | 8010 | 13 | 7.15 | Residential | Yes | Behind the Meter | Net-metered residential rooftop and canopy |  | None | SunnyMac LLC | PSE&G | Accepted | 2020-12-07 | 2020-12-08 | 2021-12-08 | Solaredge | SE5000H-US | Inverters | 5000 |  | 1 |  |  | 0.99 |  | Outdoor | Next to Meter
NJSTRE1546332127 |  | Transition Incentive Program | Beverly City | 8010 | 13 | 7.15 | Residential | Yes | Behind the Meter | Net-metered residential rooftop and canopy |  | None | SunnyMac LLC | PSE&G | Accepted | 2020-12-07 | 2020-12-08 | 2021-12-08 | REC | TwinPeak 2 Mono | Solar Panels |  | 0.325 | 12 | 170 | 21 |  | Fixed | Roof
NJSTRE1546332127 |  | Transition Incentive Program | Beverly City | 8010 | 13 | 7.15 | Residential | Yes | Behind the Meter | Net-metered residential rooftop and canopy |  | None | SunnyMac LLC | PSE&G | Accepted | 2020-12-07 | 2020-12-08 | 2021-12-08 | REC | TwinPeak 2 Mono | Solar Panels |  | 0.325 | 10 | 350 | 21 |  | Fixed | Roof
NJSTRE1546332131 |  | Transition Incentive Program | Wrightown | 8562 | 13 | 12.25 | Residential | No | Behind the Meter | Net-metered residential rooftop and canopy |  | None | Castle Energy, LLC | JCP&L | Accepted | 2020-12-07 | 2020-12-08 | 2021-12-08 | SunPower | SPR-X21-350-BLK-E-AC | Inverters | 320 |  | 35 |  |  | 0.975 |  | Outdoor | on the rooftop under each solar panel
NJSTRE1546332131 |  | Transition Incentive Program | Wrightown | 8562 | 13 | 12.25 | Residential | No | Behind the Meter | Net-metered residential rooftop and canopy |  | None | Castle Energy, LLC | JCP&L | Accepted | 2020-12-07 | 2020-12-08 | 2021-12-08 | SunPower | SPR-X21-350-BLK-E-AC | Solar Panels |  | 0.35 | 10 | 127 | 37 |  | Fixed | Roof
NJSTRE1546332131 |  | Transition Incentive Program | Wrightown | 8562 | 13 | 12.25 | Residential | No | Behind the Meter | Net-metered residential rooftop and canopy |  | None | Castle Energy, LLC | JCP&L | Accepted | 2020-12-07 | 2020-12-08 | 2021-12-08 | SunPower | SPR-X21-350-BLK-E-AC | Solar Panels |  | 0.35 | 22 | 127 | 30 |  | Fixed | Roof
NJSTRE1546332131 |  | Transition Incentive Program | Wrightown | 8562 | 13 | 12.25 | Residential | No | Behind the Meter | Net-metered residential rooftop and canopy |  | None | Castle Energy, LLC | JCP&L | Accepted | 2020-12-07 | 2020-12-08 | 2021-12-08 | SunPower | SPR-X21-350-BLK-E-AC | Solar Panels |  | 0.35 | 3 | 217 | 43 |  | Fixed | Roof
NJSTRE1546332140 |  | Transition Incentive Program | Dumont | 7628 | 7 | 6.72 | Residential | Yes | Behind the Meter | Net-metered residential rooftop and canopy |  | None | Vivint Solar Developer, LLC | PSE&G | Accepted | 2020-12-09 | 2020-12-10 | 2021-12-10 | SOLAREDGE | SE7600H-US | Inverters | 7600 |  | 1 |  |  | 0.992 |  | Outdoor | Near the Utility Meter
NJSTRE1546332140 |  | Transition Incentive Program | Dumont | 7628 | 7 | 6.72 | Residential | Yes | Behind the Meter | Net-metered residential rooftop and canopy |  | None | Vivint Solar Developer, LLC | PSE&G | Accepted | 2020-12-09 | 2020-12-10 | 2021-12-10 | JINKO SOLAR | JKM320M-60HBL | Solar Panels |  | 0.32 | 11 | 189 | 36 |  | Fixed | Roof
NJSTRE1546332140 |  | Transition Incentive Program | Dumont | 7628 | 7 | 6.72 | Residential | Yes | Behind the Meter | Net-metered residential rooftop and canopy |  | None | Vivint Solar Developer, LLC | PSE&G | Accepted | 2020-12-09 | 2020-12-10 | 2021-12-10 | JINKO SOLAR | JKM320M-60HBL | Solar Panels |  | 0.32 | 3 | 189 | 12 |  | Fixed | Roof
NJSTRE1546332140 |  | Transition Incentive Program | Dumont | 7628 | 7 | 6.72 | Residential | Yes | Behind the Meter | Net-metered residential rooftop and canopy |  | None | Vivint Solar Developer, LLC | PSE&G | Accepted | 2020-12-09 | 2020-12-10 | 2021-12-10 | JINKO SOLAR | JKM320M-60HBL | Solar Panels |  | 0.32 | 7 | 9 | 36 |  | Fixed | Roof
NJSTRE1546332148 |  | Transition Incentive Program | Hillsborough TWP | 8502 | 5 | 10.2 | Residential | Yes | Behind the Meter | Net-metered residential rooftop and canopy |  | None | Tesla Energy Operations Inc. | PSE&G | Accepted | 2020-12-07 | 2020-12-08 | 2021-12-08 | SolarEdge Technologies | SE10000H-US [240V] | Inverters | 10000 |  | 1 |  |  | 0.99 |  | Outside | Outside
NJSTRE1546332148 |  | Transition Incentive Program | Hillsborough TWP | 8502 | 5 | 10.2 | Residential | Yes | Behind the Meter | Net-metered residential rooftop and canopy |  | None | Tesla Energy Operations Inc. | PSE&G | Accepted | 2020-12-07 | 2020-12-08 | 2021-12-08 | Hanwha Q-CELLS | Q.Peak DUO BLK-G6+ 340 | Solar Panels |  | 0.34 | 4 | 244 | 18 |  | Fixed | Roof
NJSTRE1546332148 |  | Transition Incentive Program | Hillsborough TWP | 8502 | 5 | 10.2 | Residential | Yes | Behind the Meter | Net-metered residential rooftop and canopy |  | None | Tesla Energy Operations Inc. | PSE&G | Accepted | 2020-12-07 | 2020-12-08 | 2021-12-08 | Hanwha Q-CELLS | Q.Peak DUO BLK-G6+ 340 | Solar Panels |  | 0.34 | 14 | 244 | 34 |  | Fixed | Roof
NJSTRE1546332148 |  | Transition Incentive Program | Hillsborough TWP | 8502 | 5 | 10.2 | Residential | Yes | Behind the Meter | Net-metered residential rooftop and canopy |  | None | Tesla Energy Operations Inc. | PSE&G | Accepted | 2020-12-07 | 2020-12-08 | 2021-12-08 | Hanwha Q-CELLS | Q.Peak DUO BLK-G6+ 340 | Solar Panels |  | 0.34 | 8 | 64 | 34 |  | Fixed | Roof
NJSTRE1546332148 |  | Transition Incentive Program | Hillsborough TWP | 8502 | 5 | 10.2 | Residential | Yes | Behind the Meter | Net-metered residential rooftop and canopy |  | None | Tesla Energy Operations Inc. | PSE&G | Accepted | 2020-12-07 | 2020-12-08 | 2021-12-08 | Hanwha Q-CELLS | Q.Peak DUO BLK-G6+ 340 | Solar Panels |  | 0.34 | 4 | 64 | 40 |  | Fixed | Roof
NJSTRE1546332156 |  | Transition Incentive Program | Williamstown | 8094 | 15 | 13.26 | Residential | No | Behind the Meter | Net-metered residential rooftop and canopy |  | None | NJ Solar Power, LLC | AC Electric | Accepted | 2020-12-07 | 2020-12-08 | 2021-12-08 | solaredge | SE11400H-US | Inverters | 11400 |  | 1 |  |  | 0.99 |  | Outdoor | garage
NJSTRE1546332156 |  | Transition Incentive Program | Williamstown | 8094 | 15 | 13.26 | Residential | No | Behind the Meter | Net-metered residential rooftop and canopy |  | None | NJ Solar Power, LLC | AC Electric | Accepted | 2020-12-07 | 2020-12-08 | 2021-12-08 | panasonic | VBHN340SA17 | Solar Panels |  | 0.34 | 6 | 294 | 23 |  | Fixed | Roof
NJSTRE1546332156 |  | Transition Incentive Program | Williamstown | 8094 | 15 | 13.26 | Residential | No | Behind the Meter | Net-metered residential rooftop and canopy |  | None | NJ Solar Power, LLC | AC Electric | Accepted | 2020-12-07 | 2020-12-08 | 2021-12-08 | panasonic | VBHN340SA17 | Solar Panels |  | 0.34 | 33 | 114 | 23 |  | Fixed | Roof
NJSTRE1546332165 |  | Transition Incentive Program | Bogota | 7603 | 7 | 5.13 | Residential | Yes | Behind the Meter | Subsection (t): landfill, brownfield, areas of historic fill. |  | None | Freedom Forever New Jersey LLC | PSE&G | Accepted | 2020-12-11 | 2020-12-11 | 2021-12-11 | Solar Edge | SE5000H-US [SI1] RGM | Inverters | 5000 |  | 1 |  |  | 0.99 |  | Outdoor | n/a
NJSTRE1546332165 |  | Transition Incentive Program | Bogota | 7603 | 7 | 5.13 | Residential | Yes | Behind the Meter | Subsection (t): landfill, brownfield, areas of historic fill. |  | None | Freedom Forever New Jersey LLC | PSE&G | Accepted | 2020-12-11 | 2020-12-11 | 2021-12-11 | Hanwha | Q.PLUS BFR-G4.1/TAA 285 | Solar Panels |  | 0.285 | 9 | 1 | 30 |  | Fixed | Roof | n/a
NJSTRE1546332165 |  | Transition Incentive Program | Bogota | 7603 | 7 | 5.13 | Residential | Yes | Behind the Meter | Subsection (t): landfill, brownfield, areas of historic fill. |  | None | Freedom Forever New Jersey LLC | PSE&G | Accepted | 2020-12-11 | 2020-12-11 | 2021-12-11 | Hanwha | Q.PLUS BFR-G4.1/TAA 285 | Solar Panels |  | 0.285 | 9 | 2 | 30 |  | Fixed | Roof | n/a
NJSTRE1546332173 |  | Transition Incentive Program | Maple Shade | 8052 | 13 | 7.37 | Residential | No | Behind the Meter | Net-metered residential rooftop and canopy |  | None | Vision Solar LLC | PSE&G | Accepted | 2020-12-07 | 2020-12-08 | 2021-12-08 | ENPHASE | IQ7-60-2-US | Inverters | 0.24 |  | 22 |  |  | 0.96 |  | Other | BEHIND EACH PANEL
NJSTRE1546332173 |  | Transition Incentive Program | Maple Shade | 8052 | 13 | 7.37 | Residential | No | Behind the Meter | Net-metered residential rooftop and canopy |  | None | Vision Solar LLC | PSE&G | Accepted | 2020-12-07 | 2020-12-08 | 2021-12-08 | HANWHA Q-CELLS | Q.PEAK DUO BLK-G6+ 335 | Solar Panels |  | 0.335 | 11 | 249 | 22 |  | Fixed | Roof
NJSTRE1546332173 |  | Transition Incentive Program | Maple Shade | 8052 | 13 | 7.37 | Residential | No | Behind the Meter | Net-metered residential rooftop and canopy |  | None | Vision Solar LLC | PSE&G | Accepted | 2020-12-07 | 2020-12-08 | 2021-12-08 | HANWHA Q-CELLS | Q.PEAK DUO BLK-G6+ 335 | Solar Panels |  | 0.335 | 11 | 69 | 22 |  | Fixed | Roof
NJSTRE1546332175 |  | Transition Incentive Program | North Arlington | 7031 | 7 | 5.88 | Residential | No | Behind the Meter | Net-metered residential rooftop and canopy |  | None | Seabright Solar | PSE&G | Accepted | 2020-12-07 | 2020-12-08 | 2021-12-08 | Sunpower | PVS 6 | Meters |  |  | 1 |  |  |  | Yes | Outdoor
NJSTRE1546332175 |  | Transition Incentive Program | North Arlington | 7031 | 7 | 5.88 | Residential | No | Behind the Meter | Net-metered residential rooftop and canopy |  | None | Seabright Solar | PSE&G | Accepted | 2020-12-07 | 2020-12-08 | 2021-12-08 | Enphase | IQ7XS-96-ACM-US | Inverters | 0.315 |  | 14 |  |  | 0.99 |  | Outdoor | Roof
NJSTRE1546332175 |  | Transition Incentive Program | North Arlington | 7031 | 7 | 5.88 | Residential | No | Behind the Meter | Net-metered residential rooftop and canopy |  | None | Seabright Solar | PSE&G | Accepted | 2020-12-07 | 2020-12-08 | 2021-12-08 | Sunpower | SPR-A-400 | Solar Panels |  | 0.42 | 14 | 213 | 26 |  | Fixed | Roof
NJSTRE1546332189 |  | Transition Incentive Program | Clarksboro | 8020 | 15 | 9.45 | Residential | No | Behind the Meter | Net-metered residential rooftop and canopy |  | None | Advanced Renewable Solutions LLC | AC Electric | Accepted | 2020-12-08 | 2020-12-09 | 2021-12-09 | Enphase | IQ7-60-X-US | Inverters | 0.24 |  | 30 |  |  | 0.97 |  | Outside | Rail Mounted under array
NJSTRE1546332189 |  | Transition Incentive Program | Clarksboro | 8020 | 15 | 9.45 | Residential | No | Behind the Meter | Net-metered residential rooftop and canopy |  | None | Advanced Renewable Solutions LLC | AC Electric | Accepted | 2020-12-08 | 2020-12-09 | 2021-12-09 | Certainteed | CT315M11-02 | Solar Panels |  | 0.315 | 11 | 137 | 30 |  | Fixed | Roof
NJSTRE1546332189 |  | Transition Incentive Program | Clarksboro | 8020 | 15 | 9.45 | Residential | No | Behind the Meter | Net-metered residential rooftop and canopy |  | None | Advanced Renewable Solutions LLC | AC Electric | Accepted | 2020-12-08 | 2020-12-09 | 2021-12-09 | Certainteed | CT315M11-02 | Solar Panels |  | 0.315 | 19 | 317 | 9 |  | Fixed | Roof
NJSTRE1546332201 |  | Transition Incentive Program | Carneys Point | 8069 | 16 | 6.03 | Residential | Yes | Behind the Meter | Net-metered residential rooftop and canopy |  | None | Vision Solar LLC | AC Electric | Accepted | 2020-12-07 | 2020-12-08 | 2021-12-08 | ENPHASE | IQ7-60-2-US | Inverters | 0.24 |  | 18 |  |  | 0.96 |  | Other | BEHIND EACH PANEL
NJSTRE1546332201 |  | Transition Incentive Program | Carneys Point | 8069 | 16 | 6.03 | Residential | Yes | Behind the Meter | Net-metered residential rooftop and canopy |  | None | Vision Solar LLC | AC Electric | Accepted | 2020-12-07 | 2020-12-08 | 2021-12-08 | HANWHA Q-CELLS | Q.PEAK DUO BLK-G6+ 335 | Solar Panels |  | 0.335 | 12 | 86 | 22 |  | Fixed | Roof
NJSTRE1546332201 |  | Transition Incentive Program | Carneys Point | 8069 | 16 | 6.03 | Residential | Yes | Behind the Meter | Net-metered residential rooftop and canopy |  | None | Vision Solar LLC | AC Electric | Accepted | 2020-12-07 | 2020-12-08 | 2021-12-08 | HANWHA Q-CELLS | Q.PEAK DUO BLK-G6+ 335 | Solar Panels |  | 0.335 | 6 | 266 | 22 |  | Fixed | Roof
NJSTRE1546332202 |  | Transition Incentive Program | Hackensack | 7601 | 7 | 7.92 | Residential | No | Behind the Meter | Net-metered residential rooftop and canopy |  | None | New Jersey Suntech | PSE&G | Accepted | 2020-12-07 | 2020-12-09 | 2021-12-09 | Solaredge | SE6000-US | Inverters | 6000 |  | 1 |  |  | 0.97 |  | Outside | Side of house
NJSTRE1546332202 |  | Transition Incentive Program | Hackensack | 7601 | 7 | 7.92 | Residential | No | Behind the Meter | Net-metered residential rooftop and canopy |  | None | New Jersey Suntech | PSE&G | Accepted | 2020-12-07 | 2020-12-09 | 2021-12-09 | Hanwha | Q. Peak Duo 330M | Solar Panels |  | 0.33 | 9 | 289 | 30 |  | Fixed | Roof
NJSTRE1546332202 |  | Transition Incentive Program | Hackensack | 7601 | 7 | 7.92 | Residential | No | Behind the Meter | Net-metered residential rooftop and canopy |  | None | New Jersey Suntech | PSE&G | Accepted | 2020-12-07 | 2020-12-09 | 2021-12-09 | Hanwha | Q.Peak Duo 330M | Solar Panels |  | 0.33 | 15 | 110 | 30 |  | Fixed | Roof
NJSTRE1546332204 |  | Transition Incentive Program | Freehold | 7728 | 17 | 9.18 | Residential | No | Behind the Meter | Net-metered residential rooftop and canopy |  | None | NJ Solar Power, LLC | JCP&L | Accepted | 2020-12-07 | 2020-12-10 | 2021-12-10 | solaredge | SE10000H-US | Inverters | 10000 |  | 1 |  |  | 0.99 |  | Outdoor | garage
NJSTRE1546332204 |  | Transition Incentive Program | Freehold | 7728 | 17 | 9.18 | Residential | No | Behind the Meter | Net-metered residential rooftop and canopy |  | None | NJ Solar Power, LLC | JCP&L | Accepted | 2020-12-07 | 2020-12-10 | 2021-12-10 | panasonic | VBHN340SA17 | Solar Panels |  | 0.34 | 15 | 191 | 34 |  | Fixed | Roof
NJSTRE1546332204 |  | Transition Incentive Program | Freehold | 7728 | 17 | 9.18 | Residential | No | Behind the Meter | Net-metered residential rooftop and canopy |  | None | NJ Solar Power, LLC | JCP&L | Accepted | 2020-12-07 | 2020-12-10 | 2021-12-10 | panasonic | VBHN340SA17 | Solar Panels |  | 0.34 | 12 | 191 | 34 |  | Fixed | Roof
NJSTRE1546332205 |  | Transition Incentive Program | Turnersville | 8012 | 14 | 11.97 | Residential | Yes | Behind the Meter | Net-metered residential rooftop and canopy |  | None | Freedom Forever New Jersey LLC | AC Electric | Accepted | 2020-12-14 | 2020-12-14 | 2021-12-14 | Solar Edge | SE10000H-US [SI1] RGM | Inverters | 10000 |  | 1 |  |  | 0.99 |  | Outdoor | n/a
NJSTRE1546332205 |  | Transition Incentive Program | Turnersville | 8012 | 14 | 11.97 | Residential | Yes | Behind the Meter | Net-metered residential rooftop and canopy |  | None | Freedom Forever New Jersey LLC | AC Electric | Accepted | 2020-12-14 | 2020-12-14 | 2021-12-14 | Longi | LR6- 60HPB-315M | Solar Panels |  | 0.315 | 2 | 4 | 29 |  | Fixed | Roof | n/a
NJSTRE1546332205 |  | Transition Incentive Program | Turnersville | 8012 | 14 | 11.97 | Residential | Yes | Behind the Meter | Net-metered residential rooftop and canopy |  | None | Freedom Forever New Jersey LLC | AC Electric | Accepted | 2020-12-14 | 2020-12-14 | 2021-12-14 | Longi | LR6- 60HPB-315M | Solar Panels |  | 0.315 | 12 | 1 | 29 |  | Fixed | Roof | n/a
NJSTRE1546332205 |  | Transition Incentive Program | Turnersville | 8012 | 14 | 11.97 | Residential | Yes | Behind the Meter | Net-metered residential rooftop and canopy |  | None | Freedom Forever New Jersey LLC | AC Electric | Accepted | 2020-12-14 | 2020-12-14 | 2021-12-14 | Longi | LR6- 60HPB-315M | Solar Panels |  | 0.315 | 12 | 2 | 29 |  | Fixed | Roof | n/a
NJSTRE1546332205 |  | Transition Incentive Program | Turnersville | 8012 | 14 | 11.97 | Residential | Yes | Behind the Meter | Net-metered residential rooftop and canopy |  | None | Freedom Forever New Jersey LLC | AC Electric | Accepted | 2020-12-14 | 2020-12-14 | 2021-12-14 | Longi | LR6- 60HPB-315M | Solar Panels |  | 0.315 | 12 | 3 | 29 |  | Fixed | Roof | n/a
NJSTRE1546332209 |  | Transition Incentive Program | Willingboro Twp | 8046 | 13 | 5.85 | Residential | Yes | Behind the Meter | Net-metered residential rooftop and canopy |  | None | SunnyMac LLC | PSE&G | Accepted | 2020-12-07 | 2020-12-09 | 2021-12-09 | Solaredge | SE5000H-US | Inverters | 5000 |  | 1 |  |  | 0.99 |  | Outdoor | Next to Meter
NJSTRE1546332209 |  | Transition Incentive Program | Willingboro Twp | 8046 | 13 | 5.85 | Residential | Yes | Behind the Meter | Net-metered residential rooftop and canopy |  | None | SunnyMac LLC | PSE&G | Accepted | 2020-12-07 | 2020-12-09 | 2021-12-09 | REC | TwinPeak 2 Mono | Solar Panels |  | 0.325 | 18 | 191 | 32 |  | Fixed | Roof
NJSTRE1546332223 |  | Transition Incentive Program | Hillsbrough | 8844 | 5 | 15.12 | Residential | Yes | Behind the Meter | Net-metered residential rooftop and canopy |  | None | Solar Energy World | PSE&G | Accepted | 2020-12-07 | 2020-12-09 | 2021-12-09 | SolarEdge Technologies | SE3000H-USRGM | Inverters | 3000 |  | 1 |  |  | 0.977 |  | Outside | near meter
NJSTRE1546332223 |  | Transition Incentive Program | Hillsbrough | 8844 | 5 | 15.12 | Residential | Yes | Behind the Meter | Net-metered residential rooftop and canopy |  | None | Solar Energy World | PSE&G | Accepted | 2020-12-07 | 2020-12-09 | 2021-12-09 | SolarEdge Technologies | SE10000H-USRGM | Inverters | 10000 |  | 1 |  |  | 0.98 |  | Outside | near meter
NJSTRE1546332223 |  | Transition Incentive Program | Hillsbrough | 8844 | 5 | 15.12 | Residential | Yes | Behind the Meter | Net-metered residential rooftop and canopy |  | None | Solar Energy World | PSE&G | Accepted | 2020-12-07 | 2020-12-09 | 2021-12-09 | Hanwha Q-Cells | Q.PEAK DUO BLK-G5 315 | Solar Panels |  | 0.315 | 9 | 312 | 18 |  | Double Axis | Roof
NJSTRE1546332223 |  | Transition Incentive Program | Hillsbrough | 8844 | 5 | 15.12 | Residential | Yes | Behind the Meter | Net-metered residential rooftop and canopy |  | None | Solar Energy World | PSE&G | Accepted | 2020-12-07 | 2020-12-09 | 2021-12-09 | Hanwha Q-Cells | Q.PEAK DUO BLK-G5 315 | Solar Panels |  | 0.315 | 27 | 132 | 18 |  | Fixed | Roof
NJSTRE1546332223 |  | Transition Incentive Program | Hillsbrough | 8844 | 5 | 15.12 | Residential | Yes | Behind the Meter | Net-metered residential rooftop and canopy |  | None | Solar Energy World | PSE&G | Accepted | 2020-12-07 | 2020-12-09 | 2021-12-09 | Hanwha Q-Cells - | Q.PEAK DUO BLK-G5 315 | Solar Panels |  | 0.315 | 12 | 312 | 18 |  | Fixed | Roof
NJSTRE1546332225 |  | Transition Incentive Program | Mickleton | 8056 | 15 | 9.18 | Residential | No | Behind the Meter | Net-metered residential rooftop and canopy |  | None | NJ Solar Power, LLC | AC Electric | Accepted | 2020-12-07 | 2020-12-09 | 2021-12-09 | solaredge | SE7600H-US | Inverters | 7600 |  | 1 |  |  | 0.99 |  | Outdoor | garage
NJSTRE1546332225 |  | Transition Incentive Program | Mickleton | 8056 | 15 | 9.18 | Residential | No | Behind the Meter | Net-metered residential rooftop and canopy |  | None | NJ Solar Power, LLC | AC Electric | Accepted | 2020-12-07 | 2020-12-09 | 2021-12-09 | panasonic | VBHN340SA17 | Solar Panels |  | 0.34 | 19 | 148 | 45 |  | Fixed | Roof
NJSTRE1546332225 |  | Transition Incentive Program | Mickleton | 8056 | 15 | 9.18 | Residential | No | Behind the Meter | Net-metered residential rooftop and canopy |  | None | NJ Solar Power, LLC | AC Electric | Accepted | 2020-12-07 | 2020-12-09 | 2021-12-09 | panasonic | VBHN340SA17 | Solar Panels |  | 0.34 | 8 | 148 | 45 |  | Fixed | Roof
NJSTRE1546332228 |  | Transition Incentive Program | Stockton | 8559 | 4 | 5.44 | Residential | No | Behind the Meter | Net-metered residential rooftop and canopy |  | None | GenRenew, LLC | JCP&L | Accepted | 2020-12-07 | 2020-12-09 | 2021-12-09 | Enphase | IQ7 | Inverters | 320 |  | 16 |  |  | 0.96 |  | Outdoor | under modules
NJSTRE1546332228 |  | Transition Incentive Program | Stockton | 8559 | 4 | 5.44 | Residential | No | Behind the Meter | Net-metered residential rooftop and canopy |  | None | GenRenew, LLC | JCP&L | Accepted | 2020-12-07 | 2020-12-09 | 2021-12-09 | LG | LG340-N1K-L5 | Solar Panels |  | 0.34 | 9 | 231 | 12 |  | Fixed | Roof
NJSTRE1546332228 |  | Transition Incentive Program | Stockton | 8559 | 4 | 5.44 | Residential | No | Behind the Meter | Net-metered residential rooftop and canopy |  | None | GenRenew, LLC | JCP&L | Accepted | 2020-12-07 | 2020-12-09 | 2021-12-09 | LG | LG340-N1K-L5 | Solar Panels |  | 0.34 | 5 | 141 | 40 |  | Fixed | Roof
NJSTRE1546332228 |  | Transition Incentive Program | Stockton | 8559 | 4 | 5.44 | Residential | No | Behind the Meter | Net-metered residential rooftop and canopy |  | None | GenRenew, LLC | JCP&L | Accepted | 2020-12-07 | 2020-12-09 | 2021-12-09 | LG | LG340-N1K-L5 | Solar Panels |  | 0.34 | 2 | 231 | 40 |  | Fixed | Roof
NJSTRE1546332242 |  | Transition Incentive Program | Waterford Works | 8089 | 14 | 9.14 | Residential | No | Behind the Meter | Net-metered residential rooftop and canopy |  | None | Advanced Renewable Solutions LLC | AC Electric | Accepted | 2020-12-08 | 2020-12-09 | 2021-12-09 | Enphase | IQ7-60-X-US | Inverters | 240 |  | 29 |  |  | 0.97 |  | Outside | Rail Mounted, under array
NJSTRE1546332242 |  | Transition Incentive Program | Waterford Works | 8089 | 14 | 9.14 | Residential | No | Behind the Meter | Net-metered residential rooftop and canopy |  | None | Advanced Renewable Solutions LLC | AC Electric | Accepted | 2020-12-08 | 2020-12-09 | 2021-12-09 | Certainteed | CT315M11-02 | Solar Panels |  | 0.315 | 29 | 160 | 20 |  | Fixed | Roof
NJSTRE1546332251 |  | Transition Incentive Program | Vineland | 8360 | 20 | 7.82 | Residential | No | Behind the Meter | Net-metered residential rooftop and canopy |  | None | Castle Energy, LLC | Vineland Muni Electric | Accepted | 2020-12-07 | 2020-12-09 | 2021-12-09 | Enphase Energy | IQ7-60-2-US | Inverters | 240 |  | 23 |  |  | 0.967 |  | Outdoor | on the rooftop under each solar panel
NJSTRE1546332251 |  | Transition Incentive Program | Vineland | 8360 | 20 | 7.82 | Residential | No | Behind the Meter | Net-metered residential rooftop and canopy |  | None | Castle Energy, LLC | Vineland Muni Electric | Accepted | 2020-12-07 | 2020-12-09 | 2021-12-09 | Hanwha Q-Cells | Q.Peak DUO BLK-G6 340 | Solar Panels |  | 0.34 | 3 | 274 | 15 |  | Fixed | Roof
NJSTRE1546332251 |  | Transition Incentive Program | Vineland | 8360 | 20 | 7.82 | Residential | No | Behind the Meter | Net-metered residential rooftop and canopy |  | None | Castle Energy, LLC | Vineland Muni Electric | Accepted | 2020-12-07 | 2020-12-09 | 2021-12-09 | Hanwha Q-Cells | Q.Peak DUO BLK-G6 340 | Solar Panels |  | 0.34 | 3 | 94 | 15 |  | Fixed | Roof
NJSTRE1546332251 |  | Transition Incentive Program | Vineland | 8360 | 20 | 7.82 | Residential | No | Behind the Meter | Net-metered residential rooftop and canopy |  | None | Castle Energy, LLC | Vineland Muni Electric | Accepted | 2020-12-07 | 2020-12-09 | 2021-12-09 | Hanwha Q-Cells | Q.Peak DUO BLK-G6 340 | Solar Panels |  | 0.34 | 17 | 94 | 33 |  | Fixed | Roof
NJSTRE1546332252 |  | Transition Incentive Program | Perth Amboy | 8861 | 11 | 4.55 | Residential | No | Behind the Meter | Net-metered residential rooftop and canopy |  | None | Pro Custom Solar dba Momentum Solar | PSE&G | Accepted | 2020-12-07 | 2020-12-09 | 2021-12-09 | Enphase | IQ7Plus-72-2-US | Inverters | 290 |  | 13 |  |  | 0.97 |  | Outdoor | Roof
NJSTRE1546332252 |  | Transition Incentive Program | Perth Amboy | 8861 | 11 | 4.55 | Residential | No | Behind the Meter | Net-metered residential rooftop and canopy |  | None | Pro Custom Solar dba Momentum Solar | PSE&G | Accepted | 2020-12-07 | 2020-12-09 | 2021-12-09 | LG ELECTRONICS | LG 350N1C-V5 | Solar Panels |  | 0.35 | 13 | 107 | 15 |  | Fixed | Roof
NJSTRE1546332260 |  | Transition Incentive Program | Clifton | 7013 | 6 | 12.58 | Residential | No | Behind the Meter | Net-metered residential rooftop and canopy |  | None | NJ Solar Power, LLC | PSE&G | Accepted | 2020-12-07 | 2020-12-09 | 2021-12-09 | solaredge | SE11400H-US | Inverters | 11400 |  | 1 |  |  | 0.99 |  | Outdoor | garage
NJSTRE1546332260 |  | Transition Incentive Program | Clifton | 7013 | 6 | 12.58 | Residential | No | Behind the Meter | Net-metered residential rooftop and canopy |  | None | NJ Solar Power, LLC | PSE&G | Accepted | 2020-12-07 | 2020-12-09 | 2021-12-09 | panasonic | VBHN340SA17 | Solar Panels |  | 0.34 | 3 | 133 | 40 |  | Fixed | Roof
NJSTRE1546332260 |  | Transition Incentive Program | Clifton | 7013 | 6 | 12.58 | Residential | No | Behind the Meter | Net-metered residential rooftop and canopy |  | None | NJ Solar Power, LLC | PSE&G | Accepted | 2020-12-07 | 2020-12-09 | 2021-12-09 | panasonic | VBHN340SA17 | Solar Panels |  | 0.34 | 13 | 223 | 31 |  | Fixed | Roof
NJSTRE1546332260 |  | Transition Incentive Program | Clifton | 7013 | 6 | 12.58 | Residential | No | Behind the Meter | Net-metered residential rooftop and canopy |  | None | NJ Solar Power, LLC | PSE&G | Accepted | 2020-12-07 | 2020-12-09 | 2021-12-09 | panasonic | VBHN340SA17 | Solar Panels |  | 0.34 | 3 | 43 | 31 |  | Fixed | Roof
NJSTRE1546332260 |  | Transition Incentive Program | Clifton | 7013 | 6 | 12.58 | Residential | No | Behind the Meter | Net-metered residential rooftop and canopy |  | None | NJ Solar Power, LLC | PSE&G | Accepted | 2020-12-07 | 2020-12-09 | 2021-12-09 | panasonic | VBHN340SA17 | Solar Panels |  | 0.34 | 18 | 223 | 40 |  | Fixed | Roof
NJSTRE1546332264 |  | Transition Incentive Program | Camden | 8105 | 14 | 6.4 | Residential | No | Behind the Meter | Net-metered residential rooftop and canopy |  | None | New Jersey Suntech | PSE&G | Accepted | 2020-12-07 | 2020-12-09 | 2021-12-09 | Solaredge | SE5000-US | Inverters | 5000 |  | 1 |  |  | 0.98 |  | Outside | Side of house
NJSTRE1546332264 |  | Transition Incentive Program | Camden | 8105 | 14 | 6.4 | Residential | No | Behind the Meter | Net-metered residential rooftop and canopy |  | None | New Jersey Suntech | PSE&G | Accepted | 2020-12-07 | 2020-12-09 | 2021-12-09 | Hanwha | Q. Peak duo 320M | Solar Panels |  | 0.32 | 20 | 239 | 5 |  | Fixed | Roof
NJSTRE1546332270 |  | Transition Incentive Program | Hillsborough TWP | 8502 | 5 | 12.24 | Residential | Yes | Behind the Meter | Net-metered residential rooftop and canopy |  | None | Tesla Energy Operations Inc. | PSE&G | Accepted | 2020-12-07 | 2020-12-09 | 2021-12-09 | SolarEdge Technologies | SE10000H-US [240V] | Inverters | 10000 |  | 1 |  |  | 0.99 |  | Outside | Outside
NJSTRE1546332270 |  | Transition Incentive Program | Hillsborough TWP | 8502 | 5 | 12.24 | Residential | Yes | Behind the Meter | Net-metered residential rooftop and canopy |  | None | Tesla Energy Operations Inc. | PSE&G | Accepted | 2020-12-07 | 2020-12-09 | 2021-12-09 | Hanwha Q-CELLS | Q.Peak DUO BLK-G6+ 340 | Solar Panels |  | 0.34 | 4 | 171 | 30 |  | Fixed | Roof
NJSTRE1546332270 |  | Transition Incentive Program | Hillsborough TWP | 8502 | 5 | 12.24 | Residential | Yes | Behind the Meter | Net-metered residential rooftop and canopy |  | None | Tesla Energy Operations Inc. | PSE&G | Accepted | 2020-12-07 | 2020-12-09 | 2021-12-09 | Hanwha Q-CELLS | Q.Peak DUO BLK-G6+ 340 | Solar Panels |  | 0.34 | 17 | 171 | 30 |  | Fixed | Roof
NJSTRE1546332270 |  | Transition Incentive Program | Hillsborough TWP | 8502 | 5 | 12.24 | Residential | Yes | Behind the Meter | Net-metered residential rooftop and canopy |  | None | Tesla Energy Operations Inc. | PSE&G | Accepted | 2020-12-07 | 2020-12-09 | 2021-12-09 | Hanwha Q-CELLS | Q.Peak DUO BLK-G6+ 340 | Solar Panels |  | 0.34 | 15 | 261 | 45 |  | Fixed | Roof
NJSTRE1546332273 |  | Transition Incentive Program | Deptford | 8096 | 15 | 2.72 | Residential | No | Behind the Meter | Net-metered residential rooftop and canopy |  | None | Kaitanna Solar, LLC | PSE&G | Accepted | 2020-12-08 | 2020-12-09 | 2021-12-09 | Enphase | Envoy | Meters |  |  | 1 |  |  |  | Yes
NJSTRE1546332273 |  | Transition Incentive Program | Deptford | 8096 | 15 | 2.72 | Residential | No | Behind the Meter | Net-metered residential rooftop and canopy |  | None | Kaitanna Solar, LLC | PSE&G | Accepted | 2020-12-08 | 2020-12-09 | 2021-12-09 | Enphase | IQ7+ | Inverters | 290 |  | 8 |  |  | 0.97 |  | Outdoor | Under Modules
NJSTRE1546332273 |  | Transition Incentive Program | Deptford | 8096 | 15 | 2.72 | Residential | No | Behind the Meter | Net-metered residential rooftop and canopy |  | None | Kaitanna Solar, LLC | PSE&G | Accepted | 2020-12-08 | 2020-12-09 | 2021-12-09 | Hanwha | QCell 340 | Solar Panels |  | 0.34 | 8 | 223 | 23 |  | Fixed | Roof
NJSTRE1546332278 |  | Transition Incentive Program | Neptune City | 7753 | 17 | 10.2 | Residential | No | Behind the Meter | Net-metered residential rooftop and canopy |  | None | Maier Solar Engineering dba Solar Me | JCP&L | Accepted | 2020-12-07 | 2020-12-09 | 2021-12-09 | Enphase | IQ7+ | Inverters | 290 |  | 30 |  |  | 0.96 |  | Outdoor | Next to meter
NJSTRE1546332278 |  | Transition Incentive Program | Neptune City | 7753 | 17 | 10.2 | Residential | No | Behind the Meter | Net-metered residential rooftop and canopy |  | None | Maier Solar Engineering dba Solar Me | JCP&L | Accepted | 2020-12-07 | 2020-12-09 | 2021-12-09 | Hanwha | Q.CELL DUO BLK G6 340W | Solar Panels |  | 0.34 | 4 | 189 | 30 |  | Fixed | Roof
NJSTRE1546332278 |  | Transition Incentive Program | Neptune City | 7753 | 17 | 10.2 | Residential | No | Behind the Meter | Net-metered residential rooftop and canopy |  | None | Maier Solar Engineering dba Solar Me | JCP&L | Accepted | 2020-12-07 | 2020-12-09 | 2021-12-09 | Hanwha | Q.CELL DUO BLK G6 340W | Solar Panels |  | 0.34 | 13 | 189 | 30 |  | Fixed | Roof
NJSTRE1546332278 |  | Transition Incentive Program | Neptune City | 7753 | 17 | 10.2 | Residential | No | Behind the Meter | Net-metered residential rooftop and canopy |  | None | Maier Solar Engineering dba Solar Me | JCP&L | Accepted | 2020-12-07 | 2020-12-09 | 2021-12-09 | Hanwha | Q.CELL DUO BLK G6 340W | Solar Panels |  | 0.34 | 13 | 189 | 27 |  | Fixed | Roof
NJSTRE1546332279 |  | Transition Incentive Program | Belleville | 7109 | 9 | 3.85 | Residential | Yes | Behind the Meter | Net-metered residential rooftop and canopy |  | None | Pro Custom Solar dba Momentum Solar | PSE&G | Accepted | 2020-12-07 | 2020-12-09 | 2021-12-09 | Enphase | IQ7Plus-72-2-US | Inverters | 290 |  | 11 |  |  | 0.97 |  | Outdoor | Roof
NJSTRE1546332279 |  | Transition Incentive Program | Belleville | 7109 | 9 | 3.85 | Residential | Yes | Behind the Meter | Net-metered residential rooftop and canopy |  | None | Pro Custom Solar dba Momentum Solar | PSE&G | Accepted | 2020-12-07 | 2020-12-09 | 2021-12-09 | LG ELECTRONICS | LG 350N1C-V5 | Solar Panels |  | 0.35 | 11 | 198 | 30 |  | Fixed | Roof
NJSTRE1546332283 |  | Transition Incentive Program | East Windsor | 8520 | 12 | 997.92 | Commercial | No | Behind the Meter | Net-metered non-residential rooftop and canopy |  | None | Green Power Developers LLC | JCP&L | Accepted | 2020-12-07 | 2020-12-09 | 2021-12-09 | Solaredge | SE100KUS | Inverters | 100000 |  | 8 |  |  | 0.985 |  | Outdoor | Roof
NJSTRE1546332283 |  | Transition Incentive Program | East Windsor | 8520 | 12 | 997.92 | Commercial | No | Behind the Meter | Net-metered non-residential rooftop and canopy |  | None | Green Power Developers LLC | JCP&L | Accepted | 2020-12-07 | 2020-12-09 | 2021-12-09 | Phonoph | PS385MH-24/TH | Solar Panels |  | 0.385 | 2592 | 196 | 10 |  | Fixed | Roof
NJSTRE1546332291 |  | Transition Incentive Program | Barnegat | 8005 | 18 | 8.04 | Residential | No | Behind the Meter | Net-metered residential rooftop and canopy |  | None | Vision Solar LLC | JCP&L | Accepted | 2020-12-07 | 2020-12-09 | 2021-12-09 | ENPHASE | IQ7-60-2-US | Inverters | 0.24 |  | 24 |  |  | 0.96 |  | Other | BEHIND EACH PANEL
NJSTRE1546332291 |  | Transition Incentive Program | Barnegat | 8005 | 18 | 8.04 | Residential | No | Behind the Meter | Net-metered residential rooftop and canopy |  | None | Vision Solar LLC | JCP&L | Accepted | 2020-12-07 | 2020-12-09 | 2021-12-09 | HANWHA Q-CELLS | Q.PEAK DUO BLK-G6+ 335 | Solar Panels |  | 0.335 | 12 | 135 | 25 |  | Fixed | Roof
NJSTRE1546332291 |  | Transition Incentive Program | Barnegat | 8005 | 18 | 8.04 | Residential | No | Behind the Meter | Net-metered residential rooftop and canopy |  | None | Vision Solar LLC | JCP&L | Accepted | 2020-12-07 | 2020-12-09 | 2021-12-09 | HANWHA Q-CELLS | Q.PEAK DUO BLK-G6+ 335 | Solar Panels |  | 0.335 | 4 | 135 | 20 |  | Fixed | Roof
NJSTRE1546332291 |  | Transition Incentive Program | Barnegat | 8005 | 18 | 8.04 | Residential | No | Behind the Meter | Net-metered residential rooftop and canopy |  | None | Vision Solar LLC | JCP&L | Accepted | 2020-12-07 | 2020-12-09 | 2021-12-09 | HANWHA Q-CELLS | Q.PEAK DUO BLK-G6+ 335 | Solar Panels |  | 0.335 | 8 | 225 | 20 |  | Fixed | Roof
NJSTRE1546332298 |  | Transition Incentive Program | North Bergen | 7047 | 8 | 4.2 | Residential | Yes | Behind the Meter | Net-metered residential rooftop and canopy |  | None | Pro Custom Solar dba Momentum Solar | PSE&G | Accepted | 2020-12-07 | 2020-12-09 | 2021-12-09 | Enphase | IQ7Plus-72-2-US | Inverters | 290 |  | 12 |  |  | 0.97 |  | Outdoor | Roof
NJSTRE1546332298 |  | Transition Incentive Program | North Bergen | 7047 | 8 | 4.2 | Residential | Yes | Behind the Meter | Net-metered residential rooftop and canopy |  | None | Pro Custom Solar dba Momentum Solar | PSE&G | Accepted | 2020-12-07 | 2020-12-09 | 2021-12-09 | LG ELECTRONIC | LG 350N1C-V5 | Solar Panels |  | 0.35 | 12 | 213 | 30 |  | Fixed | Roof
NJSTRE1546332328 |  | Transition Incentive Program | Pennsville | 8070 | 16 | 10.05 | Residential | Yes | Behind the Meter | Net-metered residential rooftop and canopy |  | None | Vision Solar LLC | AC Electric | Accepted | 2020-12-07 | 2020-12-09 | 2021-12-09 | ENPHASE | IQ7-60-2-US | Inverters | 0.24 |  | 30 |  |  | 0.96 |  | Other | BEHIND EACH PANEL
NJSTRE1546332328 |  | Transition Incentive Program | Pennsville | 8070 | 16 | 10.05 | Residential | Yes | Behind the Meter | Net-metered residential rooftop and canopy |  | None | Vision Solar LLC | AC Electric | Accepted | 2020-12-07 | 2020-12-09 | 2021-12-09 | HANWHA Q-CELLS | Q.PEAK DUO BLK-G6+ 335 | Solar Panels |  | 0.335 | 18 | 165 | 30 |  | Fixed | Roof
NJSTRE1546332328 |  | Transition Incentive Program | Pennsville | 8070 | 16 | 10.05 | Residential | Yes | Behind the Meter | Net-metered residential rooftop and canopy |  | None | Vision Solar LLC | AC Electric | Accepted | 2020-12-07 | 2020-12-09 | 2021-12-09 | HANWHA Q-CELLS | Q.PEAK DUO BLK-G6+ 335 | Solar Panels |  | 0.335 | 12 | 345 | 30 |  | Fixed | Roof
NJSTRE1546332556 |  | Transition Incentive Program | Pilesgrove | 8098 | 16 | 10.24 | Residential | Yes | Behind the Meter | Net-metered residential rooftop and canopy |  | None | RCL Enterprises Inc. | AC Electric | Accepted | 2020-12-07 | 2020-12-09 | 2021-12-09 | enphase | iq7 | Inverters | 240 |  | 32 |  |  | 0.96 |  | Outdoor | under panels
NJSTRE1546332556 |  | Transition Incentive Program | Pilesgrove | 8098 | 16 | 10.24 | Residential | Yes | Behind the Meter | Net-metered residential rooftop and canopy |  | None | RCL Enterprises Inc. | AC Electric | Accepted | 2020-12-07 | 2020-12-09 | 2021-12-09 | Trina Solar | TSM-320DD06M | Solar Panels |  | 0.32 | 12 | 211 | 22 |  | Fixed | Roof
NJSTRE1546332556 |  | Transition Incentive Program | Pilesgrove | 8098 | 16 | 10.24 | Residential | Yes | Behind the Meter | Net-metered residential rooftop and canopy |  | None | RCL Enterprises Inc. | AC Electric | Accepted | 2020-12-07 | 2020-12-09 | 2021-12-09 | Trina Solar | TSM-320DD06M | Solar Panels |  | 0.32 | 20 | 211 | 22 |  | Fixed | Roof
NJSTRE1546332577 |  | Transition Incentive Program | Mullica Hill | 8062 | 15 | 13.23 | Residential | No | Behind the Meter | Net-metered residential rooftop and canopy |  | None | Advanced Renewable Solutions LLC | AC Electric | Accepted | 2020-12-08 | 2020-12-09 | 2021-12-09 | Enphase | IQ7-60-X-US | Inverters | 0.24 |  | 42 |  |  | 0.97 |  | Outside | Rail Mounted under array
NJSTRE1546332577 |  | Transition Incentive Program | Mullica Hill | 8062 | 15 | 13.23 | Residential | No | Behind the Meter | Net-metered residential rooftop and canopy |  | None | Advanced Renewable Solutions LLC | AC Electric | Accepted | 2020-12-08 | 2020-12-09 | 2021-12-09 | Certainteed | CT315M11-02 | Solar Panels |  | 0.315 | 22 | 350 | 30 |  | Fixed | Roof
NJSTRE1546332577 |  | Transition Incentive Program | Mullica Hill | 8062 | 15 | 13.23 | Residential | No | Behind the Meter | Net-metered residential rooftop and canopy |  | None | Advanced Renewable Solutions LLC | AC Electric | Accepted | 2020-12-08 | 2020-12-09 | 2021-12-09 | Certainteed | CT315M11-02 | Solar Panels |  | 0.315 | 16 | 170 | 30 |  | Fixed | Roof
NJSTRE1546332577 |  | Transition Incentive Program | Mullica Hill | 8062 | 15 | 13.23 | Residential | No | Behind the Meter | Net-metered residential rooftop and canopy |  | None | Advanced Renewable Solutions LLC | AC Electric | Accepted | 2020-12-08 | 2020-12-09 | 2021-12-09 | Certainteed | CT315M11-02 | Solar Panels |  | 0.315 | 4 | 170 | 20 |  | Fixed | Roof
NJSTRE1546332579 |  | Transition Incentive Program | Irvington | 7111 | 9 | 7 | Residential | No | Behind the Meter | Net-metered residential rooftop and canopy |  | None | Pro Custom Solar dba Momentum Solar | PSE&G | Accepted | 2020-12-07 | 2020-12-09 | 2021-12-09 | Enphase | IQ7Plus-72-2-US | Inverters | 290 |  | 20 |  |  | 0.97 |  | Outdoor | Roof
NJSTRE1546332579 |  | Transition Incentive Program | Irvington | 7111 | 9 | 7 | Residential | No | Behind the Meter | Net-metered residential rooftop and canopy |  | None | Pro Custom Solar dba Momentum Solar | PSE&G | Accepted | 2020-12-07 | 2020-12-09 | 2021-12-09 | LG ELECTRONICS | LG 350N1C-V5 | Solar Panels |  | 0.35 | 20 | 224 | 40 |  | Fixed | Roof
NJSTRE1546332586 |  | Transition Incentive Program | Teaneck | 7666 | 7 | 7.32 | Residential | Yes | Behind the Meter | Net-metered residential rooftop and canopy |  | None | Sunrun Installation Services, Inc. | PSE&G | Accepted | 2020-12-07 | 2020-12-09 | 2021-12-09 | LG Chem | RESU 10H SEG | Electric Storage Battery |  |  | 1 |  |  |  | Lithium Ion |  | outside
NJSTRE1546332586 |  | Transition Incentive Program | Teaneck | 7666 | 7 | 7.32 | Residential | Yes | Behind the Meter | Net-metered residential rooftop and canopy |  | None | Sunrun Installation Services, Inc. | PSE&G | Accepted | 2020-12-07 | 2020-12-09 | 2021-12-09 | Delta Electronics | E6-TL-US | Inverters | 6000 |  | 1 |  |  | 0.96 |  | Outdoor | Next To Meter
NJSTRE1546332586 |  | Transition Incentive Program | Teaneck | 7666 | 7 | 7.32 | Residential | Yes | Behind the Meter | Net-metered residential rooftop and canopy |  | None | Sunrun Installation Services, Inc. | PSE&G | Accepted | 2020-12-07 | 2020-12-09 | 2021-12-09 | LONGi Green Energy Technology Co Ltd | LR6-60HPB-305M | Solar Panels |  | 0.305 | 16 | 109 | 45 |  | Fixed | Roof
NJSTRE1546332586 |  | Transition Incentive Program | Teaneck | 7666 | 7 | 7.32 | Residential | Yes | Behind the Meter | Net-metered residential rooftop and canopy |  | None | Sunrun Installation Services, Inc. | PSE&G | Accepted | 2020-12-07 | 2020-12-09 | 2021-12-09 | LONGi Green Energy Technology Co Ltd | LR6-60HPB-305M | Solar Panels |  | 0.305 | 8 | 289 | 45 |  | Fixed | Roof
NJSTRE1546332590 |  | Transition Incentive Program | Turnersville | 8012 | 14 | 7.82 | Residential | No | Behind the Meter | Net-metered residential rooftop and canopy |  | None | Vision Solar LLC | AC Electric | Accepted | 2020-12-07 | 2020-12-09 | 2021-12-09 | ENPHASE | IQ7-60-2-US | Inverters | 0.24 |  | 23 |  |  | 0.96 |  | Other | BEHIND EACH PANEL
NJSTRE1546332590 |  | Transition Incentive Program | Turnersville | 8012 | 14 | 7.82 | Residential | No | Behind the Meter | Net-metered residential rooftop and canopy |  | None | Vision Solar LLC | AC Electric | Accepted | 2020-12-07 | 2020-12-09 | 2021-12-09 | HANWHA Q-CELLS | Q.PEAK DUO BLK-G6+ 340 | Solar Panels |  | 0.34 | 21 | 170 | 23 |  | Fixed | Roof
NJSTRE1546332590 |  | Transition Incentive Program | Turnersville | 8012 | 14 | 7.82 | Residential | No | Behind the Meter | Net-metered residential rooftop and canopy |  | None | Vision Solar LLC | AC Electric | Accepted | 2020-12-07 | 2020-12-09 | 2021-12-09 | HANWHA Q-CELLS | Q.PEAK DUO BLK-G6+ 340 | Solar Panels |  | 0.34 | 2 | 350 | 23 |  | Fixed | Roof
NJSTRE1546332602 |  | Transition Incentive Program | East Orange | 7018 | 9 | 12.05 | Residential | No | Behind the Meter | Net-metered residential rooftop and canopy |  | None | Freedom Forever, LLC | PSE&G | Accepted | 2020-12-07 | 2020-12-09 | 2021-12-09 | Solar Edge | SE10000H-US [SI1] RGM | Inverters | 10000 |  | 1 |  |  | 0.99 |  | Outdoor | n/a
NJSTRE1546332602 |  | Transition Incentive Program | East Orange | 7018 | 9 | 12.05 | Residential | No | Behind the Meter | Net-metered residential rooftop and canopy |  | None | Freedom Forever, LLC | PSE&G | Accepted | 2020-12-07 | 2020-12-09 | 2021-12-09 | LG | LG365Q1C-A5 | Solar Panels |  | 0.365 | 4 | 4 | 14 |  | Fixed | Roof | n/a
NJSTRE1546332602 |  | Transition Incentive Program | East Orange | 7018 | 9 | 12.05 | Residential | No | Behind the Meter | Net-metered residential rooftop and canopy |  | None | Freedom Forever, LLC | PSE&G | Accepted | 2020-12-07 | 2020-12-09 | 2021-12-09 | LG | LG365Q1C-A5 | Solar Panels |  | 0.365 | 7 | 2 | 43 |  | Fixed | Roof | n/a
NJSTRE1546332602 |  | Transition Incentive Program | East Orange | 7018 | 9 | 12.05 | Residential | No | Behind the Meter | Net-metered residential rooftop and canopy |  | None | Freedom Forever, LLC | PSE&G | Accepted | 2020-12-07 | 2020-12-09 | 2021-12-09 | LG | LG365Q1C-A5 | Solar Panels |  | 0.365 | 2 | 5 | 14 |  | Fixed | Roof | n/a
NJSTRE1546332602 |  | Transition Incentive Program | East Orange | 7018 | 9 | 12.05 | Residential | No | Behind the Meter | Net-metered residential rooftop and canopy |  | None | Freedom Forever, LLC | PSE&G | Accepted | 2020-12-07 | 2020-12-09 | 2021-12-09 | LG | LG365Q1C-A5 | Solar Panels |  | 0.365 | 2 | 6 | 63 |  | Fixed | Roof | n/a
NJSTRE1546332602 |  | Transition Incentive Program | East Orange | 7018 | 9 | 12.05 | Residential | No | Behind the Meter | Net-metered residential rooftop and canopy |  | None | Freedom Forever, LLC | PSE&G | Accepted | 2020-12-07 | 2020-12-09 | 2021-12-09 | LG | LG365Q1C-A5 | Solar Panels |  | 0.365 | 6 | 8 | 10 |  | Fixed | Roof | n/a
NJSTRE1546332602 |  | Transition Incentive Program | East Orange | 7018 | 9 | 12.05 | Residential | No | Behind the Meter | Net-metered residential rooftop and canopy |  | None | Freedom Forever, LLC | PSE&G | Accepted | 2020-12-07 | 2020-12-09 | 2021-12-09 | LG | LG365Q1C-A5 | Solar Panels |  | 0.365 | 3 | 3 | 34 |  | Fixed | Roof | n/a
NJSTRE1546332602 |  | Transition Incentive Program | East Orange | 7018 | 9 | 12.05 | Residential | No | Behind the Meter | Net-metered residential rooftop and canopy |  | None | Freedom Forever, LLC | PSE&G | Accepted | 2020-12-07 | 2020-12-09 | 2021-12-09 | LG | LG365Q1C-A5 | Solar Panels |  | 0.365 | 3 | 7 | 43 |  | Fixed | Roof | n/a
NJSTRE1546332602 |  | Transition Incentive Program | East Orange | 7018 | 9 | 12.05 | Residential | No | Behind the Meter | Net-metered residential rooftop and canopy |  | None | Freedom Forever, LLC | PSE&G | Accepted | 2020-12-07 | 2020-12-09 | 2021-12-09 | LG | LG365Q1C-A5 | Solar Panels |  | 0.365 | 6 | 1 | 45 |  | Fixed | Roof | n/a
NJSTRE1546332621 |  | Transition Incentive Program | Maplewood | 7040 | 9 | 11.29 | Residential | Yes | Behind the Meter | Net-metered residential rooftop and canopy |  | None | Sunrun Installation Services, Inc. | PSE&G | Accepted | 2020-12-07 | 2020-12-09 | 2021-12-09 | Enphase Energy | IQ7-60-x-US (240V) | Inverters | 240 |  | 37 |  |  | 0.96 |  | Outdoor | Rooftop
NJSTRE1546332621 |  | Transition Incentive Program | Maplewood | 7040 | 9 | 11.29 | Residential | Yes | Behind the Meter | Net-metered residential rooftop and canopy |  | None | Sunrun Installation Services, Inc. | PSE&G | Accepted | 2020-12-07 | 2020-12-09 | 2021-12-09 | LONGi Green Energy Technology Co Ltd | LR6-60HPB-305M | Solar Panels |  | 0.305 | 11 | 234 | 25 |  | Fixed | Roof
NJSTRE1546332621 |  | Transition Incentive Program | Maplewood | 7040 | 9 | 11.29 | Residential | Yes | Behind the Meter | Net-metered residential rooftop and canopy |  | None | Sunrun Installation Services, Inc. | PSE&G | Accepted | 2020-12-07 | 2020-12-09 | 2021-12-09 | LONGi Green Energy Technology Co Ltd | LR6-60HPB-305M | Solar Panels |  | 0.305 | 9 | 324 | 24 |  | Fixed | Roof
NJSTRE1546332621 |  | Transition Incentive Program | Maplewood | 7040 | 9 | 11.29 | Residential | Yes | Behind the Meter | Net-metered residential rooftop and canopy |  | None | Sunrun Installation Services, Inc. | PSE&G | Accepted | 2020-12-07 | 2020-12-09 | 2021-12-09 | LONGi Green Energy Technology Co Ltd | LR6-60HPB-305M | Solar Panels |  | 0.305 | 3 | 144 | 24 |  | Fixed | Roof
NJSTRE1546332621 |  | Transition Incentive Program | Maplewood | 7040 | 9 | 11.29 | Residential | Yes | Behind the Meter | Net-metered residential rooftop and canopy |  | None | Sunrun Installation Services, Inc. | PSE&G | Accepted | 2020-12-07 | 2020-12-09 | 2021-12-09 | LONGi Green Energy Technology Co Ltd | LR6-60HPB-305M | Solar Panels |  | 0.305 | 14 | 54 | 24 |  | Fixed | Roof
NJSTRE1546332624 |  | Transition Incentive Program | Manahawkin | 8050 | 18 | 10.88 | Residential | Yes | Behind the Meter | Net-metered residential rooftop and canopy |  | None | Vivint Solar Developer, LLC | AC Electric | Accepted | 2020-12-09 | 2020-12-14 | 2021-12-14 | Solar Edge | SE7600H-US | Inverters | 7600 |  | 1 |  |  | 0.992 |  | Outdoor | Near the Utility Meter
NJSTRE1546332624 |  | Transition Incentive Program | Manahawkin | 8050 | 18 | 10.88 | Residential | Yes | Behind the Meter | Net-metered residential rooftop and canopy |  | None | Vivint Solar Developer, LLC | AC Electric | Accepted | 2020-12-09 | 2020-12-14 | 2021-12-14 | JINKO SOLAR | JKM320M-60HBL | Solar Panels |  | 0.32 | 8 | 207 | 34 |  | Fixed | Roof
NJSTRE1546332624 |  | Transition Incentive Program | Manahawkin | 8050 | 18 | 10.88 | Residential | Yes | Behind the Meter | Net-metered residential rooftop and canopy |  | None | Vivint Solar Developer, LLC | AC Electric | Accepted | 2020-12-09 | 2020-12-14 | 2021-12-14 | JINKO SOLAR | JKM320M-60HBL | Solar Panels |  | 0.32 | 4 | 117 | 16 |  | Fixed | Roof
NJSTRE1546332624 |  | Transition Incentive Program | Manahawkin | 8050 | 18 | 10.88 | Residential | Yes | Behind the Meter | Net-metered residential rooftop and canopy |  | None | Vivint Solar Developer, LLC | AC Electric | Accepted | 2020-12-09 | 2020-12-14 | 2021-12-14 | JINKO SOLAR | JKM320M-60HBL | Solar Panels |  | 0.32 | 22 | 117 | 34 |  | Fixed | Roof
NJSTRE1546332625 |  | Transition Incentive Program | Pennsauken | 8109 | 14 | 25.16 | Residential | No | Behind the Meter | Net-metered residential rooftop and canopy |  | None | Kaitanna Solar, LLC | PSE&G | Accepted | 2020-12-07 | 2020-12-09 | 2021-12-09 | Enphase | Envoy | Meters |  |  | 1 |  |  |  | Yes
NJSTRE1546332625 |  | Transition Incentive Program | Pennsauken | 8109 | 14 | 25.16 | Residential | No | Behind the Meter | Net-metered residential rooftop and canopy |  | None | Kaitanna Solar, LLC | PSE&G | Accepted | 2020-12-07 | 2020-12-09 | 2021-12-09 | Enphase | IQ7+ | Inverters | 290 |  | 74 |  |  | 0.97 |  | Outdoor | Under Modules
NJSTRE1546332625 |  | Transition Incentive Program | Pennsauken | 8109 | 14 | 25.16 | Residential | No | Behind the Meter | Net-metered residential rooftop and canopy |  | None | Kaitanna Solar, LLC | PSE&G | Accepted | 2020-12-07 | 2020-12-09 | 2021-12-09 | Hanwha | Qcell 340 | Solar Panels |  | 0.34 | 3 | 261 | 18 |  | Fixed | Roof
NJSTRE1546332625 |  | Transition Incentive Program | Pennsauken | 8109 | 14 | 25.16 | Residential | No | Behind the Meter | Net-metered residential rooftop and canopy |  | None | Kaitanna Solar, LLC | PSE&G | Accepted | 2020-12-07 | 2020-12-09 | 2021-12-09 | Hanwha | QCell 340 | Solar Panels |  | 0.34 | 5 | 171 | 40 |  | Fixed | Roof
NJSTRE1546332625 |  | Transition Incentive Program | Pennsauken | 8109 | 14 | 25.16 | Residential | No | Behind the Meter | Net-metered residential rooftop and canopy |  | None | Kaitanna Solar, LLC | PSE&G | Accepted | 2020-12-07 | 2020-12-09 | 2021-12-09 | Hanwha | QCell 340 | Solar Panels |  | 0.34 | 14 | 81 | 14 |  | Fixed | Roof
NJSTRE1546332625 |  | Transition Incentive Program | Pennsauken | 8109 | 14 | 25.16 | Residential | No | Behind the Meter | Net-metered residential rooftop and canopy |  | None | Kaitanna Solar, LLC | PSE&G | Accepted | 2020-12-07 | 2020-12-09 | 2021-12-09 | Hanwha | QCell 340 | Solar Panels |  | 0.34 | 17 | 81 | 40 |  | Fixed | Roof
NJSTRE1546332625 |  | Transition Incentive Program | Pennsauken | 8109 | 14 | 25.16 | Residential | No | Behind the Meter | Net-metered residential rooftop and canopy |  | None | Kaitanna Solar, LLC | PSE&G | Accepted | 2020-12-07 | 2020-12-09 | 2021-12-09 | Hanwha | Qcell340 | Solar Panels |  | 0.34 | 25 | 82 | 45 |  | Fixed | Roof
NJSTRE1546332625 |  | Transition Incentive Program | Pennsauken | 8109 | 14 | 25.16 | Residential | No | Behind the Meter | Net-metered residential rooftop and canopy |  | None | Kaitanna Solar, LLC | PSE&G | Accepted | 2020-12-07 | 2020-12-09 | 2021-12-09 | Hanwha | QCell 340 | Solar Panels |  | 0.34 | 10 | 261 | 40 |  | Fixed | Roof
NJSTRE1546332636 |  | Transition Incentive Program | Morganville | 7751 | 17 | 8.84 | Residential | No | Behind the Meter | Net-metered residential rooftop and canopy |  | None | NJ Solar Power, LLC | JCP&L | Accepted | 2020-12-07 | 2020-12-09 | 2021-12-09 | solaredge | SE7600H-US | Inverters | 7600 |  | 1 |  |  | 0.99 |  | Outdoor | garage
NJSTRE1546332636 |  | Transition Incentive Program | Morganville | 7751 | 17 | 8.84 | Residential | No | Behind the Meter | Net-metered residential rooftop and canopy |  | None | NJ Solar Power, LLC | JCP&L | Accepted | 2020-12-07 | 2020-12-09 | 2021-12-09 | panasonic | VBHN340SA17 | Solar Panels |  | 0.34 | 22 | 157 | 30 |  | Fixed | Roof
NJSTRE1546332636 |  | Transition Incentive Program | Morganville | 7751 | 17 | 8.84 | Residential | No | Behind the Meter | Net-metered residential rooftop and canopy |  | None | NJ Solar Power, LLC | JCP&L | Accepted | 2020-12-07 | 2020-12-09 | 2021-12-09 | panasonic | VBHN340SA17 | Solar Panels |  | 0.34 | 4 | 157 | 30 |  | Fixed | Roof
NJSTRE1546332659 |  | Transition Incentive Program | Bayville | 8721 | 18 | 3.72 | Residential | No | Behind the Meter | Net-metered residential rooftop and canopy |  | None | Sunrun Installation Services, Inc. | JCP&L | Accepted | 2020-12-07 | 2020-12-09 | 2021-12-09 | Tesla | Powerwall 2 AC | Electric Storage Battery |  |  | 2 |  |  |  | Lithium Ion |  | outside
NJSTRE1546332659 |  | Transition Incentive Program | Bayville | 8721 | 18 | 3.72 | Residential | No | Behind the Meter | Net-metered residential rooftop and canopy |  | None | Sunrun Installation Services, Inc. | JCP&L | Accepted | 2020-12-07 | 2020-12-09 | 2021-12-09 | Enphase Energy | IQ7-60-x-US (240V) | Inverters | 240 |  | 12 |  |  | 0.96 |  | Outdoor | Rooftop
NJSTRE1546332659 |  | Transition Incentive Program | Bayville | 8721 | 18 | 3.72 | Residential | No | Behind the Meter | Net-metered residential rooftop and canopy |  | None | Sunrun Installation Services, Inc. | JCP&L | Accepted | 2020-12-07 | 2020-12-09 | 2021-12-09 | LONGi Green Energy Technology Co Ltd | LR6-60HPB-310M | Solar Panels |  | 0.31 | 12 | 192 | 37 |  | Fixed | Roof
NJSTRE1546332669 |  | Transition Incentive Program | Newark | 7107 | 9 | 8.75 | Residential | Yes | Behind the Meter | Net-metered residential rooftop and canopy |  | None | Pro Custom Solar dba Momentum Solar | PSE&G | Accepted | 2020-12-07 | 2020-12-09 | 2021-12-09 | Enphase | IQ7Plus-72-2-US | Inverters | 290 |  | 25 |  |  | 0.97 |  | Outdoor | Roof
NJSTRE1546332669 |  | Transition Incentive Program | Newark | 7107 | 9 | 8.75 | Residential | Yes | Behind the Meter | Net-metered residential rooftop and canopy |  | None | Pro Custom Solar dba Momentum Solar | PSE&G | Accepted | 2020-12-07 | 2020-12-09 | 2021-12-09 | LG ELECTRONICS | LG 350N1C-V5 | Solar Panels |  | 0.35 | 21 | 202 | 24 |  | Fixed | Roof
NJSTRE1546332669 |  | Transition Incentive Program | Newark | 7107 | 9 | 8.75 | Residential | Yes | Behind the Meter | Net-metered residential rooftop and canopy |  | None | Pro Custom Solar dba Momentum Solar | PSE&G | Accepted | 2020-12-07 | 2020-12-09 | 2021-12-09 | LG ELECTRONICS | LG 350N1C-V5 | Solar Panels |  | 0.35 | 4 | 22 | 24 |  | Fixed | Roof
NJSTRE1546332672 |  | Transition Incentive Program | Hammonton | 8037 | 19 | 10.4 | Residential | No | Behind the Meter | Net-metered residential rooftop and canopy |  | None | SunnyMac LLC | AC Electric | Accepted | 2020-12-07 | 2020-12-09 | 2021-12-09 | Solaredge | SE7600H-US | Inverters | 7600 |  | 1 |  |  | 0.99 |  | Outdoor | Next to Meter
NJSTRE1546332672 |  | Transition Incentive Program | Hammonton | 8037 | 19 | 10.4 | Residential | No | Behind the Meter | Net-metered residential rooftop and canopy |  | None | SunnyMac LLC | AC Electric | Accepted | 2020-12-07 | 2020-12-09 | 2021-12-09 | REC | TwinPeak 2 Mono | Solar Panels |  | 0.325 | 32 | 244 | 23 |  | Fixed | Roof
NJSTRE1546332676 |  | Transition Incentive Program | North Bergen | 7047 | 8 | 5.8 | Residential | Yes | Behind the Meter | Net-metered residential rooftop and canopy |  | None | Freedom Forever New Jersey LLC | PSE&G | Accepted | 2020-12-07 | 2020-12-09 | 2021-12-09 | Solar Edge | SE5000H-US [SI1] RGM | Inverters | 5000 |  | 1 |  |  | 0.99 |  | Outdoor | n/a
NJSTRE1546332676 |  | Transition Incentive Program | North Bergen | 7047 | 8 | 5.8 | Residential | Yes | Behind the Meter | Net-metered residential rooftop and canopy |  | None | Freedom Forever New Jersey LLC | PSE&G | Accepted | 2020-12-07 | 2020-12-09 | 2021-12-09 | Hanwha | Q.PLUS BFR-G4.1- 290 | Solar Panels |  | 0.29 | 10 | 1 | 14 |  | Fixed | Roof | n/a
NJSTRE1546332676 |  | Transition Incentive Program | North Bergen | 7047 | 8 | 5.8 | Residential | Yes | Behind the Meter | Net-metered residential rooftop and canopy |  | None | Freedom Forever New Jersey LLC | PSE&G | Accepted | 2020-12-07 | 2020-12-09 | 2021-12-09 | Hanwha | Q.PLUS BFR-G4.1- 290 | Solar Panels |  | 0.29 | 10 | 2 | 16 |  | Fixed | Roof | n/a
NJSTRE1546332679 |  | Transition Incentive Program | Vineland | 8360 | 20 | 4.48 | Residential | No | Behind the Meter | Net-metered residential rooftop and canopy |  | None | Kaitanna Solar, LLC | Vineland Muni Electric | Accepted | 2020-12-07 | 2020-12-17 | 2021-12-17 | Enphase | Envoy | Meters |  |  | 1 |  |  |  | Yes
NJSTRE1546332679 |  | Transition Incentive Program | Vineland | 8360 | 20 | 4.48 | Residential | No | Behind the Meter | Net-metered residential rooftop and canopy |  | None | Kaitanna Solar, LLC | Vineland Muni Electric | Accepted | 2020-12-07 | 2020-12-17 | 2021-12-17 | Enphase | IQ7 | Inverters | 240 |  | 14 |  |  | 0.97 |  | Outside | Under Modules
NJSTRE1546332679 |  | Transition Incentive Program | Vineland | 8360 | 20 | 4.48 | Residential | No | Behind the Meter | Net-metered residential rooftop and canopy |  | None | Kaitanna Solar, LLC | Vineland Muni Electric | Accepted | 2020-12-07 | 2020-12-17 | 2021-12-17 | Canadian Solar | CS1H-320W HiDM-Black | Solar Panels |  | 0.32 | 14 | 270 | 30.26 |  | Fixed | Roof
NJSTRE1546332684 |  | Transition Incentive Program | North Bergen | 7047 | 8 | 5.28 | Non Profit | No | Behind the Meter | Net-metered residential rooftop and canopy |  | None | New Jersey Suntech | PSE&G | Accepted | 2020-12-07 | 2020-12-09 | 2021-12-09 | Solaredge | SE5000-US | Inverters | 5000 |  | 1 |  |  | 0.97 |  | Outside | Side of house
NJSTRE1546332684 |  | Transition Incentive Program | North Bergen | 7047 | 8 | 5.28 | Non Profit | No | Behind the Meter | Net-metered residential rooftop and canopy |  | None | New Jersey Suntech | PSE&G | Accepted | 2020-12-07 | 2020-12-09 | 2021-12-09 | Hanwha | Q.Peak Duo 330M | Solar Panels |  | 0.33 | 14 | 207 | 37 |  | Fixed | Roof
NJSTRE1546332684 |  | Transition Incentive Program | North Bergen | 7047 | 8 | 5.28 | Non Profit | No | Behind the Meter | Net-metered residential rooftop and canopy |  | None | New Jersey Suntech | PSE&G | Accepted | 2020-12-07 | 2020-12-09 | 2021-12-09 | Hanwha | Q. Peak Duo330M | Solar Panels |  | 0.33 | 2 | 29 | 37 |  | Fixed | Roof
NJSTRE1546332688 |  | Transition Incentive Program | Blairstown | 7832 | 2 | 9.52 | Residential | No | Behind the Meter | Net-metered residential rooftop and canopy |  | None | NJ Solar Power, LLC | JCP&L | Accepted | 2020-12-07 | 2020-12-09 | 2021-12-09 | solaredge | SE7600H-US | Inverters | 7600 |  | 1 |  |  | 0.99 |  | Outdoor | garage
NJSTRE1546332688 |  | Transition Incentive Program | Blairstown | 7832 | 2 | 9.52 | Residential | No | Behind the Meter | Net-metered residential rooftop and canopy |  | None | NJ Solar Power, LLC | JCP&L | Accepted | 2020-12-07 | 2020-12-09 | 2021-12-09 | panasonic | VBHN340SA17 | Solar Panels |  | 0.34 | 28 | 230 | 22 |  | Fixed | Roof
NJSTRE1546332694 |  | Transition Incentive Program | Willingboro | 8046 | 13 | 7.68 | Residential | Yes | Behind the Meter | Net-metered residential rooftop and canopy |  | None | Vivint Solar Developer, LLC | PSE&G | Accepted | 2020-12-09 | 2020-12-10 | 2021-12-10 | Solar Edge | SE7600H-US | Inverters | 7600 |  | 1 |  |  | 0.992 |  | Outdoor | Near the Utility Meter
NJSTRE1546332694 |  | Transition Incentive Program | Willingboro | 8046 | 13 | 7.68 | Residential | Yes | Behind the Meter | Net-metered residential rooftop and canopy |  | None | Vivint Solar Developer, LLC | PSE&G | Accepted | 2020-12-09 | 2020-12-10 | 2021-12-10 | JINKO SOLAR | JKM320M-60HBL | Solar Panels |  | 0.32 | 16 | 170 | 40 |  | Fixed | Roof
NJSTRE1546332694 |  | Transition Incentive Program | Willingboro | 8046 | 13 | 7.68 | Residential | Yes | Behind the Meter | Net-metered residential rooftop and canopy |  | None | Vivint Solar Developer, LLC | PSE&G | Accepted | 2020-12-09 | 2020-12-10 | 2021-12-10 | JINKO SOLAR | JKM320M-60HBL | Solar Panels |  | 0.32 | 8 | 170 | 43 |  | Fixed | Roof
NJSTRE1546332702 |  | Transition Incentive Program | Pennsauken Twp | 8110 | 14 | 10.54 | Residential | No | Behind the Meter | Net-metered residential rooftop and canopy |  | None | Castle Energy, LLC | PSE&G | Accepted | 2020-12-07 | 2020-12-10 | 2021-12-10 | Enphase Energy | IQ7-60-2-US | Inverters | 240 |  | 31 |  |  | 0.967 |  | Outdoor | on the rooftop under each solar panel
NJSTRE1546332702 |  | Transition Incentive Program | Pennsauken Twp | 8110 | 14 | 10.54 | Residential | No | Behind the Meter | Net-metered residential rooftop and canopy |  | None | Castle Energy, LLC | PSE&G | Accepted | 2020-12-07 | 2020-12-10 | 2021-12-10 | Hanwha Q-Cells | Q.Peak DUO BLK-G6 340 | Solar Panels |  | 0.34 | 8 | 148 | 22 |  | Fixed | Roof
NJSTRE1546332702 |  | Transition Incentive Program | Pennsauken Twp | 8110 | 14 | 10.54 | Residential | No | Behind the Meter | Net-metered residential rooftop and canopy |  | None | Castle Energy, LLC | PSE&G | Accepted | 2020-12-07 | 2020-12-10 | 2021-12-10 | Hanwha Q-Cells | Q.Peak DUO BLK-G6 340 | Solar Panels |  | 0.34 | 23 | 148 | 22 |  | Fixed | Roof
NJSTRE1546332720 |  | Transition Incentive Program | West Tuckerton | 8087 | 18 | 13.94 | Residential | No | Behind the Meter | Net-metered residential rooftop and canopy |  | None | NJ Solar Power, LLC | AC Electric | Accepted | 2020-12-07 | 2020-12-10 | 2021-12-10 | solaredge | SE11400H-US | Inverters | 11400 |  | 1 |  |  | 0.99 |  | Outdoor | garage
NJSTRE1546332720 |  | Transition Incentive Program | West Tuckerton | 8087 | 18 | 13.94 | Residential | No | Behind the Meter | Net-metered residential rooftop and canopy |  | None | NJ Solar Power, LLC | AC Electric | Accepted | 2020-12-07 | 2020-12-10 | 2021-12-10 | panasonic | VBHN340SA17 | Solar Panels |  | 0.34 | 18 | 82 | 34 |  | Fixed | Roof
NJSTRE1546332720 |  | Transition Incentive Program | West Tuckerton | 8087 | 18 | 13.94 | Residential | No | Behind the Meter | Net-metered residential rooftop and canopy |  | None | NJ Solar Power, LLC | AC Electric | Accepted | 2020-12-07 | 2020-12-10 | 2021-12-10 | panasonic | VBHN340SA17 | Solar Panels |  | 0.34 | 6 | 262 | 34 |  | Fixed | Roof
NJSTRE1546332720 |  | Transition Incentive Program | West Tuckerton | 8087 | 18 | 13.94 | Residential | No | Behind the Meter | Net-metered residential rooftop and canopy |  | None | NJ Solar Power, LLC | AC Electric | Accepted | 2020-12-07 | 2020-12-10 | 2021-12-10 | panasonic | VBHN340SA17 | Solar Panels |  | 0.34 | 17 | 172 | 40 |  | Fixed | Roof
NJSTRE1546332727 |  | Transition Incentive Program | Florham Park | 7932 | 3 | 16.32 | Residential | No | Behind the Meter | Net-metered residential rooftop and canopy |  | None | Tesla Energy Operations Inc. | JCP&L | Accepted | 2020-12-07 | 2020-12-10 | 2021-12-10 | Tesla | AC Powerwall 2.0 | Electric Storage Battery |  |  | 2 |  |  |  | Lithium Ion |  | Inside
NJSTRE1546332727 |  | Transition Incentive Program | Florham Park | 7932 | 3 | 16.32 | Residential | No | Behind the Meter | Net-metered residential rooftop and canopy |  | None | Tesla Energy Operations Inc. | JCP&L | Accepted | 2020-12-07 | 2020-12-10 | 2021-12-10 | SolarEdge Technologies | SE10000H-US [240V] | Inverters | 10000 |  | 1 |  |  | 0.99 |  | Indoor | Indoor
NJSTRE1546332727 |  | Transition Incentive Program | Florham Park | 7932 | 3 | 16.32 | Residential | No | Behind the Meter | Net-metered residential rooftop and canopy |  | None | Tesla Energy Operations Inc. | JCP&L | Accepted | 2020-12-07 | 2020-12-10 | 2021-12-10 | SolarEdge Technologies | SE7600H-US [240V] | Inverters | 7600 |  | 1 |  |  | 0.99 |  | Indoor | Indoor
NJSTRE1546332727 |  | Transition Incentive Program | Florham Park | 7932 | 3 | 16.32 | Residential | No | Behind the Meter | Net-metered residential rooftop and canopy |  | None | Tesla Energy Operations Inc. | JCP&L | Accepted | 2020-12-07 | 2020-12-10 | 2021-12-10 | Hanwha Q CELLS | Q.PEAK DUO-G6+/SC 340 | Solar Panels |  | 0.34 | 6 | 284 | 25 |  | Fixed | Roof
NJSTRE1546332727 |  | Transition Incentive Program | Florham Park | 7932 | 3 | 16.32 | Residential | No | Behind the Meter | Net-metered residential rooftop and canopy |  | None | Tesla Energy Operations Inc. | JCP&L | Accepted | 2020-12-07 | 2020-12-10 | 2021-12-10 | Hanwha Q CELLS | Q.PEAK DUO-G6+/SC 340 | Solar Panels |  | 0.34 | 7 | 194 | 21 |  | Fixed | Roof
NJSTRE1546332727 |  | Transition Incentive Program | Florham Park | 7932 | 3 | 16.32 | Residential | No | Behind the Meter | Net-metered residential rooftop and canopy |  | None | Tesla Energy Operations Inc. | JCP&L | Accepted | 2020-12-07 | 2020-12-10 | 2021-12-10 | Hanwha Q CELLS | Q.PEAK DUO-G6+/SC 340 | Solar Panels |  | 0.34 | 4 | 284 | 21 |  | Fixed | Roof
NJSTRE1546332727 |  | Transition Incentive Program | Florham Park | 7932 | 3 | 16.32 | Residential | No | Behind the Meter | Net-metered residential rooftop and canopy |  | None | Tesla Energy Operations Inc. | JCP&L | Accepted | 2020-12-07 | 2020-12-10 | 2021-12-10 | Hanwha Q CELLS | Q.PEAK DUO-G6+/SC 340 | Solar Panels |  | 0.34 | 11 | 104 | 23 |  | Fixed | Roof
NJSTRE1546332727 |  | Transition Incentive Program | Florham Park | 7932 | 3 | 16.32 | Residential | No | Behind the Meter | Net-metered residential rooftop and canopy |  | None | Tesla Energy Operations Inc. | JCP&L | Accepted | 2020-12-07 | 2020-12-10 | 2021-12-10 | Hanwha Q CELLS | Q.PEAK DUO-G6+/SC 340 | Solar Panels |  | 0.34 | 20 | 14 | 23 |  | Fixed | Roof
NJSTRE1546332728 |  | Transition Incentive Program | Glenwood | 7418 | 1 | 4.27 | Residential | Yes | Behind the Meter | Net-metered residential rooftop and canopy |  | None | Sunrun Installation Services, Inc. | JCP&L | Accepted | 2020-12-07 | 2020-12-10 | 2021-12-10 | LG Chem | RESU 10H SEG | Electric Storage Battery |  |  | 1 |  |  |  | Lithium Ion |  | outside
NJSTRE1546332728 |  | Transition Incentive Program | Glenwood | 7418 | 1 | 4.27 | Residential | Yes | Behind the Meter | Net-metered residential rooftop and canopy |  | None | Sunrun Installation Services, Inc. | JCP&L | Accepted | 2020-12-07 | 2020-12-10 | 2021-12-10 | Delta Electronics | E4-TL-US | Inverters | 4000 |  | 1 |  |  | 0.96 |  | Outdoor | Next To Meter
NJSTRE1546332728 |  | Transition Incentive Program | Glenwood | 7418 | 1 | 4.27 | Residential | Yes | Behind the Meter | Net-metered residential rooftop and canopy |  | None | Sunrun Installation Services, Inc. | JCP&L | Accepted | 2020-12-07 | 2020-12-10 | 2021-12-10 | LONGi Green Energy Technology Co Ltd | LR6-60HPB-305M | Solar Panels |  | 0.305 | 14 | 180 | 30 |  | Fixed | Roof
NJSTRE1546332731 |  | Transition Incentive Program | Englishtown | 7726 | 17 | 15.66 | Residential | No | Behind the Meter | Net-metered residential rooftop and canopy |  | None | Freedom Forever New Jersey LLC | JCP&L | Accepted | 2020-12-07 | 2020-12-10 | 2021-12-10 | Solar Edge | SE11400H-US [SI1] | Inverters | 11400 |  | 1 |  |  | 0.99 |  | Outdoor | n/a
NJSTRE1546332731 |  | Transition Incentive Program | Englishtown | 7726 | 17 | 15.66 | Residential | No | Behind the Meter | Net-metered residential rooftop and canopy |  | None | Freedom Forever New Jersey LLC | JCP&L | Accepted | 2020-12-07 | 2020-12-10 | 2021-12-10 | Hanwha | Q.PLUS BFR-G4.1- 290 | Solar Panels |  | 0.29 | 18 | 2 | 47 |  | Fixed | Roof | n/a
NJSTRE1546332731 |  | Transition Incentive Program | Englishtown | 7726 | 17 | 15.66 | Residential | No | Behind the Meter | Net-metered residential rooftop and canopy |  | None | Freedom Forever New Jersey LLC | JCP&L | Accepted | 2020-12-07 | 2020-12-10 | 2021-12-10 | Hanwha | Q.PLUS BFR-G4.1- 290 | Solar Panels |  | 0.29 | 3 | 4 | 34 |  | Fixed | Roof | n/a
NJSTRE1546332731 |  | Transition Incentive Program | Englishtown | 7726 | 17 | 15.66 | Residential | No | Behind the Meter | Net-metered residential rooftop and canopy |  | None | Freedom Forever New Jersey LLC | JCP&L | Accepted | 2020-12-07 | 2020-12-10 | 2021-12-10 | Hanwha | Q.PLUS BFR-G4.1- 290 | Solar Panels |  | 0.29 | 29 | 1 | 34 |  | Fixed | Roof | n/a
NJSTRE1546332731 |  | Transition Incentive Program | Englishtown | 7726 | 17 | 15.66 | Residential | No | Behind the Meter | Net-metered residential rooftop and canopy |  | None | Freedom Forever New Jersey LLC | JCP&L | Accepted | 2020-12-07 | 2020-12-10 | 2021-12-10 | Hanwha | Q.PLUS BFR-G4.1- 290 | Solar Panels |  | 0.29 | 4 | 3 | 42 |  | Fixed | Roof | n/a
NJSTRE1546332732 |  | Transition Incentive Program | Manahawkin | 8050 | 18 | 12.16 | Residential | Yes | Behind the Meter | Net-metered residential rooftop and canopy |  | None | Vivint Solar Developer, LLC | AC Electric | Accepted | 2020-12-10 | 2020-12-10 | 2021-12-10 | Solar Edge | SE7600H-US | Inverters | 7600 |  | 1 |  |  | 0.992 |  | Outdoor | Near the Utility Meter
NJSTRE1546332732 |  | Transition Incentive Program | Manahawkin | 8050 | 18 | 12.16 | Residential | Yes | Behind the Meter | Net-metered residential rooftop and canopy |  | None | Vivint Solar Developer, LLC | AC Electric | Accepted | 2020-12-10 | 2020-12-10 | 2021-12-10 | Solar Edge | SE3800H-US | Inverters | 3800 |  | 1 |  |  | 0.992 |  | Outdoor | Near the Utility Meter
NJSTRE1546332732 |  | Transition Incentive Program | Manahawkin | 8050 | 18 | 12.16 | Residential | Yes | Behind the Meter | Net-metered residential rooftop and canopy |  | None | Vivint Solar Developer, LLC | AC Electric | Accepted | 2020-12-10 | 2020-12-10 | 2021-12-10 | JINKO SOLAR | JKM320M-60HBL | Solar Panels |  | 0.32 | 17 | 196 | 23 |  | Fixed | Roof
NJSTRE1546332732 |  | Transition Incentive Program | Manahawkin | 8050 | 18 | 12.16 | Residential | Yes | Behind the Meter | Net-metered residential rooftop and canopy |  | None | Vivint Solar Developer, LLC | AC Electric | Accepted | 2020-12-10 | 2020-12-10 | 2021-12-10 | JINKO SOLAR | JKM320M-60HBL | Solar Panels |  | 0.32 | 15 | 196 | 23 |  | Fixed | Roof
NJSTRE1546332732 |  | Transition Incentive Program | Manahawkin | 8050 | 18 | 12.16 | Residential | Yes | Behind the Meter | Net-metered residential rooftop and canopy |  | None | Vivint Solar Developer, LLC | AC Electric | Accepted | 2020-12-10 | 2020-12-10 | 2021-12-10 | JINKO SOLAR | JKM320M-60HBL | Solar Panels |  | 0.32 | 6 | 196 | 23 |  | Fixed | Roof
NJSTRE1546332760 |  | Transition Incentive Program | Cherry Hill | 8002 | 14 | 6.72 | Residential | Yes | Behind the Meter | Net-metered residential rooftop and canopy |  | None | Vivint Solar Developer, LLC | PSE&G | Accepted | 2020-12-10 | 2020-12-10 | 2021-12-10 | Solar Edge | SE7600H-US | Inverters | 7600 |  | 1 |  |  | 0.992 |  | Outdoor | Near the Utility Meter
NJSTRE1546332760 |  | Transition Incentive Program | Cherry Hill | 8002 | 14 | 6.72 | Residential | Yes | Behind the Meter | Net-metered residential rooftop and canopy |  | None | Vivint Solar Developer, LLC | PSE&G | Accepted | 2020-12-10 | 2020-12-10 | 2021-12-10 | JINKO SOLAR | JKM320M-60HBL | Solar Panels |  | 0.32 | 14 | 35 | 18 |  | Fixed | Roof
NJSTRE1546332760 |  | Transition Incentive Program | Cherry Hill | 8002 | 14 | 6.72 | Residential | Yes | Behind the Meter | Net-metered residential rooftop and canopy |  | None | Vivint Solar Developer, LLC | PSE&G | Accepted | 2020-12-10 | 2020-12-10 | 2021-12-10 | JINKO SOLAR | JKM320M-60HL | Solar Panels |  | 0.32 | 2 | 125 | 45 |  | Fixed | Roof
NJSTRE1546332760 |  | Transition Incentive Program | Cherry Hill | 8002 | 14 | 6.72 | Residential | Yes | Behind the Meter | Net-metered residential rooftop and canopy |  | None | Vivint Solar Developer, LLC | PSE&G | Accepted | 2020-12-10 | 2020-12-10 | 2021-12-10 | JINKO SOLAR | JKM320M-60HBL | Solar Panels |  | 0.32 | 5 | 125 | 45 |  | Fixed | Roof
NJSTRE1546332814 |  | Transition Incentive Program | Waretown | 8758 | 18 | 15.98 | Residential | No | Behind the Meter | Net-metered residential rooftop and canopy |  | None | NJ Solar Power, LLC | JCP&L | Accepted | 2020-12-07 | 2020-12-10 | 2021-12-10 | solaredge | SE7600H-US | Inverters | 15200 |  | 2 |  |  | 0.99 |  | Outdoor | garage
NJSTRE1546332814 |  | Transition Incentive Program | Waretown | 8758 | 18 | 15.98 | Residential | No | Behind the Meter | Net-metered residential rooftop and canopy |  | None | NJ Solar Power, LLC | JCP&L | Accepted | 2020-12-07 | 2020-12-10 | 2021-12-10 | panasonic | VBHN340SA17 | Solar Panels |  | 0.34 | 28 | 167 | 25 |  | Fixed | Roof
NJSTRE1546332814 |  | Transition Incentive Program | Waretown | 8758 | 18 | 15.98 | Residential | No | Behind the Meter | Net-metered residential rooftop and canopy |  | None | NJ Solar Power, LLC | JCP&L | Accepted | 2020-12-07 | 2020-12-10 | 2021-12-10 | panasonic | VBHN340SA17 | Solar Panels |  | 0.34 | 19 | 347 | 25 |  | Fixed | Roof
NJSTRE1546332823 |  | Transition Incentive Program | Haddon Heights | 8035 | 14 | 8 | Residential | Yes | Behind the Meter | Net-metered residential rooftop and canopy |  | None | Vivint Solar Developer, LLC | PSE&G | Accepted | 2020-12-10 | 2020-12-10 | 2021-12-10 | Solar Edge | SE7600H-US | Inverters | 7600 |  | 1 |  |  | 0.992 |  | Outdoor | Near the Utility Meter
NJSTRE1546332823 |  | Transition Incentive Program | Haddon Heights | 8035 | 14 | 8 | Residential | Yes | Behind the Meter | Net-metered residential rooftop and canopy |  | None | Vivint Solar Developer, LLC | PSE&G | Accepted | 2020-12-10 | 2020-12-10 | 2021-12-10 | JINKO SOLAR | JKM320M-60HBL | Solar Panels |  | 0.32 | 4 | 50 | 16 |  | Fixed | Roof
NJSTRE1546332823 |  | Transition Incentive Program | Haddon Heights | 8035 | 14 | 8 | Residential | Yes | Behind the Meter | Net-metered residential rooftop and canopy |  | None | Vivint Solar Developer, LLC | PSE&G | Accepted | 2020-12-10 | 2020-12-10 | 2021-12-10 | JINKO SOLAR | JKM320M-60HBL | Solar Panels |  | 0.32 | 4 | 320 | 16 |  | Fixed | Roof
NJSTRE1546332823 |  | Transition Incentive Program | Haddon Heights | 8035 | 14 | 8 | Residential | Yes | Behind the Meter | Net-metered residential rooftop and canopy |  | None | Vivint Solar Developer, LLC | PSE&G | Accepted | 2020-12-10 | 2020-12-10 | 2021-12-10 | JINKO SOLAR | JKM320M-60HBL | Solar Panels |  | 0.32 | 4 | 230 | 16 |  | Fixed | Roof
NJSTRE1546332823 |  | Transition Incentive Program | Haddon Heights | 8035 | 14 | 8 | Residential | Yes | Behind the Meter | Net-metered residential rooftop and canopy |  | None | Vivint Solar Developer, LLC | PSE&G | Accepted | 2020-12-10 | 2020-12-10 | 2021-12-10 | JINKO SOLAR | JKM320M-60HBL | Solar Panels |  | 0.32 | 13 | 320 | 40 |  | Fixed | Roof
NJSTRE1546332830 |  | Transition Incentive Program | Belleville | 7109 | 9 | 9.8 | Residential | Yes | Behind the Meter | Net-metered residential rooftop and canopy |  | None | Pro Custom Solar dba Momentum Solar | PSE&G | Accepted | 2020-12-07 | 2020-12-10 | 2021-12-10 | Enphase | IQ7Plus-72-2-US | Inverters | 290 |  | 28 |  |  | 0.97 |  | Outdoor | Roof
NJSTRE1546332830 |  | Transition Incentive Program | Belleville | 7109 | 9 | 9.8 | Residential | Yes | Behind the Meter | Net-metered residential rooftop and canopy |  | None | Pro Custom Solar dba Momentum Solar | PSE&G | Accepted | 2020-12-07 | 2020-12-10 | 2021-12-10 | LG ELECTRONICS | LG 350N1C-V5 | Solar Panels |  | 0.35 | 16 | 283 | 30 |  | Fixed | Roof
NJSTRE1546332830 |  | Transition Incentive Program | Belleville | 7109 | 9 | 9.8 | Residential | Yes | Behind the Meter | Net-metered residential rooftop and canopy |  | None | Pro Custom Solar dba Momentum Solar | PSE&G | Accepted | 2020-12-07 | 2020-12-10 | 2021-12-10 | LG ELECTRONICS | LG 350N1C-V5 | Solar Panels |  | 0.35 | 12 | 103 | 32 |  | Fixed | Roof
NJSTRE1546332850 |  | Transition Incentive Program | Toms River | 8757 | 18 | 9.6 | Residential | Yes | Behind the Meter | Net-metered residential rooftop and canopy |  | None | Vivint Solar Developer, LLC | JCP&L | Accepted | 2020-12-10 | 2020-12-10 | 2021-12-10 | Solar Edge | SE7600H-US | Inverters | 7600 |  | 1 |  |  | 0.992 |  | Outdoor | Near the Utility Meter
NJSTRE1546332850 |  | Transition Incentive Program | Toms River | 8757 | 18 | 9.6 | Residential | Yes | Behind the Meter | Net-metered residential rooftop and canopy |  | None | Vivint Solar Developer, LLC | JCP&L | Accepted | 2020-12-10 | 2020-12-10 | 2021-12-10 | JINKO SOLAR | JKM320M-60HBL | Solar Panels |  | 0.32 | 30 | 77 | 20 |  | Fixed | Roof
NJSTRE1546332854 |  | Transition Incentive Program | South Bound Brook | 8880 | 5 | 8.75 | Residential | No | Behind the Meter | Net-metered residential rooftop and canopy |  | None | Pro Custom Solar dba Momentum Solar | PSE&G | Accepted | 2020-12-07 | 2020-12-09 | 2021-12-09 | Enphase | IQ7Plus-72-2-US | Inverters | 290 |  | 25 |  |  | 0.97 |  | Outdoor | Roof
NJSTRE1546332854 |  | Transition Incentive Program | South Bound Brook | 8880 | 5 | 8.75 | Residential | No | Behind the Meter | Net-metered residential rooftop and canopy |  | None | Pro Custom Solar dba Momentum Solar | PSE&G | Accepted | 2020-12-07 | 2020-12-09 | 2021-12-09 | LG ELECTRONICS | LG 350N1C-V5 | Solar Panels |  | 0.35 | 12 | 23 | 21 |  | Fixed | Roof
NJSTRE1546332854 |  | Transition Incentive Program | South Bound Brook | 8880 | 5 | 8.75 | Residential | No | Behind the Meter | Net-metered residential rooftop and canopy |  | None | Pro Custom Solar dba Momentum Solar | PSE&G | Accepted | 2020-12-07 | 2020-12-09 | 2021-12-09 | LG ELECTRONICS | LG 350N1C-V5 | Solar Panels |  | 0.35 | 13 | 203 | 21 |  | Fixed | Roof
NJSTRE1546332873 |  | Transition Incentive Program | Manahawkin | 8050 | 18 | 4.16 | Residential | Yes | Behind the Meter | Net-metered residential rooftop and canopy |  | None | Vivint Solar Developer, LLC | AC Electric | Accepted | 2020-12-10 | 2020-12-10 | 2021-12-10 | Solar Edge | SE3800H-US | Inverters | 3800 |  | 1 |  |  | 0.992 |  | Outdoor | Near the Utility Meter
NJSTRE1546332873 |  | Transition Incentive Program | Manahawkin | 8050 | 18 | 4.16 | Residential | Yes | Behind the Meter | Net-metered residential rooftop and canopy |  | None | Vivint Solar Developer, LLC | AC Electric | Accepted | 2020-12-10 | 2020-12-10 | 2021-12-10 | JINKO SOLAR | JKM320M-60HBL | Solar Panels |  | 0.32 | 13 | 262 | 20 |  | Fixed | Roof
NJSTRE1546332953 |  | Transition Incentive Program | Wenonah | 8090 | 15 | 8.96 | Residential | No | Behind the Meter | Net-metered residential rooftop and canopy |  | None | Kaitanna Solar, LLC | AC Electric | Accepted | 2020-12-07 | 2020-12-10 | 2021-12-10 | Enphase | Envoy | Meters |  |  | 1 |  |  |  | Yes
NJSTRE1546332953 |  | Transition Incentive Program | Wenonah | 8090 | 15 | 8.96 | Residential | No | Behind the Meter | Net-metered residential rooftop and canopy |  | None | Kaitanna Solar, LLC | AC Electric | Accepted | 2020-12-07 | 2020-12-10 | 2021-12-10 | Enphase | IQ7 | Inverters | 240 |  | 28 |  |  | 0.97 |  | Outside | Under Modules
NJSTRE1546332953 |  | Transition Incentive Program | Wenonah | 8090 | 15 | 8.96 | Residential | No | Behind the Meter | Net-metered residential rooftop and canopy |  | None | Kaitanna Solar, LLC | AC Electric | Accepted | 2020-12-07 | 2020-12-10 | 2021-12-10 | Canadian Solar | CS1H-320W HiDM-Black | Solar Panels |  | 0.32 | 10 | 129 | 36 |  | Fixed | Roof
NJSTRE1546332953 |  | Transition Incentive Program | Wenonah | 8090 | 15 | 8.96 | Residential | No | Behind the Meter | Net-metered residential rooftop and canopy |  | None | Kaitanna Solar, LLC | AC Electric | Accepted | 2020-12-07 | 2020-12-10 | 2021-12-10 | Canadian Solar | CS1H-320W HiDM-Black | Solar Panels |  | 0.32 | 18 | 291 | 36 |  | Fixed | Roof
NJSTRE1546332999 |  | Transition Incentive Program | Dumont | 7628 | 7 | 8 | Residential | Yes | Behind the Meter | Net-metered residential rooftop and canopy |  | None | Vivint Solar Developer, LLC | PSE&G | Accepted | 2020-12-10 | 2020-12-28 | 2021-12-28 | Solar Edge | SE7600H-US | Inverters | 7600 |  | 1 |  |  | 0.992 |  | Outdoor | Near the Utility Meter
NJSTRE1546332999 |  | Transition Incentive Program | Dumont | 7628 | 7 | 8 | Residential | Yes | Behind the Meter | Net-metered residential rooftop and canopy |  | None | Vivint Solar Developer, LLC | PSE&G | Accepted | 2020-12-10 | 2020-12-28 | 2021-12-28 | JINKO SOLAR | JKM320M-60HBL | Solar Panels |  | 0.32 | 4 | 177 | 21 |  | Fixed | Roof
NJSTRE1546332999 |  | Transition Incentive Program | Dumont | 7628 | 7 | 8 | Residential | Yes | Behind the Meter | Net-metered residential rooftop and canopy |  | None | Vivint Solar Developer, LLC | PSE&G | Accepted | 2020-12-10 | 2020-12-28 | 2021-12-28 | JINKO SOLAR | JKM320M-60HBL | Solar Panels |  | 0.32 | 19 | 357 | 30 |  | Fixed | Roof
NJSTRE1546332999 |  | Transition Incentive Program | Dumont | 7628 | 7 | 8 | Residential | Yes | Behind the Meter | Net-metered residential rooftop and canopy |  | None | Vivint Solar Developer, LLC | PSE&G | Accepted | 2020-12-10 | 2020-12-28 | 2021-12-28 | JINKO SOLAR | JKM320M-60HBL | Solar Panels |  | 0.32 | 2 | 177 | 17 |  | Fixed | Roof
NJSTRE1546333098 |  | Transition Incentive Program | South Brunswick TWP | 8810 | 11 | 10.88 | Residential | No | Behind the Meter | Net-metered residential rooftop and canopy |  | None | Tesla Energy Operations Inc. | PSE&G | Accepted | 2020-12-07 | 2020-12-10 | 2021-12-10 | SolarEdge Technologies | SE10000H-US [240V] | Inverters | 10000 |  | 1 |  |  | 0.99 |  | Outside | Outside
NJSTRE1546333098 |  | Transition Incentive Program | South Brunswick TWP | 8810 | 11 | 10.88 | Residential | No | Behind the Meter | Net-metered residential rooftop and canopy |  | None | Tesla Energy Operations Inc. | PSE&G | Accepted | 2020-12-07 | 2020-12-10 | 2021-12-10 | Hanwha Q-CELLS | Q.Peak DUO BLK-G6+ 340 | Solar Panels |  | 0.34 | 14 | 43 | 23 |  | Fixed | Roof
NJSTRE1546333098 |  | Transition Incentive Program | South Brunswick TWP | 8810 | 11 | 10.88 | Residential | No | Behind the Meter | Net-metered residential rooftop and canopy |  | None | Tesla Energy Operations Inc. | PSE&G | Accepted | 2020-12-07 | 2020-12-10 | 2021-12-10 | Hanwha Q-CELLS | Q.Peak DUO BLK-G6+ 340 | Solar Panels |  | 0.34 | 18 | 223 | 23 |  | Fixed | Roof
NJSTRE1546335215 |  | Transition Incentive Program | Paramus | 7652 | 7 | 18.72 | Residential | No | Behind the Meter | Net-metered residential rooftop and canopy |  | None |  | PSE&G | Accepted | 2020-12-08 | 2020-12-14 | 2021-12-14 | SolarEdge | SE6000H-US000BNI4 | Inverters | 6000 |  | 1 |  |  | 0.99 |  | Outdoor | South Wall
NJSTRE1546335215 |  | Transition Incentive Program | Paramus | 7652 | 7 | 18.72 | Residential | No | Behind the Meter | Net-metered residential rooftop and canopy |  | None |  | PSE&G | Accepted | 2020-12-08 | 2020-12-14 | 2021-12-14 | SolarEdge | SE11400H-US000BNI4 | Inverters | 11400 |  | 1 |  |  | 0.99 |  | Outdoor | South Wall
NJSTRE1546335215 |  | Transition Incentive Program | Paramus | 7652 | 7 | 18.72 | Residential | No | Behind the Meter | Net-metered residential rooftop and canopy |  | None |  | PSE&G | Accepted | 2020-12-08 | 2020-12-14 | 2021-12-14 | Trina Solar | TSM-390DEG15MC.20 | Solar Panels |  | 0.39 | 41 | 106 | 33 |  | Fixed | Roof | East Facing/ Front Door Side
NJSTRE1546335215 |  | Transition Incentive Program | Paramus | 7652 | 7 | 18.72 | Residential | No | Behind the Meter | Net-metered residential rooftop and canopy |  | None |  | PSE&G | Accepted | 2020-12-08 | 2020-12-14 | 2021-12-14 | Trina Solar | TSM-390DEG15MC.20 | Solar Panels |  | 0.39 | 7 | 196 | 33 |  | Fixed | Roof | South Facing/ Garage Roof
NJSTRE1546335219 |  | Transition Incentive Program | Williamstown | 8094 | 15 | 8.05 | Residential | No | Behind the Meter | Net-metered residential rooftop and canopy |  | None | Suntuity Solar LLC | AC Electric | Accepted | 2020-12-08 | 2020-12-10 | 2021-12-10 | Enphase Energy | IQ7-60-2-US | Inverters | 240 |  | 23 |  |  | 0.97 |  | Outdoor | Behind the PV Modules
NJSTRE1546335219 |  | Transition Incentive Program | Williamstown | 8094 | 15 | 8.05 | Residential | No | Behind the Meter | Net-metered residential rooftop and canopy |  | None | Suntuity Solar LLC | AC Electric | Accepted | 2020-12-08 | 2020-12-10 | 2021-12-10 | Longi | LR4-60HPB-350M | Solar Panels |  | 0.35 | 2 | 353 | 40 |  | Fixed | Roof
NJSTRE1546335219 |  | Transition Incentive Program | Williamstown | 8094 | 15 | 8.05 | Residential | No | Behind the Meter | Net-metered residential rooftop and canopy |  | None | Suntuity Solar LLC | AC Electric | Accepted | 2020-12-08 | 2020-12-10 | 2021-12-10 | Longi | LR4-60HPB-350M | Solar Panels |  | 0.35 | 17 | 83 | 30 |  | Fixed | Roof
NJSTRE1546335219 |  | Transition Incentive Program | Williamstown | 8094 | 15 | 8.05 | Residential | No | Behind the Meter | Net-metered residential rooftop and canopy |  | None | Suntuity Solar LLC | AC Electric | Accepted | 2020-12-08 | 2020-12-10 | 2021-12-10 | Longi | LR4-60HPB-350M | Solar Panels |  | 0.35 | 4 | 173 | 40 |  | Fixed | Roof
NJSTRE1546335220 |  | Transition Incentive Program | Cape May Court House | 8210 | 21 | 8.05 | Residential | Yes | Behind the Meter | Net-metered residential rooftop and canopy |  | None | Suntuity Solar LLC | AC Electric | Accepted | 2020-12-08 | 2020-12-10 | 2021-12-10 | Enphase Energy | IQ7-60-2-US | Inverters | 240 |  | 23 |  |  | 0.97 |  | Outdoor | Behind the PV Modules
NJSTRE1546335220 |  | Transition Incentive Program | Cape May Court House | 8210 | 21 | 8.05 | Residential | Yes | Behind the Meter | Net-metered residential rooftop and canopy |  | None | Suntuity Solar LLC | AC Electric | Accepted | 2020-12-08 | 2020-12-10 | 2021-12-10 | Longi | LR4-60HPB-350M | Solar Panels |  | 0.35 | 23 | 191 | 23 |  | Fixed | Roof
NJSTRE1546335221 |  | Transition Incentive Program | Mickleton | 8056 | 15 | 13.3 | Residential | Yes | Behind the Meter | Net-metered residential rooftop and canopy |  | None | Suntuity Solar LLC | AC Electric | Accepted | 2020-12-08 | 2020-12-10 | 2021-12-10 | Enphase Energy | IQ7-60-2-US | Inverters | 240 |  | 38 |  |  | 0.97 |  | Outdoor | Behind the PV Modules
NJSTRE1546335221 |  | Transition Incentive Program | Mickleton | 8056 | 15 | 13.3 | Residential | Yes | Behind the Meter | Net-metered residential rooftop and canopy |  | None | Suntuity Solar LLC | AC Electric | Accepted | 2020-12-08 | 2020-12-10 | 2021-12-10 | Longi | LR4-60HPB-350M | Solar Panels |  | 0.35 | 11 | 89 | 32 |  | Fixed | Roof
NJSTRE1546335221 |  | Transition Incentive Program | Mickleton | 8056 | 15 | 13.3 | Residential | Yes | Behind the Meter | Net-metered residential rooftop and canopy |  | None | Suntuity Solar LLC | AC Electric | Accepted | 2020-12-08 | 2020-12-10 | 2021-12-10 | Longi | LR4-60HPB-350M | Solar Panels |  | 0.35 | 19 | 269 | 32 |  | Fixed | Roof
NJSTRE1546335221 |  | Transition Incentive Program | Mickleton | 8056 | 15 | 13.3 | Residential | Yes | Behind the Meter | Net-metered residential rooftop and canopy |  | None | Suntuity Solar LLC | AC Electric | Accepted | 2020-12-08 | 2020-12-10 | 2021-12-10 | Longi | LR4-60HPB-350M | Solar Panels |  | 0.35 | 5 | 89 | 32 |  | Fixed | Roof
NJSTRE1546335221 |  | Transition Incentive Program | Mickleton | 8056 | 15 | 13.3 | Residential | Yes | Behind the Meter | Net-metered residential rooftop and canopy |  | None | Suntuity Solar LLC | AC Electric | Accepted | 2020-12-08 | 2020-12-10 | 2021-12-10 | Longi | LR4-60HPB-350M | Solar Panels |  | 0.35 | 3 | 270 | 10 |  | Fixed | Roof
NJSTRE1546335222 |  | Transition Incentive Program | Blackwood | 8012 | 14 | 9.1 | Residential | Yes | Behind the Meter | Net-metered residential rooftop and canopy |  | None | Suntuity Solar LLC | AC Electric | Accepted | 2020-12-08 | 2020-12-10 | 2021-12-10 | Enphase Energy | IQ7-60-2-US | Inverters | 240 |  | 26 |  |  | 0.97 |  | Outdoor | Behind the PV Modules
NJSTRE1546335222 |  | Transition Incentive Program | Blackwood | 8012 | 14 | 9.1 | Residential | Yes | Behind the Meter | Net-metered residential rooftop and canopy |  | None | Suntuity Solar LLC | AC Electric | Accepted | 2020-12-08 | 2020-12-10 | 2021-12-10 | Longi | LR4-60HPB-350M | Solar Panels |  | 0.35 | 10 | 247 | 21 |  | Fixed | Roof
NJSTRE1546335222 |  | Transition Incentive Program | Blackwood | 8012 | 14 | 9.1 | Residential | Yes | Behind the Meter | Net-metered residential rooftop and canopy |  | None | Suntuity Solar LLC | AC Electric | Accepted | 2020-12-08 | 2020-12-10 | 2021-12-10 | Longi | LR4-60HPB-350M | Solar Panels |  | 0.35 | 10 | 67 | 21 |  | Fixed | Roof
NJSTRE1546335222 |  | Transition Incentive Program | Blackwood | 8012 | 14 | 9.1 | Residential | Yes | Behind the Meter | Net-metered residential rooftop and canopy |  | None | Suntuity Solar LLC | AC Electric | Accepted | 2020-12-08 | 2020-12-10 | 2021-12-10 | Longi | LR4-60HPB-350M | Solar Panels |  | 0.35 | 6 | 157 | 21 |  | Fixed | Roof
NJSTRE1546335223 |  | Transition Incentive Program | Swedesboro | 8085 | 15 | 8.4 | Residential | Yes | Behind the Meter | Net-metered residential rooftop and canopy |  | None | Suntuity Solar LLC | AC Electric | Accepted | 2020-12-08 | 2020-12-10 | 2021-12-10 | Enphase Energy | IQ7-60-2-US | Inverters | 240 |  | 24 |  |  | 0.97 |  | Outdoor | Behind the PV Modules
NJSTRE1546335223 |  | Transition Incentive Program | Swedesboro | 8085 | 15 | 8.4 | Residential | Yes | Behind the Meter | Net-metered residential rooftop and canopy |  | None | Suntuity Solar LLC | AC Electric | Accepted | 2020-12-08 | 2020-12-10 | 2021-12-10 | Longi | LR4-60HPB-350M | Solar Panels |  | 0.35 | 24 | 131 | 30 |  | Fixed | Roof
NJSTRE1546335227 |  | Transition Incentive Program | South Brunswick Township | 8810 | 11 | 12.95 | Residential | No | Behind the Meter | Net-metered residential rooftop and canopy |  | None | Suntuity Solar LLC | PSE&G | Accepted | 2020-12-08 | 2020-12-10 | 2021-12-10 | Enphase Energy | IQ7-60-2-US | Inverters | 240 |  | 37 |  |  | 0.97 |  | Outdoor | Behind the PV Modules
NJSTRE1546335227 |  | Transition Incentive Program | South Brunswick Township | 8810 | 11 | 12.95 | Residential | No | Behind the Meter | Net-metered residential rooftop and canopy |  | None | Suntuity Solar LLC | PSE&G | Accepted | 2020-12-08 | 2020-12-10 | 2021-12-10 | Longi | LR4-60HPB-350M | Solar Panels |  | 0.35 | 15 | 33 | 34 |  | Fixed | Roof
NJSTRE1546335227 |  | Transition Incentive Program | South Brunswick Township | 8810 | 11 | 12.95 | Residential | No | Behind the Meter | Net-metered residential rooftop and canopy |  | None | Suntuity Solar LLC | PSE&G | Accepted | 2020-12-08 | 2020-12-10 | 2021-12-10 | Longi | LR4-60HPB-350M | Solar Panels |  | 0.35 | 8 | 213 | 34 |  | Fixed | Roof
NJSTRE1546335227 |  | Transition Incentive Program | South Brunswick Township | 8810 | 11 | 12.95 | Residential | No | Behind the Meter | Net-metered residential rooftop and canopy |  | None | Suntuity Solar LLC | PSE&G | Accepted | 2020-12-08 | 2020-12-10 | 2021-12-10 | Longi | LR4-60HPB-350M | Solar Panels |  | 0.35 | 6 | 34 | 34 |  | Fixed | Roof
NJSTRE1546335227 |  | Transition Incentive Program | South Brunswick Township | 8810 | 11 | 12.95 | Residential | No | Behind the Meter | Net-metered residential rooftop and canopy |  | None | Suntuity Solar LLC | PSE&G | Accepted | 2020-12-08 | 2020-12-10 | 2021-12-10 | Longi | LR4-60HPB-350M | Solar Panels |  | 0.35 | 8 | 304 | 34 |  | Fixed | Roof
NJSTRE1546335228 |  | Transition Incentive Program | Woodbury | 8096 | 15 | 5.95 | Residential | No | Behind the Meter | Net-metered residential rooftop and canopy |  | None | Suntuity Solar LLC | PSE&G | Accepted | 2020-12-08 | 2020-12-10 | 2021-12-10 | Enphase Energy | IQ7-60-2-US | Inverters | 240 |  | 17 |  |  | 0.97 |  | Outdoor | Behind the PV Modules
NJSTRE1546335228 |  | Transition Incentive Program | Woodbury | 8096 | 15 | 5.95 | Residential | No | Behind the Meter | Net-metered residential rooftop and canopy |  | None | Suntuity Solar LLC | PSE&G | Accepted | 2020-12-08 | 2020-12-10 | 2021-12-10 | Longi | LR4-60HPB-350M | Solar Panels |  | 0.35 | 11 | 100 | 23 |  | Fixed | Roof
NJSTRE1546335228 |  | Transition Incentive Program | Woodbury | 8096 | 15 | 5.95 | Residential | No | Behind the Meter | Net-metered residential rooftop and canopy |  | None | Suntuity Solar LLC | PSE&G | Accepted | 2020-12-08 | 2020-12-10 | 2021-12-10 | Longi | LR4-60HPB-350M | Solar Panels |  | 0.35 | 6 | 280 | 23 |  | Fixed | Roof
NJSTRE1546335229 |  | Transition Incentive Program | Cherry Hill | 8003 | 14 | 5.6 | Residential | Yes | Behind the Meter | Net-metered residential rooftop and canopy |  | None | Suntuity Solar LLC | PSE&G | Accepted | 2020-12-08 | 2020-12-10 | 2021-12-10 | Enphase Energy | IQ7-60-2-US | Inverters | 240 |  | 16 |  |  | 0.97 |  | Outdoor | Behind the PV Modules
NJSTRE1546335229 |  | Transition Incentive Program | Cherry Hill | 8003 | 14 | 5.6 | Residential | Yes | Behind the Meter | Net-metered residential rooftop and canopy |  | None | Suntuity Solar LLC | PSE&G | Accepted | 2020-12-08 | 2020-12-10 | 2021-12-10 | Longi | LR4-60HPB-350M | Solar Panels |  | 0.35 | 3 | 308 | 41 |  | Fixed | Roof
NJSTRE1546335229 |  | Transition Incentive Program | Cherry Hill | 8003 | 14 | 5.6 | Residential | Yes | Behind the Meter | Net-metered residential rooftop and canopy |  | None | Suntuity Solar LLC | PSE&G | Accepted | 2020-12-08 | 2020-12-10 | 2021-12-10 | Longi | LR4-60HPB-350M | Solar Panels |  | 0.35 | 10 | 38 | 36 |  | Fixed | Roof
NJSTRE1546335229 |  | Transition Incentive Program | Cherry Hill | 8003 | 14 | 5.6 | Residential | Yes | Behind the Meter | Net-metered residential rooftop and canopy |  | None | Suntuity Solar LLC | PSE&G | Accepted | 2020-12-08 | 2020-12-10 | 2021-12-10 | Longi | LR4-60HPB-350M | Solar Panels |  | 0.35 | 3 | 128 | 41 |  | Fixed | Roof
NJSTRE1546335230 |  | Transition Incentive Program | Franklin | 8322 | 15 | 11.2 | Residential | No | Behind the Meter | Net-metered residential rooftop and canopy |  | None | Suntuity Solar LLC | AC Electric | Accepted | 2020-12-08 | 2020-12-10 | 2021-12-10 | Enphase Energy | IQ7-60-2-US | Inverters | 240 |  | 32 |  |  | 0.97 |  | Outdoor | Behind the PV Modules
NJSTRE1546335230 |  | Transition Incentive Program | Franklin | 8322 | 15 | 11.2 | Residential | No | Behind the Meter | Net-metered residential rooftop and canopy |  | None | Suntuity Solar LLC | AC Electric | Accepted | 2020-12-08 | 2020-12-10 | 2021-12-10 | Longi | LR4-60HPB-350M | Solar Panels |  | 0.35 | 17 | 187 | 24 |  | Fixed | Roof
NJSTRE1546335230 |  | Transition Incentive Program | Franklin | 8322 | 15 | 11.2 | Residential | No | Behind the Meter | Net-metered residential rooftop and canopy |  | None | Suntuity Solar LLC | AC Electric | Accepted | 2020-12-08 | 2020-12-10 | 2021-12-10 | Longi | LR4-60HPB-350M | Solar Panels |  | 0.35 | 15 | 7 | 24 |  | Fixed | Roof
NJSTRE1546335232 |  | Transition Incentive Program | Orange City | 7050 | 9 | 7.35 | Residential | Yes | Behind the Meter | Net-metered residential rooftop and canopy |  | None | Suntuity Solar LLC | PSE&G | Accepted | 2020-12-08 | 2020-12-11 | 2021-12-11 | Enphase Energy | IQ7-60-2-US | Inverters | 240 |  | 21 |  |  | 0.97 |  | Outdoor | Behind the PV Modules
NJSTRE1546335232 |  | Transition Incentive Program | Orange City | 7050 | 9 | 7.35 | Residential | Yes | Behind the Meter | Net-metered residential rooftop and canopy |  | None | Suntuity Solar LLC | PSE&G | Accepted | 2020-12-08 | 2020-12-11 | 2021-12-11 | Longi | LR4-60HPB-350M | Solar Panels |  | 0.35 | 14 | 122 | 45 |  | Fixed | Roof
NJSTRE1546335232 |  | Transition Incentive Program | Orange City | 7050 | 9 | 7.35 | Residential | Yes | Behind the Meter | Net-metered residential rooftop and canopy |  | None | Suntuity Solar LLC | PSE&G | Accepted | 2020-12-08 | 2020-12-11 | 2021-12-11 | Longi | LR4-60HPB-350M | Solar Panels |  | 0.35 | 7 | 302 | 22 |  | Fixed | Roof
NJSTRE1546335279 |  | Transition Incentive Program | Bayonne | 7002 | 8 | 4.76 | Residential | Yes | Behind the Meter | Net-metered residential rooftop and canopy |  | None | Trinity Solar | PSE&G | Accepted | 2020-12-08 | 2020-12-10 | 2021-12-10 | Solar Edge | SE3800 | Inverters | 3800 |  | 1 |  |  | 0.97 |  | Outside | side of home
NJSTRE1546335279 |  | Transition Incentive Program | Bayonne | 7002 | 8 | 4.76 | Residential | Yes | Behind the Meter | Net-metered residential rooftop and canopy |  | None | Trinity Solar | PSE&G | Accepted | 2020-12-08 | 2020-12-10 | 2021-12-10 | Hanwha | Q.PEAK DUO BLK-G6 340 | Solar Panels |  | 0.34 | 6 | 303 | 23 |  | Fixed | Roof
NJSTRE1546335279 |  | Transition Incentive Program | Bayonne | 7002 | 8 | 4.76 | Residential | Yes | Behind the Meter | Net-metered residential rooftop and canopy |  | None | Trinity Solar | PSE&G | Accepted | 2020-12-08 | 2020-12-10 | 2021-12-10 | Hanwha | Q.PEAK DUO BLK-G6 340 | Solar Panels |  | 0.34 | 8 | 123 | 23 |  | Fixed | Roof
NJSTRE1546335283 |  | Transition Incentive Program | Trenton | 8620 | 12 | 5.12 | Residential | Yes | Behind the Meter | Net-metered residential rooftop and canopy |  | None | Trinity Solar | PSE&G | Accepted | 2020-12-08 | 2020-12-10 | 2021-12-10 | SOLAR EDGE | SE5000H-US | Inverters | 5000 |  | 1 |  |  | 0.97 |  | Outside | SIDE OF HOME
NJSTRE1546335283 |  | Transition Incentive Program | Trenton | 8620 | 12 | 5.12 | Residential | Yes | Behind the Meter | Net-metered residential rooftop and canopy |  | None | Trinity Solar | PSE&G | Accepted | 2020-12-08 | 2020-12-10 | 2021-12-10 | HANWHA 320 (Q.PEAK DUO BLK-G5 320) | HANWHA 320 (Q.PEAK DUO BLK-G5 320) | Solar Panels |  | 0.32 | 14 | 177 | 26 |  | Fixed | Roof
NJSTRE1546335283 |  | Transition Incentive Program | Trenton | 8620 | 12 | 5.12 | Residential | Yes | Behind the Meter | Net-metered residential rooftop and canopy |  | None | Trinity Solar | PSE&G | Accepted | 2020-12-08 | 2020-12-10 | 2021-12-10 | HANWHA 320 (Q.PEAK DUO BLK-G5 320) | HANWHA 320 (Q.PEAK DUO BLK-G5 320) | Solar Panels |  | 0.32 | 2 | 357 | 26 |  | Fixed | Roof
NJSTRE1546335284 |  | Transition Incentive Program | Manalapan | 7726 | 17 | 22.94 | Residential | No | Behind the Meter | Net-metered residential rooftop and canopy |  | None | Whitman Construction, LLC | JCP&L | Accepted | 2020-12-08 | 2020-12-10 | 2021-12-10 | enphase energy | iq7plus-72-2-us | Inverters | 295 |  | 62 |  |  | 0.975 |  | Outdoor | microinverters located under modules
NJSTRE1546335284 |  | Transition Incentive Program | Manalapan | 7726 | 17 | 22.94 | Residential | No | Behind the Meter | Net-metered residential rooftop and canopy |  | None | Whitman Construction, LLC | JCP&L | Accepted | 2020-12-08 | 2020-12-10 | 2021-12-10 | solaria power | xt 370r pd | Solar Panels |  | 0.37 | 23 | 297 | 25 |  | Fixed | Roof
NJSTRE1546335284 |  | Transition Incentive Program | Manalapan | 7726 | 17 | 22.94 | Residential | No | Behind the Meter | Net-metered residential rooftop and canopy |  | None | Whitman Construction, LLC | JCP&L | Accepted | 2020-12-08 | 2020-12-10 | 2021-12-10 | solaria power | xt 370r pd | Solar Panels |  | 0.37 | 10 | 117 | 25 |  | Fixed | Roof
NJSTRE1546335284 |  | Transition Incentive Program | Manalapan | 7726 | 17 | 22.94 | Residential | No | Behind the Meter | Net-metered residential rooftop and canopy |  | None | Whitman Construction, LLC | JCP&L | Accepted | 2020-12-08 | 2020-12-10 | 2021-12-10 | solaria power | xt 370r pd | Solar Panels |  | 0.37 | 10 | 117 | 25 |  | Fixed | Roof
NJSTRE1546335284 |  | Transition Incentive Program | Manalapan | 7726 | 17 | 22.94 | Residential | No | Behind the Meter | Net-metered residential rooftop and canopy |  | None | Whitman Construction, LLC | JCP&L | Accepted | 2020-12-08 | 2020-12-10 | 2021-12-10 | solaria power | xt 370r pd | Solar Panels |  | 0.37 | 19 | 117 | 25 |  | Fixed | Roof
NJSTRE1546335285 |  | Transition Incentive Program | Burlington City | 8016 | 13 | 8.45 | Residential | Yes | Behind the Meter | Net-metered residential rooftop and canopy |  | None | SunnyMac LLC | PSE&G | Accepted | 2020-12-08 | 2020-12-10 | 2021-12-10 | Solaredge | SE7600H-US | Inverters | 7600 |  | 1 |  |  | 0.99 |  | Outdoor | Next to Meter
NJSTRE1546335285 |  | Transition Incentive Program | Burlington City | 8016 | 13 | 8.45 | Residential | Yes | Behind the Meter | Net-metered residential rooftop and canopy |  | None | SunnyMac LLC | PSE&G | Accepted | 2020-12-08 | 2020-12-10 | 2021-12-10 | REC | TwinPeak 2 Mono | Solar Panels |  | 0.325 | 26 | 184 | 23 |  | Fixed | Roof
NJSTRE1546335302 |  | Transition Incentive Program | Paulsboro | 8066 | 15 | 5.44 | Residential | No | Behind the Meter | Net-metered residential rooftop and canopy |  | None | Vision Solar LLC | AC Electric | Accepted | 2020-12-08 | 2020-12-10 | 2021-12-10 | ENPHASE | IQ7-60-2-US | Inverters | 0.24 |  | 16 |  |  | 0.96 |  | Other | BEHIND EACH PANEL
NJSTRE1546335302 |  | Transition Incentive Program | Paulsboro | 8066 | 15 | 5.44 | Residential | No | Behind the Meter | Net-metered residential rooftop and canopy |  | None | Vision Solar LLC | AC Electric | Accepted | 2020-12-08 | 2020-12-10 | 2021-12-10 | HANWHA Q-CELLS | Q.PEAK DUO BLK-G6+ 340 | Solar Panels |  | 0.34 | 7 | 251 | 24 |  | Fixed | Roof
NJSTRE1546335302 |  | Transition Incentive Program | Paulsboro | 8066 | 15 | 5.44 | Residential | No | Behind the Meter | Net-metered residential rooftop and canopy |  | None | Vision Solar LLC | AC Electric | Accepted | 2020-12-08 | 2020-12-10 | 2021-12-10 | HANWHA Q-CELLS | Q.PEAK DUO BLK-G6+ 340 | Solar Panels |  | 0.34 | 9 | 71 | 24 |  | Fixed | Roof
NJSTRE1546335304 |  | Transition Incentive Program | Sicklerville | 8081 | 14 | 8.84 | Residential | No | Behind the Meter | Net-metered residential rooftop and canopy |  | None | Trinity Solar | AC Electric | Accepted | 2020-12-08 | 2020-12-10 | 2021-12-10 | Solar Edge | SE7600H-US000BNC4 | Inverters | 7600 |  | 1 |  |  | 0.97 |  | Outdoor | side of home
NJSTRE1546335304 |  | Transition Incentive Program | Sicklerville | 8081 | 14 | 8.84 | Residential | No | Behind the Meter | Net-metered residential rooftop and canopy |  | None | Trinity Solar | AC Electric | Accepted | 2020-12-08 | 2020-12-10 | 2021-12-10 | HANWHA | Q.PEAK DUO BLK-G6 340 | Solar Panels |  | 0.34 | 3 | 286 | 43 |  | Fixed | Roof
NJSTRE1546335304 |  | Transition Incentive Program | Sicklerville | 8081 | 14 | 8.84 | Residential | No | Behind the Meter | Net-metered residential rooftop and canopy |  | None | Trinity Solar | AC Electric | Accepted | 2020-12-08 | 2020-12-10 | 2021-12-10 | HANWHA | Q.PEAK DUO BLK-G6 340 | Solar Panels |  | 0.34 | 21 | 196 | 34 |  | Fixed | Roof
NJSTRE1546335304 |  | Transition Incentive Program | Sicklerville | 8081 | 14 | 8.84 | Residential | No | Behind the Meter | Net-metered residential rooftop and canopy |  | None | Trinity Solar | AC Electric | Accepted | 2020-12-08 | 2020-12-10 | 2021-12-10 | HANWHA | Q.PEAK DUO BLK-G6 340 | Solar Panels |  | 0.34 | 2 | 286 | 43 |  | Fixed | Roof
NJSTRE1546335306 |  | Transition Incentive Program | Bayonne | 7002 | 8 | 3.06 | Residential | Yes | Behind the Meter | Net-metered residential rooftop and canopy |  | None | Trinity Solar | PSE&G | Accepted | 2020-12-08 | 2020-12-10 | 2021-12-10 | Solar Edge | SE3000 | Inverters | 3000 |  | 1 |  |  | 0.97 |  | Outside | side of home
NJSTRE1546335306 |  | Transition Incentive Program | Bayonne | 7002 | 8 | 3.06 | Residential | Yes | Behind the Meter | Net-metered residential rooftop and canopy |  | None | Trinity Solar | PSE&G | Accepted | 2020-12-08 | 2020-12-10 | 2021-12-10 | Hanwha | Q.PEAK DUO BLK-G6 340 | Solar Panels |  | 0.34 | 6 | 123 | 23 |  | Fixed | Roof
NJSTRE1546335306 |  | Transition Incentive Program | Bayonne | 7002 | 8 | 3.06 | Residential | Yes | Behind the Meter | Net-metered residential rooftop and canopy |  | None | Trinity Solar | PSE&G | Accepted | 2020-12-08 | 2020-12-10 | 2021-12-10 | Hanwha | Q.PEAK DUO BLK-G6 340 | Solar Panels |  | 0.34 | 3 | 303 | 23 |  | Fixed | Roof
NJSTRE1546335309 |  | Transition Incentive Program | Tinton Falls | 7753 | 17 | 700.88 | Commercial | No | Behind the Meter | Net-metered non-residential rooftop and canopy |  | None | InFEWsion LLC | JCP&L | Accepted | 2020-12-08 | 2020-12-14 | 2021-12-14 | SolarEdge | SE100KUS | Inverters | 100000 |  | 6 |  |  | 0.985 |  | Outdoor | Exterior wall of the Building
NJSTRE1546335309 |  | Transition Incentive Program | Tinton Falls | 7753 | 17 | 700.88 | Commercial | No | Behind the Meter | Net-metered non-residential rooftop and canopy |  | None | InFEWsion LLC | JCP&L | Accepted | 2020-12-08 | 2020-12-14 | 2021-12-14 | Znshine Solar | ZXM6-NHLDD144-445/M | Solar Panels |  | 0.445 | 1575 | 173 | 10 |  | Fixed | Roof
NJSTRE1546335331 |  | Transition Incentive Program | Moorestown | 8057 | 13 | 12.58 | Residential | Yes | Behind the Meter | Net-metered residential rooftop and canopy |  | None | Trinity Solar | PSE&G | Accepted | 2020-12-08 | 2020-12-10 | 2021-12-10 | Solar Edge | SE10000 | Inverters | 10000 |  | 1 |  |  | 0.97 |  | Outside | side of home
NJSTRE1546335331 |  | Transition Incentive Program | Moorestown | 8057 | 13 | 12.58 | Residential | Yes | Behind the Meter | Net-metered residential rooftop and canopy |  | None | Trinity Solar | PSE&G | Accepted | 2020-12-08 | 2020-12-10 | 2021-12-10 | Hanwha | Q.PEAK DUO BLK-G6 340 | Solar Panels |  | 0.34 | 14 | 154 | 6 |  | Fixed | Roof
NJSTRE1546335331 |  | Transition Incentive Program | Moorestown | 8057 | 13 | 12.58 | Residential | Yes | Behind the Meter | Net-metered residential rooftop and canopy |  | None | Trinity Solar | PSE&G | Accepted | 2020-12-08 | 2020-12-10 | 2021-12-10 | Hanwha | Q.PEAK DUO BLK-G6 340 | Solar Panels |  | 0.34 | 6 | 154 | 24 |  | Fixed | Roof
NJSTRE1546335331 |  | Transition Incentive Program | Moorestown | 8057 | 13 | 12.58 | Residential | Yes | Behind the Meter | Net-metered residential rooftop and canopy |  | None | Trinity Solar | PSE&G | Accepted | 2020-12-08 | 2020-12-10 | 2021-12-10 | Hanwha | Q.PEAK DUO BLK-G6 340 | Solar Panels |  | 0.34 | 11 | 244 | 24 |  | Fixed | Roof
NJSTRE1546335331 |  | Transition Incentive Program | Moorestown | 8057 | 13 | 12.58 | Residential | Yes | Behind the Meter | Net-metered residential rooftop and canopy |  | None | Trinity Solar | PSE&G | Accepted | 2020-12-08 | 2020-12-10 | 2021-12-10 | Hanwha | Q.PEAK DUO BLK-G6 340 | Solar Panels |  | 0.34 | 6 | 154 | 24 |  | Fixed | Roof
NJSTRE1546335334 |  | Transition Incentive Program | Deptford | 8096 | 15 | 8.45 | Residential | Yes | Behind the Meter | Net-metered residential rooftop and canopy |  | None | SunnyMac LLC | PSE&G | Accepted | 2020-12-08 | 2020-12-08 | 2021-12-08 | Solaredge | SE7600H-US | Inverters | 7600 |  | 1 |  |  | 0.99 |  | Outdoor | Next to Meter
NJSTRE1546335334 |  | Transition Incentive Program | Deptford | 8096 | 15 | 8.45 | Residential | Yes | Behind the Meter | Net-metered residential rooftop and canopy |  | None | SunnyMac LLC | PSE&G | Accepted | 2020-12-08 | 2020-12-08 | 2021-12-08 | REC | TwinPeak 2 Mono | Solar Panels |  | 0.325 | 6 | 285 | 45 |  | Fixed | Roof
NJSTRE1546335334 |  | Transition Incentive Program | Deptford | 8096 | 15 | 8.45 | Residential | Yes | Behind the Meter | Net-metered residential rooftop and canopy |  | None | SunnyMac LLC | PSE&G | Accepted | 2020-12-08 | 2020-12-08 | 2021-12-08 | REC | TwinPeak 2 Mono | Solar Panels |  | 0.325 | 4 | 105 | 45 |  | Fixed | Roof
NJSTRE1546335334 |  | Transition Incentive Program | Deptford | 8096 | 15 | 8.45 | Residential | Yes | Behind the Meter | Net-metered residential rooftop and canopy |  | None | SunnyMac LLC | PSE&G | Accepted | 2020-12-08 | 2020-12-08 | 2021-12-08 | REC | TwinPeak 2 Mono | Solar Panels |  | 0.325 | 5 | 286 | 18 |  | Fixed | Roof
NJSTRE1546335334 |  | Transition Incentive Program | Deptford | 8096 | 15 | 8.45 | Residential | Yes | Behind the Meter | Net-metered residential rooftop and canopy |  | None | SunnyMac LLC | PSE&G | Accepted | 2020-12-08 | 2020-12-08 | 2021-12-08 | REC | TwinPeak 2 Mono | Solar Panels |  | 0.325 | 11 | 286 | 18 |  | Fixed | Roof
NJSTRE1546335337 |  | Transition Incentive Program | Lawrence Township | 8648 | 12 | 10.14 | Residential | No | Behind the Meter | Net-metered residential rooftop and canopy |  | None | Seabright Solar | PSE&G | Accepted | 2020-12-08 | 2020-12-10 | 2021-12-10 | Enphase | IQ7XS-96-ACM-US | Inverters | 0.315 |  | 31 |  |  | 0.99 |  | Outside | Roof
NJSTRE1546335337 |  | Transition Incentive Program | Lawrence Township | 8648 | 12 | 10.14 | Residential | No | Behind the Meter | Net-metered residential rooftop and canopy |  | None | Seabright Solar | PSE&G | Accepted | 2020-12-08 | 2020-12-10 | 2021-12-10 | Sunpower | SPR-E20-327 | Solar Panels |  | 0.327 | 10 | 166 | 39 |  | Fixed | Roof
NJSTRE1546335337 |  | Transition Incentive Program | Lawrence Township | 8648 | 12 | 10.14 | Residential | No | Behind the Meter | Net-metered residential rooftop and canopy |  | None | Seabright Solar | PSE&G | Accepted | 2020-12-08 | 2020-12-10 | 2021-12-10 | Sunpower | SPR-E20-327 | Solar Panels |  | 0.327 | 21 | 256 | 31 |  | Fixed | Roof
NJSTRE1546335340 |  | Transition Incentive Program | Brigantine | 8203 | 19 | 26.22 | Commercial | No | Behind the Meter | Net-metered non-residential rooftop and canopy |  | None | Advanced Renewable Solutions LLC | AC Electric | Accepted | 2020-12-08 | 2020-12-10 | 2021-12-10 | Enphase | IQ7PLUS-72-2-US | Inverters | 290 |  | 69 |  |  | 0.97 |  | Outside | Rail Mounted Under Modules
NJSTRE1546335340 |  | Transition Incentive Program | Brigantine | 8203 | 19 | 26.22 | Commercial | No | Behind the Meter | Net-metered non-residential rooftop and canopy |  | None | Advanced Renewable Solutions LLC | AC Electric | Accepted | 2020-12-08 | 2020-12-10 | 2021-12-10 | Trina | TSM-380DE14H.08 | Solar Panels |  | 0.38 | 69 | 144 | 5 |  | Fixed | Roof
NJSTRE1546335344 |  | Transition Incentive Program | Williamstown | 8094 | 15 | 16.64 | Residential | No | Behind the Meter | Net-metered residential rooftop and canopy |  | None | Orbit Energy & Power, LLC | AC Electric | Accepted | 2020-12-08 | 2020-12-10 | 2021-12-10 | enphase energy | iq7-60-2-us | Inverters | 240 |  | 52 |  |  | 0.99 |  | Other | under each panel
NJSTRE1546335344 |  | Transition Incentive Program | Williamstown | 8094 | 15 | 16.64 | Residential | No | Behind the Meter | Net-metered residential rooftop and canopy |  | None | Orbit Energy & Power, LLC | AC Electric | Accepted | 2020-12-08 | 2020-12-10 | 2021-12-10 | hanwha | q peak cells 320w | Solar Panels |  | 0.32 | 3 | 263 | 42 |  | Fixed | Roof
NJSTRE1546335344 |  | Transition Incentive Program | Williamstown | 8094 | 15 | 16.64 | Residential | No | Behind the Meter | Net-metered residential rooftop and canopy |  | None | Orbit Energy & Power, LLC | AC Electric | Accepted | 2020-12-08 | 2020-12-10 | 2021-12-10 | hanwha | q peak cells 320w | Solar Panels |  | 0.32 | 3 | 83 | 42 |  | Fixed | Roof
NJSTRE1546335344 |  | Transition Incentive Program | Williamstown | 8094 | 15 | 16.64 | Residential | No | Behind the Meter | Net-metered residential rooftop and canopy |  | None | Orbit Energy & Power, LLC | AC Electric | Accepted | 2020-12-08 | 2020-12-10 | 2021-12-10 | hanwha | q peak cells 320w | Solar Panels |  | 0.32 | 30 | 353 | 32 |  | Fixed | Roof
NJSTRE1546335344 |  | Transition Incentive Program | Williamstown | 8094 | 15 | 16.64 | Residential | No | Behind the Meter | Net-metered residential rooftop and canopy |  | None | Orbit Energy & Power, LLC | AC Electric | Accepted | 2020-12-08 | 2020-12-10 | 2021-12-10 | hanwha | q peak cells 320w | Solar Panels |  | 0.32 | 12 | 173 | 32 |  | Fixed | Roof
NJSTRE1546335344 |  | Transition Incentive Program | Williamstown | 8094 | 15 | 16.64 | Residential | No | Behind the Meter | Net-metered residential rooftop and canopy |  | None | Orbit Energy & Power, LLC | AC Electric | Accepted | 2020-12-08 | 2020-12-10 | 2021-12-10 | hanwha | q peak cells 320w | Solar Panels |  | 0.32 | 2 | 263 | 42 |  | Fixed | Roof
NJSTRE1546335344 |  | Transition Incentive Program | Williamstown | 8094 | 15 | 16.64 | Residential | No | Behind the Meter | Net-metered residential rooftop and canopy |  | None | Orbit Energy & Power, LLC | AC Electric | Accepted | 2020-12-08 | 2020-12-10 | 2021-12-10 | hanwha | q peak cells 320w | Solar Panels |  | 0.32 | 2 | 83 | 42 |  | Fixed | Roof
NJSTRE1546335345 |  | Transition Incentive Program | Elmwood Park | 7407 | 7 | 6.46 | Residential | No | Behind the Meter | Net-metered residential rooftop and canopy |  | None | Trinity Solar | PSE&G | Accepted | 2020-12-08 | 2020-12-10 | 2021-12-10 | Solar Edge | SE5000 | Inverters | 5000 |  | 1 |  |  | 0.97 |  | Outside | side of home
NJSTRE1546335345 |  | Transition Incentive Program | Elmwood Park | 7407 | 7 | 6.46 | Residential | No | Behind the Meter | Net-metered residential rooftop and canopy |  | None | Trinity Solar | PSE&G | Accepted | 2020-12-08 | 2020-12-10 | 2021-12-10 | Hanwha | Q.PEAK DUO BLK-G6 340 | Solar Panels |  | 0.34 | 11 | 161 | 40 |  | Fixed | Roof
NJSTRE1546335345 |  | Transition Incentive Program | Elmwood Park | 7407 | 7 | 6.46 | Residential | No | Behind the Meter | Net-metered residential rooftop and canopy |  | None | Trinity Solar | PSE&G | Accepted | 2020-12-08 | 2020-12-10 | 2021-12-10 | Hanwha | Q.PEAK DUO BLK-G6 340 | Solar Panels |  | 0.34 | 5 | 161 | 18 |  | Fixed | Roof
NJSTRE1546335345 |  | Transition Incentive Program | Elmwood Park | 7407 | 7 | 6.46 | Residential | No | Behind the Meter | Net-metered residential rooftop and canopy |  | None | Trinity Solar | PSE&G | Accepted | 2020-12-08 | 2020-12-10 | 2021-12-10 | Hanwha | Q.PEAK DUO BLK-G6 340 | Solar Panels |  | 0.34 | 3 | 161 | 14 |  | Fixed | Roof
NJSTRE1546335349 |  | Transition Incentive Program | East Orange | 7018 | 9 | 12.24 | Residential | No | Behind the Meter | Net-metered residential rooftop and canopy |  | None | Maier Solar Engineering dba Solar Me | PSE&G | Accepted | 2020-12-08 | 2020-12-10 | 2021-12-10 | Enphase | IQ7+ | Inverters | 290 |  | 36 |  |  | 0.96 |  | Outdoor | Next to meter
NJSTRE1546335349 |  | Transition Incentive Program | East Orange | 7018 | 9 | 12.24 | Residential | No | Behind the Meter | Net-metered residential rooftop and canopy |  | None | Maier Solar Engineering dba Solar Me | PSE&G | Accepted | 2020-12-08 | 2020-12-10 | 2021-12-10 | Hanwha | Q.CELL DUO BLK-G 6 340W | Solar Panels |  | 0.34 | 10 | 110 | 36 |  | Fixed | Roof
NJSTRE1546335349 |  | Transition Incentive Program | East Orange | 7018 | 9 | 12.24 | Residential | No | Behind the Meter | Net-metered residential rooftop and canopy |  | None | Maier Solar Engineering dba Solar Me | PSE&G | Accepted | 2020-12-08 | 2020-12-10 | 2021-12-10 | Hanwha | Q.CELL DUO BLK-G 6 340W | Solar Panels |  | 0.34 | 3 | 110 | 10 |  | Fixed | Roof
NJSTRE1546335349 |  | Transition Incentive Program | East Orange | 7018 | 9 | 12.24 | Residential | No | Behind the Meter | Net-metered residential rooftop and canopy |  | None | Maier Solar Engineering dba Solar Me | PSE&G | Accepted | 2020-12-08 | 2020-12-10 | 2021-12-10 | Hanwha | Q.CELL DUO BLK-G 6 340W | Solar Panels |  | 0.34 | 9 | 290 | 36 |  | Fixed | Roof
NJSTRE1546335349 |  | Transition Incentive Program | East Orange | 7018 | 9 | 12.24 | Residential | No | Behind the Meter | Net-metered residential rooftop and canopy |  | None | Maier Solar Engineering dba Solar Me | PSE&G | Accepted | 2020-12-08 | 2020-12-10 | 2021-12-10 | Hanwha | Q.CELL DUO BLK-G 6 340W | Solar Panels |  | 0.34 | 4 | 200 | 40 |  | Fixed | Roof
NJSTRE1546335349 |  | Transition Incentive Program | East Orange | 7018 | 9 | 12.24 | Residential | No | Behind the Meter | Net-metered residential rooftop and canopy |  | None | Maier Solar Engineering dba Solar Me | PSE&G | Accepted | 2020-12-08 | 2020-12-10 | 2021-12-10 | Hanwha | Q.CELL DUO BLK-G 6 340W | Solar Panels |  | 0.34 | 10 | 20 | 40 |  | Fixed | Roof
NJSTRE1546335355 |  | Transition Incentive Program | Mickleton | 8056 | 15 | 9.18 | Residential | No | Behind the Meter | Net-metered residential rooftop and canopy |  | None | NJ Solar Power, LLC | AC Electric | Accepted | 2020-12-08 | 2020-12-10 | 2021-12-10 | solaredge | SE7600H-US | Inverters | 7600 |  | 1 |  |  | 0.99 |  | Outdoor | garage
NJSTRE1546335355 |  | Transition Incentive Program | Mickleton | 8056 | 15 | 9.18 | Residential | No | Behind the Meter | Net-metered residential rooftop and canopy |  | None | NJ Solar Power, LLC | AC Electric | Accepted | 2020-12-08 | 2020-12-10 | 2021-12-10 | panasonic | VBHN340SA17 | Solar Panels |  | 0.34 | 27 | 176 | 27 |  | Fixed | Roof
NJSTRE1546335374 |  | Transition Incentive Program | Cinnaminson | 8077 | 13 | 7.8 | Residential | No | Behind the Meter | Net-metered residential rooftop and canopy |  | None | SunnyMac LLC | PSE&G | Accepted | 2020-12-08 | 2020-12-10 | 2021-12-10 | Solaredge | SE6000H-US | Inverters | 6000 |  | 1 |  |  | 0.99 |  | Outdoor | Next to Meter
NJSTRE1546335374 |  | Transition Incentive Program | Cinnaminson | 8077 | 13 | 7.8 | Residential | No | Behind the Meter | Net-metered residential rooftop and canopy |  | None | SunnyMac LLC | PSE&G | Accepted | 2020-12-08 | 2020-12-10 | 2021-12-10 | REC | TwinPeak 2 Mono | Solar Panels |  | 0.325 | 6 | 206 | 18 |  | Fixed | Roof
NJSTRE1546335374 |  | Transition Incentive Program | Cinnaminson | 8077 | 13 | 7.8 | Residential | No | Behind the Meter | Net-metered residential rooftop and canopy |  | None | SunnyMac LLC | PSE&G | Accepted | 2020-12-08 | 2020-12-10 | 2021-12-10 | REC | TwinPeak 2 Mono | Solar Panels |  | 0.325 | 9 | 206 | 18 |  | Fixed | Roof
NJSTRE1546335374 |  | Transition Incentive Program | Cinnaminson | 8077 | 13 | 7.8 | Residential | No | Behind the Meter | Net-metered residential rooftop and canopy |  | None | SunnyMac LLC | PSE&G | Accepted | 2020-12-08 | 2020-12-10 | 2021-12-10 | REC | TwinPeak 2 Mono | Solar Panels |  | 0.325 | 9 | 116 | 18 |  | Fixed | Roof
NJSTRE1546335382 |  | Transition Incentive Program | Linwood | 8221 | 19 | 8.16 | Residential | No | Behind the Meter | Net-metered residential rooftop and canopy |  | None | Trinity Solar | AC Electric | Accepted | 2020-12-08 | 2020-12-10 | 2021-12-10 | Solar Edge | SE7600 | Inverters | 7600 |  | 1 |  |  | 0.97 |  | Outside | side of home
NJSTRE1546335382 |  | Transition Incentive Program | Linwood | 8221 | 19 | 8.16 | Residential | No | Behind the Meter | Net-metered residential rooftop and canopy |  | None | Trinity Solar | AC Electric | Accepted | 2020-12-08 | 2020-12-10 | 2021-12-10 | Hanwha | Q.PEAK DUO BLK-G6 340 | Solar Panels |  | 0.34 | 24 | 307 | 30 |  | Fixed | Roof
NJSTRE1546335383 |  | Transition Incentive Program | Hamilton | 8619 | 12 | 12.24 | Residential | No | Behind the Meter | Net-metered residential rooftop and canopy |  | None | Vision Solar LLC | PSE&G | Accepted | 2020-12-08 | 2020-12-10 | 2021-12-10 | ENPHASE | IQ7-60-2-US | Inverters | 0.24 |  | 36 |  |  | 0.96 |  | Other | BEHIND EACH PANEL
NJSTRE1546335383 |  | Transition Incentive Program | Hamilton | 8619 | 12 | 12.24 | Residential | No | Behind the Meter | Net-metered residential rooftop and canopy |  | None | Vision Solar LLC | PSE&G | Accepted | 2020-12-08 | 2020-12-10 | 2021-12-10 | HANWHA Q-CELLS | Q.PEAK DUO BLK-G6+ 340 | Solar Panels |  | 0.34 | 18 | 289 | 27 |  | Fixed | Roof
NJSTRE1546335383 |  | Transition Incentive Program | Hamilton | 8619 | 12 | 12.24 | Residential | No | Behind the Meter | Net-metered residential rooftop and canopy |  | None | Vision Solar LLC | PSE&G | Accepted | 2020-12-08 | 2020-12-10 | 2021-12-10 | HANWHA Q-CELLS | Q.PEAK DUO BLK-G6+ 340 | Solar Panels |  | 0.34 | 18 | 109 | 27 |  | Fixed | Roof
NJSTRE1546335384 |  | Transition Incentive Program | Vineland | 8360 | 20 | 5.23 | Residential | No | Behind the Meter | Net-metered residential rooftop and canopy |  | None | Seabright Solar | Vineland Muni Electric | Accepted | 2020-12-08 | 2020-12-10 | 2021-12-10 | Enphase | IQ7XS-96-ACM-US | Inverters | 0.315 |  | 16 |  |  | 0.99 |  | Outside | Roof
NJSTRE1546335384 |  | Transition Incentive Program | Vineland | 8360 | 20 | 5.23 | Residential | No | Behind the Meter | Net-metered residential rooftop and canopy |  | None | Seabright Solar | Vineland Muni Electric | Accepted | 2020-12-08 | 2020-12-10 | 2021-12-10 | Sunpower | SPR-E20-327 | Solar Panels |  | 0.327 | 16 | 183 | 18 |  | Fixed | Roof
NJSTRE1546335400 |  | Transition Incentive Program | East Orange City | 7017 | 9 | 7.15 | Residential | No | Behind the Meter | Net-metered residential rooftop and canopy |  | None | SunnyMac LLC | PSE&G | Accepted | 2020-12-08 | 2020-12-10 | 2021-12-10 | Solaredge | SE6000H-US | Inverters | 6000 |  | 1 |  |  | 0.99 |  | Outdoor | Next to Meter
NJSTRE1546335400 |  | Transition Incentive Program | East Orange City | 7017 | 9 | 7.15 | Residential | No | Behind the Meter | Net-metered residential rooftop and canopy |  | None | SunnyMac LLC | PSE&G | Accepted | 2020-12-08 | 2020-12-10 | 2021-12-10 | REC | TwinPeak 2 Mono | Solar Panels |  | 0.325 | 22 | 126 | 23 |  | Fixed | Roof
NJSTRE1546335418 |  | Transition Incentive Program | Burlington | 8016 | 13 | 18.36 | Residential | No | Behind the Meter | Net-metered residential rooftop and canopy |  | None | Exact Solar | PSE&G | Accepted | 2020-12-08 | 2020-12-10 | 2021-12-10 | Enphase | IQ7+ | Inverters | 290 |  | 51 |  |  | 0.975 |  | Outdoor | Under panels
NJSTRE1546335418 |  | Transition Incentive Program | Burlington | 8016 | 13 | 18.36 | Residential | No | Behind the Meter | Net-metered residential rooftop and canopy |  | None | Exact Solar | PSE&G | Accepted | 2020-12-08 | 2020-12-10 | 2021-12-10 | LG | LG360N1C-N5 | Solar Panels |  | 0.36 | 6 | 123 | 28 |  | Fixed | Roof
NJSTRE1546335418 |  | Transition Incentive Program | Burlington | 8016 | 13 | 18.36 | Residential | No | Behind the Meter | Net-metered residential rooftop and canopy |  | None | Exact Solar | PSE&G | Accepted | 2020-12-08 | 2020-12-10 | 2021-12-10 | LG | LG360N1C-N5 | Solar Panels |  | 0.36 | 5 | 213 | 25 |  | Fixed | Roof
NJSTRE1546335418 |  | Transition Incentive Program | Burlington | 8016 | 13 | 18.36 | Residential | No | Behind the Meter | Net-metered residential rooftop and canopy |  | None | Exact Solar | PSE&G | Accepted | 2020-12-08 | 2020-12-10 | 2021-12-10 | LG | LG360N1C-N5 | Solar Panels |  | 0.36 | 37 | 213 | 28 |  | Fixed | Roof
NJSTRE1546335418 |  | Transition Incentive Program | Burlington | 8016 | 13 | 18.36 | Residential | No | Behind the Meter | Net-metered residential rooftop and canopy |  | None | Exact Solar | PSE&G | Accepted | 2020-12-08 | 2020-12-10 | 2021-12-10 | LG | LG360N1C-N5 | Solar Panels |  | 0.36 | 3 | 213 | 28 |  | Fixed | Roof
NJSTRE1546335423 |  | Transition Incentive Program | Montgomery Twp. | 8502 | 5 | 12.58 | Residential | No | Behind the Meter | Net-metered residential rooftop and canopy |  | None | Maier Solar Engineering dba Solar Me | PSE&G | Accepted | 2020-12-08 | 2020-12-10 | 2021-12-10 | Ephase | IQ7+ | Inverters | 290 |  | 37 |  |  | 0.96 |  | Outdoor | Next to meter
NJSTRE1546335423 |  | Transition Incentive Program | Montgomery Twp. | 8502 | 5 | 12.58 | Residential | No | Behind the Meter | Net-metered residential rooftop and canopy |  | None | Maier Solar Engineering dba Solar Me | PSE&G | Accepted | 2020-12-08 | 2020-12-10 | 2021-12-10 | Hanwha | Q.CELL DUO BLK-G6 340W | Solar Panels |  | 0.34 | 17 | 141 | 40 |  | Fixed | Roof
NJSTRE1546335423 |  | Transition Incentive Program | Montgomery Twp. | 8502 | 5 | 12.58 | Residential | No | Behind the Meter | Net-metered residential rooftop and canopy |  | None | Maier Solar Engineering dba Solar Me | PSE&G | Accepted | 2020-12-08 | 2020-12-10 | 2021-12-10 | Hanwha | Q.CELL DUO BLK-G6 340W | Solar Panels |  | 0.34 | 20 | 231 | 33 |  | Fixed | Roof
NJSTRE1546335424 |  | Transition Incentive Program | Magnolia | 8049 | 14 | 9.72 | Residential | Yes | Behind the Meter | Net-metered residential rooftop and canopy |  | None | Vision Solar LLC | PSE&G | Accepted | 2020-12-08 | 2020-12-10 | 2021-12-10 | ENPHASE | IQ7-60-2-US | Inverters | 0.24 |  | 29 |  |  | 0.96 |  | Other | BEHIND EACH PANEL
NJSTRE1546335424 |  | Transition Incentive Program | Magnolia | 8049 | 14 | 9.72 | Residential | Yes | Behind the Meter | Net-metered residential rooftop and canopy |  | None | Vision Solar LLC | PSE&G | Accepted | 2020-12-08 | 2020-12-10 | 2021-12-10 | HANWHA Q-CELLS | Q.PEAK DUO BLK-G6+ 335 | Solar Panels |  | 0.335 | 24 | 245 | 27 |  | Fixed | Roof
NJSTRE1546335424 |  | Transition Incentive Program | Magnolia | 8049 | 14 | 9.72 | Residential | Yes | Behind the Meter | Net-metered residential rooftop and canopy |  | None | Vision Solar LLC | PSE&G | Accepted | 2020-12-08 | 2020-12-10 | 2021-12-10 | HANWHA Q-CELLS | Q.PEAK DUO BLK-G6+ 335 | Solar Panels |  | 0.335 | 5 | 65 | 27 |  | Fixed | Roof
NJSTRE1546335442 |  | Transition Incentive Program | Penns Grove | 8069 | 16 | 7.14 | Residential | Yes | Behind the Meter | Net-metered residential rooftop and canopy |  | None | Trinity Solar | AC Electric | Accepted | 2020-12-08 | 2020-12-10 | 2021-12-10 | Solar Edge | SE6000H-US000BNC4 | Inverters | 6000 |  | 1 |  |  | 0.97 |  | Outdoor | side of home
NJSTRE1546335442 |  | Transition Incentive Program | Penns Grove | 8069 | 16 | 7.14 | Residential | Yes | Behind the Meter | Net-metered residential rooftop and canopy |  | None | Trinity Solar | AC Electric | Accepted | 2020-12-08 | 2020-12-10 | 2021-12-10 | HANWHA | Q.PEAK DUO BLK-G6 340 | Solar Panels |  | 0.34 | 12 | 209 | 32 |  | Fixed | Roof
NJSTRE1546335442 |  | Transition Incentive Program | Penns Grove | 8069 | 16 | 7.14 | Residential | Yes | Behind the Meter | Net-metered residential rooftop and canopy |  | None | Trinity Solar | AC Electric | Accepted | 2020-12-08 | 2020-12-10 | 2021-12-10 | HANWHA | Q.PEAK DUO BLK-G6 340 | Solar Panels |  | 0.34 | 9 | 210 | 45 |  | Fixed | Roof
NJSTRE1546335443 |  | Transition Incentive Program | Wayne | 7470 | 6 | 6.1 | Residential | Yes | Behind the Meter | Net-metered residential rooftop and canopy |  | None | Sunrun Installation Services, Inc. | PSE&G | Accepted | 2020-12-08 | 2020-12-10 | 2021-12-10 | Enphase Energy | IQ7-60-x-US (240V) | Inverters | 240 |  | 20 |  |  | 0.96 |  | Outdoor | Rooftop
NJSTRE1546335443 |  | Transition Incentive Program | Wayne | 7470 | 6 | 6.1 | Residential | Yes | Behind the Meter | Net-metered residential rooftop and canopy |  | None | Sunrun Installation Services, Inc. | PSE&G | Accepted | 2020-12-08 | 2020-12-10 | 2021-12-10 | LONGi Green Energy Technology Co Ltd | LR6-60HPB-305M | Solar Panels |  | 0.305 | 12 | 114 | 29 |  | Fixed | Roof
NJSTRE1546335443 |  | Transition Incentive Program | Wayne | 7470 | 6 | 6.1 | Residential | Yes | Behind the Meter | Net-metered residential rooftop and canopy |  | None | Sunrun Installation Services, Inc. | PSE&G | Accepted | 2020-12-08 | 2020-12-10 | 2021-12-10 | LONGi Green Energy Technology Co Ltd | LR6-60HPB-305M | Solar Panels |  | 0.305 | 8 | 294 | 19 |  | Fixed | Roof
NJSTRE1546335447 |  | Transition Incentive Program | Clark | 7066 | 10 | 5.78 | Residential | No | Behind the Meter | Net-metered residential rooftop and canopy |  | None | Vision Solar LLC | PSE&G | Accepted | 2020-12-08 | 2020-12-10 | 2021-12-10 | ENPHASE | IQ7-60-2-US | Inverters | 0.24 |  | 17 |  |  | 0.96 |  | Other | BEHIND EACH PANEL
NJSTRE1546335447 |  | Transition Incentive Program | Clark | 7066 | 10 | 5.78 | Residential | No | Behind the Meter | Net-metered residential rooftop and canopy |  | None | Vision Solar LLC | PSE&G | Accepted | 2020-12-08 | 2020-12-10 | 2021-12-10 | HANWHA Q-CELLS | Q.PEAK DUO BLK-G6+ 340 | Solar Panels |  | 0.34 | 4 | 219 | 31 |  | Fixed | Roof
NJSTRE1546335447 |  | Transition Incentive Program | Clark | 7066 | 10 | 5.78 | Residential | No | Behind the Meter | Net-metered residential rooftop and canopy |  | None | Vision Solar LLC | PSE&G | Accepted | 2020-12-08 | 2020-12-10 | 2021-12-10 | HANWHA Q-CELLS | Q.PEAK DUO BLK-G6+ 340 | Solar Panels |  | 0.34 | 13 | 129 | 35 |  | Fixed | Roof
NJSTRE1546335449 |  | Transition Incentive Program | Erial | 8081 | 14 | 10.8 | Residential | No | Behind the Meter | Net-metered residential rooftop and canopy |  | None | SunnyMac LLC | AC Electric | Accepted | 2020-12-08 | 2020-12-10 | 2021-12-10 | Solaredge | SE10000H-US | Inverters | 10000 |  | 1 |  |  | 0.99 |  | Outdoor | Next to Meter
NJSTRE1546335449 |  | Transition Incentive Program | Erial | 8081 | 14 | 10.8 | Residential | No | Behind the Meter | Net-metered residential rooftop and canopy |  | None | SunnyMac LLC | AC Electric | Accepted | 2020-12-08 | 2020-12-10 | 2021-12-10 | REC | 360AA-BLK | Solar Panels |  | 0.36 | 4 | 145 | 30 |  | Fixed | Roof
NJSTRE1546335449 |  | Transition Incentive Program | Erial | 8081 | 14 | 10.8 | Residential | No | Behind the Meter | Net-metered residential rooftop and canopy |  | None | SunnyMac LLC | AC Electric | Accepted | 2020-12-08 | 2020-12-10 | 2021-12-10 | REC | 360AA-BLK | Solar Panels |  | 0.36 | 22 | 144 | 30 |  | Fixed | Roof
NJSTRE1546335449 |  | Transition Incentive Program | Erial | 8081 | 14 | 10.8 | Residential | No | Behind the Meter | Net-metered residential rooftop and canopy |  | None | SunnyMac LLC | AC Electric | Accepted | 2020-12-08 | 2020-12-10 | 2021-12-10 | REC | 360AA-BLK | Solar Panels |  | 0.36 | 4 | 325 | 30 |  | Fixed | Roof
NJSTRE1546335460 |  | Transition Incentive Program | Marlboro | 7746 | 17 | 9.18 | Residential | No | Behind the Meter | Net-metered residential rooftop and canopy |  | None | NJ Solar Power, LLC | JCP&L | Accepted | 2020-12-08 | 2020-12-10 | 2021-12-10 | solaredge | SE7600H-US | Inverters | 7600 |  | 1 |  |  | 0.99 |  | Outdoor | garage
NJSTRE1546335460 |  | Transition Incentive Program | Marlboro | 7746 | 17 | 9.18 | Residential | No | Behind the Meter | Net-metered residential rooftop and canopy |  | None | NJ Solar Power, LLC | JCP&L | Accepted | 2020-12-08 | 2020-12-10 | 2021-12-10 | panasonic | VBHN340SA17 | Solar Panels |  | 0.34 | 16 | 172 | 34 |  | Fixed | Roof
NJSTRE1546335460 |  | Transition Incentive Program | Marlboro | 7746 | 17 | 9.18 | Residential | No | Behind the Meter | Net-metered residential rooftop and canopy |  | None | NJ Solar Power, LLC | JCP&L | Accepted | 2020-12-08 | 2020-12-10 | 2021-12-10 | panasonic | VBHN340SA17 | Solar Panels |  | 0.34 | 11 | 172 | 34 |  | Fixed | Roof
NJSTRE1546335463 |  | Transition Incentive Program | Burlington | 8016 | 13 | 6.5 | Residential | Yes | Behind the Meter | Net-metered residential rooftop and canopy |  | None | SunnyMac LLC | PSE&G | Accepted | 2020-12-08 | 2020-12-10 | 2021-12-10 | Solaredge | SE5000H-US | Inverters | 5000 |  | 1 |  |  | 0.99 |  | Outdoor | Next to MEter
NJSTRE1546335463 |  | Transition Incentive Program | Burlington | 8016 | 13 | 6.5 | Residential | Yes | Behind the Meter | Net-metered residential rooftop and canopy |  | None | SunnyMac LLC | PSE&G | Accepted | 2020-12-08 | 2020-12-10 | 2021-12-10 | REC | TwinPeak 2 Mono | Solar Panels |  | 0.325 | 20 | 140 | 26 |  | Fixed | Roof
NJSTRE1546335465 |  | Transition Incentive Program | East Brunswick | 8816 | 11 | 13.86 | Residential | No | Behind the Meter | Net-metered residential rooftop and canopy |  | None | Exact Solar | PSE&G | Accepted | 2020-12-08 | 2020-12-11 | 2021-12-11 | Enphase | IQ7+ | Inverters | 290 |  | 42 |  |  | 0.975 |  | Outdoor | Under panels
NJSTRE1546335465 |  | Transition Incentive Program | East Brunswick | 8816 | 11 | 13.86 | Residential | No | Behind the Meter | Net-metered residential rooftop and canopy |  | None | Exact Solar | PSE&G | Accepted | 2020-12-08 | 2020-12-11 | 2021-12-11 | Axitec | AC-330MH/120S | Solar Panels |  | 0.33 | 14 | 218 | 20 |  | Fixed | Roof
NJSTRE1546335465 |  | Transition Incentive Program | East Brunswick | 8816 | 11 | 13.86 | Residential | No | Behind the Meter | Net-metered residential rooftop and canopy |  | None | Exact Solar | PSE&G | Accepted | 2020-12-08 | 2020-12-11 | 2021-12-11 | Axitec | AC-330MH/120S | Solar Panels |  | 0.33 | 6 | 20 | 218 |  | Fixed | Roof
NJSTRE1546335465 |  | Transition Incentive Program | East Brunswick | 8816 | 11 | 13.86 | Residential | No | Behind the Meter | Net-metered residential rooftop and canopy |  | None | Exact Solar | PSE&G | Accepted | 2020-12-08 | 2020-12-11 | 2021-12-11 | Axitec | AC-330MH/120S | Solar Panels |  | 0.33 | 6 | 218 | 20 |  | Fixed | Roof
NJSTRE1546335465 |  | Transition Incentive Program | East Brunswick | 8816 | 11 | 13.86 | Residential | No | Behind the Meter | Net-metered residential rooftop and canopy |  | None | Exact Solar | PSE&G | Accepted | 2020-12-08 | 2020-12-11 | 2021-12-11 | Axitec | AC-330MH/120S | Solar Panels |  | 0.33 | 16 | 218 | 20 |  | Fixed | Roof
NJSTRE1546335471 |  | Transition Incentive Program | Middlesex | 8846 | 11 | 13.42 | Residential | Yes | Behind the Meter | Net-metered residential rooftop and canopy |  | None | Sunrun Installation Services, Inc. | PSE&G | Accepted | 2020-12-08 | 2020-12-10 | 2021-12-10 | LG Chem | RESU 10H SEG | Electric Storage Battery |  |  | 1 |  |  |  | Lithium Ion |  | outside
NJSTRE1546335471 |  | Transition Incentive Program | Middlesex | 8846 | 11 | 13.42 | Residential | Yes | Behind the Meter | Net-metered residential rooftop and canopy |  | None | Sunrun Installation Services, Inc. | PSE&G | Accepted | 2020-12-08 | 2020-12-10 | 2021-12-10 | Delta Electronics | E6-TL-US | Inverters | 6000 |  | 1 |  |  | 0.96 |  | Outdoor | Next To Meter
NJSTRE1546335471 |  | Transition Incentive Program | Middlesex | 8846 | 11 | 13.42 | Residential | Yes | Behind the Meter | Net-metered residential rooftop and canopy |  | None | Sunrun Installation Services, Inc. | PSE&G | Accepted | 2020-12-08 | 2020-12-10 | 2021-12-10 | Delta Electronics | M10-TL-US | Inverters | 10000 |  | 1 |  |  | 0.96 |  | Outdoor | Next To Meter
NJSTRE1546335471 |  | Transition Incentive Program | Middlesex | 8846 | 11 | 13.42 | Residential | Yes | Behind the Meter | Net-metered residential rooftop and canopy |  | None | Sunrun Installation Services, Inc. | PSE&G | Accepted | 2020-12-08 | 2020-12-10 | 2021-12-10 | LONGi Green Energy Technology Co Ltd | LR6-60HPB-305M | Solar Panels |  | 0.305 | 20 | 87 | 27 |  | Fixed | Roof
NJSTRE1546335471 |  | Transition Incentive Program | Middlesex | 8846 | 11 | 13.42 | Residential | Yes | Behind the Meter | Net-metered residential rooftop and canopy |  | None | Sunrun Installation Services, Inc. | PSE&G | Accepted | 2020-12-08 | 2020-12-10 | 2021-12-10 | LONGi Green Energy Technology Co Ltd | LR6-60HPB-305M | Solar Panels |  | 0.305 | 10 | 267 | 27 |  | Fixed | Roof
NJSTRE1546335471 |  | Transition Incentive Program | Middlesex | 8846 | 11 | 13.42 | Residential | Yes | Behind the Meter | Net-metered residential rooftop and canopy |  | None | Sunrun Installation Services, Inc. | PSE&G | Accepted | 2020-12-08 | 2020-12-10 | 2021-12-10 | LONGi Green Energy Technology Co Ltd | LR6-60HPB-305M | Solar Panels |  | 0.305 | 14 | 267 | 27 |  | Fixed | Roof
NJSTRE1546335480 |  | Transition Incentive Program | Lanoka Harrbor | 8734 | 18 | 9.28 | Residential | No | Behind the Meter | Net-metered residential rooftop and canopy |  | None | Orbit Energy & Power, LLC | JCP&L | Accepted | 2020-12-08 | 2020-12-11 | 2021-12-11 | ENPHASE ENERGY | IQ7-60-2-US | Inverters | 240 |  | 29 |  |  | 0.99 |  | Other | UNDER EACH PANEL
NJSTRE1546335480 |  | Transition Incentive Program | Lanoka Harrbor | 8734 | 18 | 9.28 | Residential | No | Behind the Meter | Net-metered residential rooftop and canopy |  | None | Orbit Energy & Power, LLC | JCP&L | Accepted | 2020-12-08 | 2020-12-11 | 2021-12-11 | HANWHA | Q PEAK CELLS 320W | Solar Panels |  | 0.32 | 13 | 185 | 30 |  | Fixed | Roof
NJSTRE1546335480 |  | Transition Incentive Program | Lanoka Harrbor | 8734 | 18 | 9.28 | Residential | No | Behind the Meter | Net-metered residential rooftop and canopy |  | None | Orbit Energy & Power, LLC | JCP&L | Accepted | 2020-12-08 | 2020-12-11 | 2021-12-11 | HANWHA | Q PEAK CELLS 320W | Solar Panels |  | 0.32 | 4 | 185 | 25 |  | Fixed | Roof
NJSTRE1546335480 |  | Transition Incentive Program | Lanoka Harrbor | 8734 | 18 | 9.28 | Residential | No | Behind the Meter | Net-metered residential rooftop and canopy |  | None | Orbit Energy & Power, LLC | JCP&L | Accepted | 2020-12-08 | 2020-12-11 | 2021-12-11 | HANWHA | Q PEAK CELLS 320W | Solar Panels |  | 0.32 | 9 | 5 | 25 |  | Fixed | Roof
NJSTRE1546335480 |  | Transition Incentive Program | Lanoka Harrbor | 8734 | 18 | 9.28 | Residential | No | Behind the Meter | Net-metered residential rooftop and canopy |  | None | Orbit Energy & Power, LLC | JCP&L | Accepted | 2020-12-08 | 2020-12-11 | 2021-12-11 | HANWHA | Q PEAK CELLS 320W | Solar Panels |  | 0.32 | 3 | 275 | 40 |  | Fixed | Roof
NJSTRE1546335488 |  | Transition Incentive Program | Bayville | 8721 | 18 | 9.52 | Residential | Yes | Behind the Meter | Net-metered residential rooftop and canopy |  | None | Trinity Solar | JCP&L | Accepted | 2020-12-08 | 2020-12-11 | 2021-12-11 | Solar Edge | SE7600H-US | Inverters | 7600 |  | 1 |  |  | 0.97 |  | Outside | side of home
NJSTRE1546335488 |  | Transition Incentive Program | Bayville | 8721 | 18 | 9.52 | Residential | Yes | Behind the Meter | Net-metered residential rooftop and canopy |  | None | Trinity Solar | JCP&L | Accepted | 2020-12-08 | 2020-12-11 | 2021-12-11 | Hanwha 340 | Q.PEAK DUO BLK-G6 340 | Solar Panels |  | 0.34 | 15 | 173 | 18 |  | Fixed | Roof
NJSTRE1546335488 |  | Transition Incentive Program | Bayville | 8721 | 18 | 9.52 | Residential | Yes | Behind the Meter | Net-metered residential rooftop and canopy |  | None | Trinity Solar | JCP&L | Accepted | 2020-12-08 | 2020-12-11 | 2021-12-11 | Hanwha 340 | Q.PEAK DUO BLK-G6 340 | Solar Panels |  | 0.34 | 13 | 173 | 26 |  | Fixed | Roof
NJSTRE1546335493 |  | Transition Incentive Program | Scotch Plains | 7076 | 10 | 9.76 | Residential | Yes | Behind the Meter | Net-metered residential rooftop and canopy |  | None | Sunrun Installation Services, Inc. | PSE&G | Accepted | 2020-12-08 | 2020-12-11 | 2021-12-11 | LG Chem | RESU 10H SEG | Electric Storage Battery |  |  | 1 |  |  |  | Lithium Ion |  | outside
NJSTRE1546335493 |  | Transition Incentive Program | Scotch Plains | 7076 | 10 | 9.76 | Residential | Yes | Behind the Meter | Net-metered residential rooftop and canopy |  | None | Sunrun Installation Services, Inc. | PSE&G | Accepted | 2020-12-08 | 2020-12-11 | 2021-12-11 | Delta Electronics | E6-TL-US | Inverters | 6000 |  | 1 |  |  | 0.96 |  | Outdoor | Next To Meter
NJSTRE1546335493 |  | Transition Incentive Program | Scotch Plains | 7076 | 10 | 9.76 | Residential | Yes | Behind the Meter | Net-metered residential rooftop and canopy |  | None | Sunrun Installation Services, Inc. | PSE&G | Accepted | 2020-12-08 | 2020-12-11 | 2021-12-11 | Delta Electronics | M4-TL-US | Inverters | 4000 |  | 1 |  |  | 0.96 |  | Outdoor | Next To Meter
NJSTRE1546335493 |  | Transition Incentive Program | Scotch Plains | 7076 | 10 | 9.76 | Residential | Yes | Behind the Meter | Net-metered residential rooftop and canopy |  | None | Sunrun Installation Services, Inc. | PSE&G | Accepted | 2020-12-08 | 2020-12-11 | 2021-12-11 | LONGi Green Energy Technology Co Ltd | LR6-60HPB-305M | Solar Panels |  | 0.305 | 12 | 216 | 25 |  | Fixed | Roof
NJSTRE1546335493 |  | Transition Incentive Program | Scotch Plains | 7076 | 10 | 9.76 | Residential | Yes | Behind the Meter | Net-metered residential rooftop and canopy |  | None | Sunrun Installation Services, Inc. | PSE&G | Accepted | 2020-12-08 | 2020-12-11 | 2021-12-11 | LONGi Green Energy Technology Co Ltd | LR6-60HPB-305M | Solar Panels |  | 0.305 | 10 | 36 | 25 |  | Fixed | Roof
NJSTRE1546335493 |  | Transition Incentive Program | Scotch Plains | 7076 | 10 | 9.76 | Residential | Yes | Behind the Meter | Net-metered residential rooftop and canopy |  | None | Sunrun Installation Services, Inc. | PSE&G | Accepted | 2020-12-08 | 2020-12-11 | 2021-12-11 | LONGi Green Energy Technology Co Ltd | LR6-60HPB-305M | Solar Panels |  | 0.305 | 10 | 36 | 25 |  | Fixed | Roof
NJSTRE1546335501 |  | Transition Incentive Program | Galloway | 8205 | 19 | 8.84 | Residential | Yes | Behind the Meter | Net-metered residential rooftop and canopy |  | None | Trinity Solar | AC Electric | Accepted | 2020-12-08 | 2020-12-11 | 2021-12-11 | Solar Edge | SE7600H-US000BNC4 | Inverters | 7600 |  | 1 |  |  | 0.97 |  | Outdoor | side of home
NJSTRE1546335501 |  | Transition Incentive Program | Galloway | 8205 | 19 | 8.84 | Residential | Yes | Behind the Meter | Net-metered residential rooftop and canopy |  | None | Trinity Solar | AC Electric | Accepted | 2020-12-08 | 2020-12-11 | 2021-12-11 | HANWHA | Q.PEAK DUO BLK-G6 340 | Solar Panels |  | 0.34 | 26 | 270 | 18 |  | Fixed | Roof
NJSTRE1546335507 |  | Transition Incentive Program | Colonia | 7067 | 10 | 9.8 | Residential | Yes | Behind the Meter | Net-metered residential rooftop and canopy |  | None | Pro Custom Solar dba Momentum Solar | PSE&G | Accepted | 2020-12-08 | 2020-12-11 | 2021-12-11 | Enphase | IQ7Plus-72-2-US | Inverters | 290 |  | 28 |  |  | 0.97 |  | Outdoor | Roof
NJSTRE1546335507 |  | Transition Incentive Program | Colonia | 7067 | 10 | 9.8 | Residential | Yes | Behind the Meter | Net-metered residential rooftop and canopy |  | None | Pro Custom Solar dba Momentum Solar | PSE&G | Accepted | 2020-12-08 | 2020-12-11 | 2021-12-11 | LG ELECTRONICS | LG 350N1C-V5 | Solar Panels |  | 0.35 | 10 | 209 | 23 |  | Fixed | Roof
NJSTRE1546335507 |  | Transition Incentive Program | Colonia | 7067 | 10 | 9.8 | Residential | Yes | Behind the Meter | Net-metered residential rooftop and canopy |  | None | Pro Custom Solar dba Momentum Solar | PSE&G | Accepted | 2020-12-08 | 2020-12-11 | 2021-12-11 | LG ELECTRONICS | LG 350N1C-V5 | Solar Panels |  | 0.35 | 4 | 209 | 21 |  | Fixed | Roof
NJSTRE1546335507 |  | Transition Incentive Program | Colonia | 7067 | 10 | 9.8 | Residential | Yes | Behind the Meter | Net-metered residential rooftop and canopy |  | None | Pro Custom Solar dba Momentum Solar | PSE&G | Accepted | 2020-12-08 | 2020-12-11 | 2021-12-11 | LG ELECTRONICS | LG 350N1C-V5 | Solar Panels |  | 0.35 | 10 | 29 | 23 |  | Fixed | Roof
NJSTRE1546335507 |  | Transition Incentive Program | Colonia | 7067 | 10 | 9.8 | Residential | Yes | Behind the Meter | Net-metered residential rooftop and canopy |  | None | Pro Custom Solar dba Momentum Solar | PSE&G | Accepted | 2020-12-08 | 2020-12-11 | 2021-12-11 | LG ELECTRONICS | LG 350N1C-V5 | Solar Panels |  | 0.35 | 4 | 29 | 21 |  | Fixed | Roof
NJSTRE1546335508 |  | Transition Incentive Program | Old Bridge Township | 8857 | 11 | 17.33 | Residential | Yes | Behind the Meter | Net-metered residential rooftop and canopy |  | None | Freedom Forever New Jersey LLC | JCP&L | Accepted | 2020-12-16 | 2020-12-21 | 2021-12-21 | Solar Edge | SE10000H-US [SI1] RGM | Inverters | 10000 |  | 1 |  |  | 0.99 |  | Outdoor | n/a
NJSTRE1546335508 |  | Transition Incentive Program | Old Bridge Township | 8857 | 11 | 17.33 | Residential | Yes | Behind the Meter | Net-metered residential rooftop and canopy |  | None | Freedom Forever New Jersey LLC | JCP&L | Accepted | 2020-12-16 | 2020-12-21 | 2021-12-21 | Solar Edge | SE3800H-US [SI1] RGM | Inverters | 3800 |  | 1 |  |  | 0.99 |  | Outdoor | n/a
NJSTRE1546335508 |  | Transition Incentive Program | Old Bridge Township | 8857 | 11 | 17.33 | Residential | Yes | Behind the Meter | Net-metered residential rooftop and canopy |  | None | Freedom Forever New Jersey LLC | JCP&L | Accepted | 2020-12-16 | 2020-12-21 | 2021-12-21 | Longi | LR6-60HPB-315M | Solar Panels |  | 0.315 | 18 | 1 | 20 |  | Fixed | Roof | n/a
NJSTRE1546335508 |  | Transition Incentive Program | Old Bridge Township | 8857 | 11 | 17.33 | Residential | Yes | Behind the Meter | Net-metered residential rooftop and canopy |  | None | Freedom Forever New Jersey LLC | JCP&L | Accepted | 2020-12-16 | 2020-12-21 | 2021-12-21 | Longi | LR6-60HPB-315M | Solar Panels |  | 0.315 | 9 | 3 | 22 |  | Fixed | Roof | n/a
NJSTRE1546335508 |  | Transition Incentive Program | Old Bridge Township | 8857 | 11 | 17.33 | Residential | Yes | Behind the Meter | Net-metered residential rooftop and canopy |  | None | Freedom Forever New Jersey LLC | JCP&L | Accepted | 2020-12-16 | 2020-12-21 | 2021-12-21 | Longi | LR6-60HPB-315M | Solar Panels |  | 0.315 | 10 | 2 | 18 |  | Fixed | Roof | n/a
NJSTRE1546335508 |  | Transition Incentive Program | Old Bridge Township | 8857 | 11 | 17.33 | Residential | Yes | Behind the Meter | Net-metered residential rooftop and canopy |  | None | Freedom Forever New Jersey LLC | JCP&L | Accepted | 2020-12-16 | 2020-12-21 | 2021-12-21 | Longi | LR6-60HPB-315M | Solar Panels |  | 0.315 | 9 | 4 | 22 |  | Fixed | Roof | n/a
NJSTRE1546335508 |  | Transition Incentive Program | Old Bridge Township | 8857 | 11 | 17.33 | Residential | Yes | Behind the Meter | Net-metered residential rooftop and canopy |  | None | Freedom Forever New Jersey LLC | JCP&L | Accepted | 2020-12-16 | 2020-12-21 | 2021-12-21 | Longi | LR6-60HPB-315M | Solar Panels |  | 0.315 | 9 | 5 | 34 |  | Fixed | Roof | n/a
NJSTRE1546335519 |  | Transition Incentive Program | Port Republic | 8241 | 19 | 16.25 | Residential | No | Behind the Meter | Net-metered residential rooftop and canopy |  | None | Acos Energy, LLC | AC Electric | Accepted | 2020-12-08 | 2020-12-10 | 2021-12-10 | Enphase | IQ7 | Inverters | 0.24 |  | 50 |  |  | 0.97 |  | Outside | roof
NJSTRE1546335519 |  | Transition Incentive Program | Port Republic | 8241 | 19 | 16.25 | Residential | No | Behind the Meter | Net-metered residential rooftop and canopy |  | None | Acos Energy, LLC | AC Electric | Accepted | 2020-12-08 | 2020-12-10 | 2021-12-10 | Trina | TSM DD06M.05 II 325W | Solar Panels |  | 0.325 | 32 | 210 | 19 |  | Fixed | Roof
NJSTRE1546335519 |  | Transition Incentive Program | Port Republic | 8241 | 19 | 16.25 | Residential | No | Behind the Meter | Net-metered residential rooftop and canopy |  | None | Acos Energy, LLC | AC Electric | Accepted | 2020-12-08 | 2020-12-10 | 2021-12-10 | Trina | TSM DD06M.05II 325W | Solar Panels |  | 0.325 | 18 | 30 | 30 |  | Fixed | Roof
NJSTRE1546335524 |  | Transition Incentive Program | Clark TWP | 7066 | 10 | 14.28 | Residential | Yes | Behind the Meter | Net-metered residential rooftop and canopy |  | None | Tesla Energy Operations Inc. | PSE&G | Accepted | 2020-12-08 | 2020-12-11 | 2021-12-11 | Tesla | AC Powerwall 2.0 | Electric Storage Battery |  |  | 4 |  |  |  | Lithium Ion |  | Inside
NJSTRE1546335524 |  | Transition Incentive Program | Clark TWP | 7066 | 10 | 14.28 | Residential | Yes | Behind the Meter | Net-metered residential rooftop and canopy |  | None | Tesla Energy Operations Inc. | PSE&G | Accepted | 2020-12-08 | 2020-12-11 | 2021-12-11 | SolarEdge Technologies | SE11400H-US [240V] | Inverters | 11400 |  | 1 |  |  | 0.99 |  | Outside | Outside
NJSTRE1546335524 |  | Transition Incentive Program | Clark TWP | 7066 | 10 | 14.28 | Residential | Yes | Behind the Meter | Net-metered residential rooftop and canopy |  | None | Tesla Energy Operations Inc. | PSE&G | Accepted | 2020-12-08 | 2020-12-11 | 2021-12-11 | Hanwha Q-CELLS | Q.Peak DUO BLK-G6+ 340 | Solar Panels |  | 0.34 | 2 | 38 | 21 |  | Fixed | Roof
NJSTRE1546335524 |  | Transition Incentive Program | Clark TWP | 7066 | 10 | 14.28 | Residential | Yes | Behind the Meter | Net-metered residential rooftop and canopy |  | None | Tesla Energy Operations Inc. | PSE&G | Accepted | 2020-12-08 | 2020-12-11 | 2021-12-11 | Hanwha Q-CELLS | Q.Peak DUO BLK-G6+ 340 | Solar Panels |  | 0.34 | 3 | 38 | 16 |  | Fixed | Roof
NJSTRE1546335524 |  | Transition Incentive Program | Clark TWP | 7066 | 10 | 14.28 | Residential | Yes | Behind the Meter | Net-metered residential rooftop and canopy |  | None | Tesla Energy Operations Inc. | PSE&G | Accepted | 2020-12-08 | 2020-12-11 | 2021-12-11 | Hanwha Q-CELLS | Q.Peak DUO BLK-G6+ 340 | Solar Panels |  | 0.34 | 11 | 38 | 16 |  | Fixed | Roof
NJSTRE1546335524 |  | Transition Incentive Program | Clark TWP | 7066 | 10 | 14.28 | Residential | Yes | Behind the Meter | Net-metered residential rooftop and canopy |  | None | Tesla Energy Operations Inc. | PSE&G | Accepted | 2020-12-08 | 2020-12-11 | 2021-12-11 | Hanwha Q-CELLS | Q.Peak DUO BLK-G6+ 340 | Solar Panels |  | 0.34 | 4 | 128 | 16 |  | Fixed | Roof
NJSTRE1546335524 |  | Transition Incentive Program | Clark TWP | 7066 | 10 | 14.28 | Residential | Yes | Behind the Meter | Net-metered residential rooftop and canopy |  | None | Tesla Energy Operations Inc. | PSE&G | Accepted | 2020-12-08 | 2020-12-11 | 2021-12-11 | Hanwha Q-CELLS | Q.Peak DUO BLK-G6+ 340 | Solar Panels |  | 0.34 | 15 | 218 | 16 |  | Fixed | Roof
NJSTRE1546335524 |  | Transition Incentive Program | Clark TWP | 7066 | 10 | 14.28 | Residential | Yes | Behind the Meter | Net-metered residential rooftop and canopy |  | None | Tesla Energy Operations Inc. | PSE&G | Accepted | 2020-12-08 | 2020-12-11 | 2021-12-11 | Hanwha Q-CELLS | Q.Peak DUO BLK-G6+ 340 | Solar Panels |  | 0.34 | 3 | 218 | 21 |  | Fixed | Roof
NJSTRE1546335524 |  | Transition Incentive Program | Clark TWP | 7066 | 10 | 14.28 | Residential | Yes | Behind the Meter | Net-metered residential rooftop and canopy |  | None | Tesla Energy Operations Inc. | PSE&G | Accepted | 2020-12-08 | 2020-12-11 | 2021-12-11 | Hanwha Q-CELLS | Q.Peak DUO BLK-G6+ 340 | Solar Panels |  | 0.34 | 4 | 308 | 16 |  | Fixed | Roof
NJSTRE1546335529 |  | Transition Incentive Program | Bergenfield | 7621 | 7 | 11.29 | Residential | Yes | Behind the Meter | Net-metered residential rooftop and canopy |  | None | Sunrun Installation Services, Inc. | PSE&G | Accepted | 2020-12-08 | 2020-12-10 | 2021-12-10 | Enphase Energy | IQ7-60-x-US (240V) | Inverters | 240 |  | 37 |  |  | 0.96 |  | Outdoor | Rooftop
NJSTRE1546335529 |  | Transition Incentive Program | Bergenfield | 7621 | 7 | 11.29 | Residential | Yes | Behind the Meter | Net-metered residential rooftop and canopy |  | None | Sunrun Installation Services, Inc. | PSE&G | Accepted | 2020-12-08 | 2020-12-10 | 2021-12-10 | LONGi Green Energy Technology Co Ltd | LR6-60HPB-305M | Solar Panels |  | 0.305 | 16 | 360 | 22 |  | Fixed | Roof
NJSTRE1546335529 |  | Transition Incentive Program | Bergenfield | 7621 | 7 | 11.29 | Residential | Yes | Behind the Meter | Net-metered residential rooftop and canopy |  | None | Sunrun Installation Services, Inc. | PSE&G | Accepted | 2020-12-08 | 2020-12-10 | 2021-12-10 | LONGi Green Energy Technology Co Ltd | LR6-60HPB-305M | Solar Panels |  | 0.305 | 21 | 180 | 24 |  | Fixed | Roof
NJSTRE1546335532 |  | Transition Incentive Program | Kirkwood | 8043 | 14 | 10.72 | Residential | Yes | Behind the Meter | Net-metered residential rooftop and canopy |  | None | Vision Solar LLC | AC Electric | Accepted | 2020-12-08 | 2020-12-10 | 2021-12-10 | ENPHASE | IQ7-60-2-US | Inverters | 0.24 |  | 32 |  |  | 0.96 |  | Other | BEHIND EACH PANEL
NJSTRE1546335532 |  | Transition Incentive Program | Kirkwood | 8043 | 14 | 10.72 | Residential | Yes | Behind the Meter | Net-metered residential rooftop and canopy |  | None | Vision Solar LLC | AC Electric | Accepted | 2020-12-08 | 2020-12-10 | 2021-12-10 | HANWHA Q-CELLS | Q.PEAK DUO BLK-G6+ 335 | Solar Panels |  | 0.335 | 6 | 31 | 278 |  | Fixed | Roof
NJSTRE1546335532 |  | Transition Incentive Program | Kirkwood | 8043 | 14 | 10.72 | Residential | Yes | Behind the Meter | Net-metered residential rooftop and canopy |  | None | Vision Solar LLC | AC Electric | Accepted | 2020-12-08 | 2020-12-10 | 2021-12-10 | HANWHA Q-CELLS | Q.PEAK DUO BLK-G6+ 335 | Solar Panels |  | 0.335 | 22 | 31 | 98 |  | Fixed | Roof
NJSTRE1546335532 |  | Transition Incentive Program | Kirkwood | 8043 | 14 | 10.72 | Residential | Yes | Behind the Meter | Net-metered residential rooftop and canopy |  | None | Vision Solar LLC | AC Electric | Accepted | 2020-12-08 | 2020-12-10 | 2021-12-10 | HANWHA Q-CELLS | Q.PEAK DUO BLK-G6+ 335 | Solar Panels |  | 0.335 | 4 | 30 | 97 |  | Fixed | Roof
NJSTRE1546335548 |  | Transition Incentive Program | Swedesboro | 8085 | 15 | 18.7 | Residential | No | Behind the Meter | Net-metered residential rooftop and canopy |  | None | Green Power Energy | AC Electric | Accepted | 2020-12-08 | 2020-12-10 | 2021-12-10 | Enphase Energy | IQ7PLUS-72-2-US (240V) | Inverters | 290 |  | 55 |  |  | 0.975 |  | Outside | next to meter
NJSTRE1546335548 |  | Transition Incentive Program | Swedesboro | 8085 | 15 | 18.7 | Residential | No | Behind the Meter | Net-metered residential rooftop and canopy |  | None | Green Power Energy | AC Electric | Accepted | 2020-12-08 | 2020-12-10 | 2021-12-10 | LG Electronics | LG340N1K-L5 | Solar Panels |  | 0.34 | 3 | 221 | 25 |  | Fixed | Roof
NJSTRE1546335548 |  | Transition Incentive Program | Swedesboro | 8085 | 15 | 18.7 | Residential | No | Behind the Meter | Net-metered residential rooftop and canopy |  | None | Green Power Energy | AC Electric | Accepted | 2020-12-08 | 2020-12-10 | 2021-12-10 | LG Electronics | LG340N1K-L5 | Solar Panels |  | 0.34 | 6 | 221 | 30 |  | Fixed | Roof
NJSTRE1546335548 |  | Transition Incentive Program | Swedesboro | 8085 | 15 | 18.7 | Residential | No | Behind the Meter | Net-metered residential rooftop and canopy |  | None | Green Power Energy | AC Electric | Accepted | 2020-12-08 | 2020-12-10 | 2021-12-10 | LG Electronics | LG340N1K-L5 | Solar Panels |  | 0.34 | 14 | 220 | 30 |  | Fixed | Roof
NJSTRE1546335548 |  | Transition Incentive Program | Swedesboro | 8085 | 15 | 18.7 | Residential | No | Behind the Meter | Net-metered residential rooftop and canopy |  | None | Green Power Energy | AC Electric | Accepted | 2020-12-08 | 2020-12-10 | 2021-12-10 | LG Electronics | LG340N1K-L5 | Solar Panels |  | 0.34 | 30 | 41 | 30 |  | Fixed | Roof
NJSTRE1546335548 |  | Transition Incentive Program | Swedesboro | 8085 | 15 | 18.7 | Residential | No | Behind the Meter | Net-metered residential rooftop and canopy |  | None | Green Power Energy | AC Electric | Accepted | 2020-12-08 | 2020-12-10 | 2021-12-10 | LG Electronics | LG340N1K-L5 | Solar Panels |  | 0.34 | 2 | 130 | 25 |  | Fixed | Roof
NJSTRE1546335552 |  | Transition Incentive Program | Little Falls | 7424 | 6 | 12.24 | Residential | No | Behind the Meter | Net-metered residential rooftop and canopy |  | None | Maier Solar Engineering dba Solar Me | PSE&G | Accepted | 2020-12-08 | 2020-12-10 | 2021-12-10 | Enphase | IQ7+ | Inverters | 290 |  | 36 |  |  | 0.96 |  | Outdoor | Next to meter
NJSTRE1546335552 |  | Transition Incentive Program | Little Falls | 7424 | 6 | 12.24 | Residential | No | Behind the Meter | Net-metered residential rooftop and canopy |  | None | Maier Solar Engineering dba Solar Me | PSE&G | Accepted | 2020-12-08 | 2020-12-10 | 2021-12-10 | Hanwha | Q.CELL DUO BLK-G6 340W | Solar Panels |  | 0.34 | 10 | 203 | 27 |  | Fixed | Roof
NJSTRE1546335552 |  | Transition Incentive Program | Little Falls | 7424 | 6 | 12.24 | Residential | No | Behind the Meter | Net-metered residential rooftop and canopy |  | None | Maier Solar Engineering dba Solar Me | PSE&G | Accepted | 2020-12-08 | 2020-12-10 | 2021-12-10 | Hanwha | Q.CELL DUO BLK-G6 340W | Solar Panels |  | 0.34 | 20 | 203 | 27 |  | Fixed | Roof
NJSTRE1546335552 |  | Transition Incentive Program | Little Falls | 7424 | 6 | 12.24 | Residential | No | Behind the Meter | Net-metered residential rooftop and canopy |  | None | Maier Solar Engineering dba Solar Me | PSE&G | Accepted | 2020-12-08 | 2020-12-10 | 2021-12-10 | hanwha | Q.CELL DUO BLK-G6 340W | Solar Panels |  | 0.34 | 6 | 203 | 27 |  | Fixed | Roof
NJSTRE1546335553 |  | Transition Incentive Program | Willingboro | 8046 | 13 | 8 | Residential | Yes | Behind the Meter | Net-metered residential rooftop and canopy |  | None | Vivint Solar Developer, LLC | PSE&G | Accepted | 2020-12-10 | 2020-12-10 | 2021-12-10 | Solar Edge | SE7600H-US | Inverters | 7600 |  | 1 |  |  | 0.992 |  | Outdoor | Near the Utility Meter
NJSTRE1546335553 |  | Transition Incentive Program | Willingboro | 8046 | 13 | 8 | Residential | Yes | Behind the Meter | Net-metered residential rooftop and canopy |  | None | Vivint Solar Developer, LLC | PSE&G | Accepted | 2020-12-10 | 2020-12-10 | 2021-12-10 | JINKO SOLAR | JKM320M-60HBL | Solar Panels |  | 0.32 | 15 | 110 | 25 |  | Fixed | Roof
NJSTRE1546335553 |  | Transition Incentive Program | Willingboro | 8046 | 13 | 8 | Residential | Yes | Behind the Meter | Net-metered residential rooftop and canopy |  | None | Vivint Solar Developer, LLC | PSE&G | Accepted | 2020-12-10 | 2020-12-10 | 2021-12-10 | JINKO SOLAR | JKM320M-60HBL | Solar Panels |  | 0.32 | 10 | 290 | 25 |  | Fixed | Roof
NJSTRE1546335554 |  | Transition Incentive Program | Gloucester City | 8030 | 14 | 7.63 | Residential | Yes | Behind the Meter | Net-metered residential rooftop and canopy |  | None | Sunrun Installation Services, Inc. | PSE&G | Accepted | 2020-12-08 | 2020-12-10 | 2021-12-10 | Enphase Energy | IQ7-60-x-US (240V) | Inverters | 240 |  | 25 |  |  | 0.96 |  | Outdoor | Rooftop
NJSTRE1546335554 |  | Transition Incentive Program | Gloucester City | 8030 | 14 | 7.63 | Residential | Yes | Behind the Meter | Net-metered residential rooftop and canopy |  | None | Sunrun Installation Services, Inc. | PSE&G | Accepted | 2020-12-08 | 2020-12-10 | 2021-12-10 | LONGi Green Energy Technology Co Ltd | LR6-60HPB-305M | Solar Panels |  | 0.305 | 4 | 271 | 22 |  | Fixed | Roof
NJSTRE1546335554 |  | Transition Incentive Program | Gloucester City | 8030 | 14 | 7.63 | Residential | Yes | Behind the Meter | Net-metered residential rooftop and canopy |  | None | Sunrun Installation Services, Inc. | PSE&G | Accepted | 2020-12-08 | 2020-12-10 | 2021-12-10 | LONGi Green Energy Technology Co Ltd | LR6-60HPB-305M | Solar Panels |  | 0.305 | 4 | 91 | 23 |  | Fixed | Roof
NJSTRE1546335554 |  | Transition Incentive Program | Gloucester City | 8030 | 14 | 7.63 | Residential | Yes | Behind the Meter | Net-metered residential rooftop and canopy |  | None | Sunrun Installation Services, Inc. | PSE&G | Accepted | 2020-12-08 | 2020-12-10 | 2021-12-10 | LONGi Green Energy Technology Co Ltd | LR6-60HPB-305M | Solar Panels |  | 0.305 | 7 | 91 | 35 |  | Fixed | Roof
NJSTRE1546335554 |  | Transition Incentive Program | Gloucester City | 8030 | 14 | 7.63 | Residential | Yes | Behind the Meter | Net-metered residential rooftop and canopy |  | None | Sunrun Installation Services, Inc. | PSE&G | Accepted | 2020-12-08 | 2020-12-10 | 2021-12-10 | LONGi Green Energy Technology Co Ltd | LR6-60HPB-305M | Solar Panels |  | 0.305 | 10 | 272 | 34 |  | Fixed | Roof
NJSTRE1546335572 |  | Transition Incentive Program | Sayreville | 8872 | 11 | 4.9 | Residential | Yes | Behind the Meter | Net-metered residential rooftop and canopy |  | None | Pro Custom Solar dba Momentum Solar | JCP&L | Accepted | 2020-12-08 | 2020-12-10 | 2021-12-10 | Enphase | IQ7Plus-72-2-US | Inverters | 290 |  | 14 |  |  | 0.97 |  | Outdoor | Roof
NJSTRE1546335572 |  | Transition Incentive Program | Sayreville | 8872 | 11 | 4.9 | Residential | Yes | Behind the Meter | Net-metered residential rooftop and canopy |  | None | Pro Custom Solar dba Momentum Solar | JCP&L | Accepted | 2020-12-08 | 2020-12-10 | 2021-12-10 | LG ELECTRONICS | LG 350N1C-V5 | Solar Panels |  | 0.35 | 14 | 171 | 39 |  | Fixed | Roof
NJSTRE1546336877 |  | Transition Incentive Program | Moorestown Twp | 8057 | 13 | 8.13 | Residential | Yes | Behind the Meter | Net-metered residential rooftop and canopy |  | None | SunnyMac LLC | PSE&G | Accepted | 2020-12-10 | 2020-12-10 | 2021-12-10 | Solaredge | SE6000H-US | Inverters | 6000 |  | 1 |  |  | 0.99 |  | Outdoor | Next to meter
NJSTRE1546336877 |  | Transition Incentive Program | Moorestown Twp | 8057 | 13 | 8.13 | Residential | Yes | Behind the Meter | Net-metered residential rooftop and canopy |  | None | SunnyMac LLC | PSE&G | Accepted | 2020-12-10 | 2020-12-10 | 2021-12-10 | REC | TwinPeak 2 Mono | Solar Panels |  | 0.325 | 8 | 172 | 42 |  | Fixed | Roof
NJSTRE1546336877 |  | Transition Incentive Program | Moorestown Twp | 8057 | 13 | 8.13 | Residential | Yes | Behind the Meter | Net-metered residential rooftop and canopy |  | None | SunnyMac LLC | PSE&G | Accepted | 2020-12-10 | 2020-12-10 | 2021-12-10 | REC | TwinPeak 2 Mono | Solar Panels |  | 0.325 | 2 | 262 | 40 |  | Fixed | Roof
NJSTRE1546336877 |  | Transition Incentive Program | Moorestown Twp | 8057 | 13 | 8.13 | Residential | Yes | Behind the Meter | Net-metered residential rooftop and canopy |  | None | SunnyMac LLC | PSE&G | Accepted | 2020-12-10 | 2020-12-10 | 2021-12-10 | REC | TwinPeak 2 Mono | Solar Panels |  | 0.325 | 15 | 82 | 40 |  | Fixed | Roof
NJSTRE1546337503 |  | Transition Incentive Program | Barnegat Township | 8005 | 18 | 18 | Residential | Yes | Behind the Meter | Net-metered residential rooftop and canopy |  | None | Sunrun Installation Services, Inc. | JCP&L | Accepted | 2020-12-08 | 2020-12-10 | 2021-12-10 | LG Chem | RESU 10H SEG | Electric Storage Battery |  |  | 1 |  |  |  | Lithium Ion |  | outside
NJSTRE1546337503 |  | Transition Incentive Program | Barnegat Township | 8005 | 18 | 18 | Residential | Yes | Behind the Meter | Net-metered residential rooftop and canopy |  | None | Sunrun Installation Services, Inc. | JCP&L | Accepted | 2020-12-08 | 2020-12-10 | 2021-12-10 | Delta Electronics | E6-TL-US | Inverters | 6000 |  | 1 |  |  | 0.96 |  | Outdoor | Next To Meter
NJSTRE1546337503 |  | Transition Incentive Program | Barnegat Township | 8005 | 18 | 18 | Residential | Yes | Behind the Meter | Net-metered residential rooftop and canopy |  | None | Sunrun Installation Services, Inc. | JCP&L | Accepted | 2020-12-08 | 2020-12-10 | 2021-12-10 | Delta Electronics | M8-TL-US | Inverters | 8000 |  | 1 |  |  | 0.96 |  | Outdoor | Next To Meter
NJSTRE1546337503 |  | Transition Incentive Program | Barnegat Township | 8005 | 18 | 18 | Residential | Yes | Behind the Meter | Net-metered residential rooftop and canopy |  | None | Sunrun Installation Services, Inc. | JCP&L | Accepted | 2020-12-08 | 2020-12-10 | 2021-12-10 | Delta Electronics | M6-TL-US | Inverters | 6000 |  | 1 |  |  | 0.96 |  | Outdoor | Next To Meter
NJSTRE1546337503 |  | Transition Incentive Program | Barnegat Township | 8005 | 18 | 18 | Residential | Yes | Behind the Meter | Net-metered residential rooftop and canopy |  | None | Sunrun Installation Services, Inc. | JCP&L | Accepted | 2020-12-08 | 2020-12-10 | 2021-12-10 | LONGi Green Energy Technology Co Ltd | LR6-60HPB-305M | Solar Panels |  | 0.305 | 5 | 117 | 26 |  | Fixed | Roof
NJSTRE1546337503 |  | Transition Incentive Program | Barnegat Township | 8005 | 18 | 18 | Residential | Yes | Behind the Meter | Net-metered residential rooftop and canopy |  | None | Sunrun Installation Services, Inc. | JCP&L | Accepted | 2020-12-08 | 2020-12-10 | 2021-12-10 | LONGi Green Energy Technology Co Ltd | LR6-60HPB-305M | Solar Panels |  | 0.305 | 15 | 297 | 27 |  | Fixed | Roof
NJSTRE1546337503 |  | Transition Incentive Program | Barnegat Township | 8005 | 18 | 18 | Residential | Yes | Behind the Meter | Net-metered residential rooftop and canopy |  | None | Sunrun Installation Services, Inc. | JCP&L | Accepted | 2020-12-08 | 2020-12-10 | 2021-12-10 | LONGi Green Energy Technology Co Ltd | LR6-60HPB-305M | Solar Panels |  | 0.305 | 13 | 297 | 27 |  | Fixed | Roof
NJSTRE1546337503 |  | Transition Incentive Program | Barnegat Township | 8005 | 18 | 18 | Residential | Yes | Behind the Meter | Net-metered residential rooftop and canopy |  | None | Sunrun Installation Services, Inc. | JCP&L | Accepted | 2020-12-08 | 2020-12-10 | 2021-12-10 | LONGi Green Energy Technology Co Ltd | LR6-60HPB-305M | Solar Panels |  | 0.305 | 19 | 117 | 26 |  | Fixed | Roof
NJSTRE1546337503 |  | Transition Incentive Program | Barnegat Township | 8005 | 18 | 18 | Residential | Yes | Behind the Meter | Net-metered residential rooftop and canopy |  | None | Sunrun Installation Services, Inc. | JCP&L | Accepted | 2020-12-08 | 2020-12-10 | 2021-12-10 | LONGi Green Energy Technology Co Ltd | LR6-60HPB-305M | Solar Panels |  | 0.305 | 7 | 117 | 26 |  | Fixed | Roof
NJSTRE1546337791 |  | Transition Incentive Program | Hopewell | 8525 | 12 | 8.16 | Residential | No | Behind the Meter | Net-metered residential rooftop and canopy |  | None | Public Service Solar | PSE&G | Accepted | 2020-12-08 | 2020-12-10 | 2021-12-10 | Enphase | IQ7+ | Inverters | 0.29 |  | 24 |  |  | 0.96 |  | Outdoor | under panels
NJSTRE1546337791 |  | Transition Incentive Program | Hopewell | 8525 | 12 | 8.16 | Residential | No | Behind the Meter | Net-metered residential rooftop and canopy |  | None | Public Service Solar | PSE&G | Accepted | 2020-12-08 | 2020-12-10 | 2021-12-10 | LG | N1K-L5 | Solar Panels |  | 0.34 | 9 | 172 | 31 |  | Fixed | Roof
NJSTRE1546337791 |  | Transition Incentive Program | Hopewell | 8525 | 12 | 8.16 | Residential | No | Behind the Meter | Net-metered residential rooftop and canopy |  | None | Public Service Solar | PSE&G | Accepted | 2020-12-08 | 2020-12-10 | 2021-12-10 | LG | N1K-L5 | Solar Panels |  | 0.34 | 15 | 172 | 31 |  | Fixed | Roof
NJSTRE1546338078 |  | Transition Incentive Program | Willingboro | 8046 | 13 | 4.8 | Residential | No | Behind the Meter | Net-metered residential rooftop and canopy |  | None | Orbit Energy & Power, LLC | PSE&G | Accepted | 2020-12-08 | 2020-12-10 | 2021-12-10 | ENPHASE ENERGY | IQ7-60-2-US | Inverters | 240 |  | 15 |  |  | 0.99 |  | Other | UNDER EACH PANEL
NJSTRE1546338078 |  | Transition Incentive Program | Willingboro | 8046 | 13 | 4.8 | Residential | No | Behind the Meter | Net-metered residential rooftop and canopy |  | None | Orbit Energy & Power, LLC | PSE&G | Accepted | 2020-12-08 | 2020-12-10 | 2021-12-10 | HANWHA | Q PEAK CELLS 320W | Solar Panels |  | 0.32 | 15 | 187 | 30 |  | Fixed | Roof
NJSTRE1546338086 |  | Transition Incentive Program | Cape May | 8204 | 21 | 16.32 | Residential | Yes | Behind the Meter | Net-metered residential rooftop and canopy |  | None | Tesla Energy Operations Inc. | AC Electric | Accepted | 2020-12-08 | 2020-12-11 | 2021-12-11 | Tesla | AC Powerwall 2.0 | Electric Storage Battery |  |  | 3 |  |  |  | Lithium Ion |  | Outside
NJSTRE1546338086 |  | Transition Incentive Program | Cape May | 8204 | 21 | 16.32 | Residential | Yes | Behind the Meter | Net-metered residential rooftop and canopy |  | None | Tesla Energy Operations Inc. | AC Electric | Accepted | 2020-12-08 | 2020-12-11 | 2021-12-11 | SolarEdge Technologies | SE10000H-US [240V] | Inverters | 10000 |  | 1 |  |  | 0.99 |  | Outside | Outside
NJSTRE1546338086 |  | Transition Incentive Program | Cape May | 8204 | 21 | 16.32 | Residential | Yes | Behind the Meter | Net-metered residential rooftop and canopy |  | None | Tesla Energy Operations Inc. | AC Electric | Accepted | 2020-12-08 | 2020-12-11 | 2021-12-11 | SolarEdge Technologies | SE3800H-US [240V] | Inverters | 3800 |  | 1 |  |  | 0.99 |  | Outside | Outside
NJSTRE1546338086 |  | Transition Incentive Program | Cape May | 8204 | 21 | 16.32 | Residential | Yes | Behind the Meter | Net-metered residential rooftop and canopy |  | None | Tesla Energy Operations Inc. | AC Electric | Accepted | 2020-12-08 | 2020-12-11 | 2021-12-11 | Hanwha Q-CELLS | Q.Peak DUO BLK-G6+ 340 | Solar Panels |  | 0.34 | 14 | 12 | 34 |  | Fixed | Roof
NJSTRE1546338086 |  | Transition Incentive Program | Cape May | 8204 | 21 | 16.32 | Residential | Yes | Behind the Meter | Net-metered residential rooftop and canopy |  | None | Tesla Energy Operations Inc. | AC Electric | Accepted | 2020-12-08 | 2020-12-11 | 2021-12-11 | Hanwha Q-CELLS | Q.Peak DUO BLK-G6+ 340 | Solar Panels |  | 0.34 | 26 | 192 | 34 |  | Fixed | Roof
NJSTRE1546338086 |  | Transition Incentive Program | Cape May | 8204 | 21 | 16.32 | Residential | Yes | Behind the Meter | Net-metered residential rooftop and canopy |  | None | Tesla Energy Operations Inc. | AC Electric | Accepted | 2020-12-08 | 2020-12-11 | 2021-12-11 | Hanwha Q-CELLS | Q.Peak DUO BLK-G6+ 340 | Solar Panels |  | 0.34 | 2 | 192 | 23 |  | Fixed | Roof
NJSTRE1546338086 |  | Transition Incentive Program | Cape May | 8204 | 21 | 16.32 | Residential | Yes | Behind the Meter | Net-metered residential rooftop and canopy |  | None | Tesla Energy Operations Inc. | AC Electric | Accepted | 2020-12-08 | 2020-12-11 | 2021-12-11 | Hanwha Q-CELLS | Q.Peak DUO BLK-G6+ 340 | Solar Panels |  | 0.34 | 6 | 192 | 23 |  | Fixed | Roof
NJSTRE1546338101 |  | Transition Incentive Program | Old Bridge | 8857 | 11 | 10.5 | Residential | Yes | Behind the Meter | Net-metered residential rooftop and canopy |  | None | Pro Custom Solar dba Momentum Solar | JCP&L | Accepted | 2020-12-08 | 2020-12-10 | 2021-12-10 | Enphase | IQ7Plus-72-2-US | Inverters | 290 |  | 30 |  |  | 0.97 |  | Outdoor | Roof
NJSTRE1546338101 |  | Transition Incentive Program | Old Bridge | 8857 | 11 | 10.5 | Residential | Yes | Behind the Meter | Net-metered residential rooftop and canopy |  | None | Pro Custom Solar dba Momentum Solar | JCP&L | Accepted | 2020-12-08 | 2020-12-10 | 2021-12-10 | LG ELECTRONICS | LG 350N1C-V5 | Solar Panels |  | 0.35 | 12 | 285 | 24 |  | Fixed | Roof
NJSTRE1546338101 |  | Transition Incentive Program | Old Bridge | 8857 | 11 | 10.5 | Residential | Yes | Behind the Meter | Net-metered residential rooftop and canopy |  | None | Pro Custom Solar dba Momentum Solar | JCP&L | Accepted | 2020-12-08 | 2020-12-10 | 2021-12-10 | LG ELECTRONICS | LG 350N1C-V5 | Solar Panels |  | 0.35 | 18 | 105 | 23 |  | Fixed | Roof
NJSTRE1546338102 |  | Transition Incentive Program | North Arlingtin | 7031 | 7 | 6.8 | Residential | Yes | Behind the Meter | Net-metered residential rooftop and canopy |  | None | Trinity Solar | PSE&G | Accepted | 2020-12-08 | 2020-12-11 | 2021-12-11 | Solar Edge | SE6000H-US000BNC4 | Inverters | 6000 |  | 1 |  |  | 0.97 |  | Outdoor | side of home
NJSTRE1546338102 |  | Transition Incentive Program | North Arlingtin | 7031 | 7 | 6.8 | Residential | Yes | Behind the Meter | Net-metered residential rooftop and canopy |  | None | Trinity Solar | PSE&G | Accepted | 2020-12-08 | 2020-12-11 | 2021-12-11 | HANWHA | Q.PEAK DUO BLK-G6 340 | Solar Panels |  | 0.34 | 20 | 109 | 20 |  | Fixed | Roof
NJSTRE1546338110 |  | Transition Incentive Program | Franklin Township | 8823 | 5 | 10.07 | Residential | Yes | Behind the Meter | Net-metered residential rooftop and canopy |  | None | Sunrun Installation Services, Inc. | PSE&G | Accepted | 2020-12-08 | 2020-12-11 | 2021-12-11 | Enphase Energy | IQ7-60-x-US (240V) | Inverters | 240 |  | 33 |  |  | 0.96 |  | Outdoor | Rooftop
NJSTRE1546338110 |  | Transition Incentive Program | Franklin Township | 8823 | 5 | 10.07 | Residential | Yes | Behind the Meter | Net-metered residential rooftop and canopy |  | None | Sunrun Installation Services, Inc. | PSE&G | Accepted | 2020-12-08 | 2020-12-11 | 2021-12-11 | LONGi Green Energy Technology Co Ltd | LR6-60HPB-305M | Solar Panels |  | 0.305 | 33 | 119 | 26 |  | Fixed | Roof
NJSTRE1546338111 |  | Transition Incentive Program | Lavallette | 8735 | 18 | 13.6 | Residential | No | Behind the Meter | Net-metered residential rooftop and canopy |  | None | Trinity Solar | JCP&L | Accepted | 2020-12-08 | 2020-12-11 | 2021-12-11 | SOLAR EDGE | SE11400H-US | Inverters | 11400 |  | 1 |  |  | 0.97 |  | Outside | SIDE OF HOME
NJSTRE1546338111 |  | Transition Incentive Program | Lavallette | 8735 | 18 | 13.6 | Residential | No | Behind the Meter | Net-metered residential rooftop and canopy |  | None | Trinity Solar | JCP&L | Accepted | 2020-12-08 | 2020-12-11 | 2021-12-11 | HANWHA 340 (Q.PEAK DUO BLK-G6 340) | HANWHA 340 (Q.PEAK DUO BLK-G6 340) | Solar Panels |  | 0.34 | 40 | 188 | 14 |  | Fixed | Roof
NJSTRE1546338115 |  | Transition Incentive Program | Egg Harbor Township | 8234 | 19 | 9.38 | Residential | No | Behind the Meter | Net-metered residential rooftop and canopy |  | None | Castle Energy, LLC | AC Electric | Accepted | 2020-12-08 | 2020-12-11 | 2021-12-11 | SunPower | SPR-X21-335-BLK-E-AC | Inverters | 320 |  | 28 |  |  | 0.975 |  | Outdoor | on the rooftop under each solar module
NJSTRE1546338115 |  | Transition Incentive Program | Egg Harbor Township | 8234 | 19 | 9.38 | Residential | No | Behind the Meter | Net-metered residential rooftop and canopy |  | None | Castle Energy, LLC | AC Electric | Accepted | 2020-12-08 | 2020-12-11 | 2021-12-11 | SunPower | SPR-X21-335-BLK-E-AC | Solar Panels |  | 0.335 | 28 | 167 | 25 |  | Fixed | Roof
NJSTRE1546338133 |  | Transition Incentive Program | Linden | 7036 | 10 | 4.2 | Residential | Yes | Behind the Meter | Net-metered residential rooftop and canopy |  | None | Pro Custom Solar dba Momentum Solar | PSE&G | Accepted | 2020-12-08 | 2020-12-11 | 2021-12-11 | Enphase | IQ7Plus-72-2-US | Inverters | 290 |  | 12 |  |  | 0.97 |  | Outdoor | Roof
NJSTRE1546338133 |  | Transition Incentive Program | Linden | 7036 | 10 | 4.2 | Residential | Yes | Behind the Meter | Net-metered residential rooftop and canopy |  | None | Pro Custom Solar dba Momentum Solar | PSE&G | Accepted | 2020-12-08 | 2020-12-11 | 2021-12-11 | LG ELECTRONICS | LG 350N1C-V5 | Solar Panels |  | 0.35 | 12 | 129 | 32 |  | Fixed | Roof
NJSTRE1546338171 |  | Transition Incentive Program | Pennsauken | 8109 | 14 | 15.08 | Residential | Yes | Behind the Meter | Net-metered residential rooftop and canopy |  | None | Vision Solar LLC | PSE&G | Accepted | 2020-12-08 | 2020-12-11 | 2021-12-11 | ENPHASE | IQ7-60-2-US | Inverters | 0.24 |  | 45 |  |  | 0.96 |  | Other | BEHIND EACH PANEL
NJSTRE1546338171 |  | Transition Incentive Program | Pennsauken | 8109 | 14 | 15.08 | Residential | Yes | Behind the Meter | Net-metered residential rooftop and canopy |  | None | Vision Solar LLC | PSE&G | Accepted | 2020-12-08 | 2020-12-11 | 2021-12-11 | HANWHA Q-CELLS | Q.PEAK DUO BLK-G6+ 335 | Solar Panels |  | 0.335 | 12 | 304 | 26 |  | Fixed | Roof
NJSTRE1546338171 |  | Transition Incentive Program | Pennsauken | 8109 | 14 | 15.08 | Residential | Yes | Behind the Meter | Net-metered residential rooftop and canopy |  | None | Vision Solar LLC | PSE&G | Accepted | 2020-12-08 | 2020-12-11 | 2021-12-11 | HANWHA Q-CELLS | Q.PEAK DUO BLK-G6+ 335 | Solar Panels |  | 0.335 | 8 | 304 | 25 |  | Fixed | Roof
NJSTRE1546338171 |  | Transition Incentive Program | Pennsauken | 8109 | 14 | 15.08 | Residential | Yes | Behind the Meter | Net-metered residential rooftop and canopy |  | None | Vision Solar LLC | PSE&G | Accepted | 2020-12-08 | 2020-12-11 | 2021-12-11 | HANWHA Q-CELLS | Q.PEAK DUO BLK-G6+ 335 | Solar Panels |  | 0.335 | 8 | 124 | 25 |  | Fixed | Roof
NJSTRE1546338171 |  | Transition Incentive Program | Pennsauken | 8109 | 14 | 15.08 | Residential | Yes | Behind the Meter | Net-metered residential rooftop and canopy |  | None | Vision Solar LLC | PSE&G | Accepted | 2020-12-08 | 2020-12-11 | 2021-12-11 | HANWHA Q-CELLS | Q.PEAK DUO BLK-G6+ 335 | Solar Panels |  | 0.335 | 6 | 124 | 16 |  | Fixed | Roof
NJSTRE1546338171 |  | Transition Incentive Program | Pennsauken | 8109 | 14 | 15.08 | Residential | Yes | Behind the Meter | Net-metered residential rooftop and canopy |  | None | Vision Solar LLC | PSE&G | Accepted | 2020-12-08 | 2020-12-11 | 2021-12-11 | HANWHA Q-CELLS | Q.PEAK DUO BLK-G6+ 335 | Solar Panels |  | 0.335 | 11 | 124 | 26 |  | Fixed | Roof
NJSTRE1546338177 |  | Transition Incentive Program | Blackwood | 8012 | 14 | 9.77 | Residential | Yes | Behind the Meter | Net-metered residential rooftop and canopy |  | None | Freedom Forever New Jersey LLC | AC Electric | Accepted | 2020-12-08 | 2020-12-11 | 2021-12-11 | Solar Edge | SE7600H-US [SI1] RGM | Inverters | 7600 |  | 1 |  |  | 0.99 |  | Outdoor | n/a
NJSTRE1546338177 |  | Transition Incentive Program | Blackwood | 8012 | 14 | 9.77 | Residential | Yes | Behind the Meter | Net-metered residential rooftop and canopy |  | None | Freedom Forever New Jersey LLC | AC Electric | Accepted | 2020-12-08 | 2020-12-11 | 2021-12-11 | Longi | LR6-60HPB-315M | Solar Panels |  | 0.315 | 6 | 2 | 15 |  | Fixed | Roof | n/a
NJSTRE1546338177 |  | Transition Incentive Program | Blackwood | 8012 | 14 | 9.77 | Residential | Yes | Behind the Meter | Net-metered residential rooftop and canopy |  | None | Freedom Forever New Jersey LLC | AC Electric | Accepted | 2020-12-08 | 2020-12-11 | 2021-12-11 | Longi | LR6-60HPB-315M | Solar Panels |  | 0.315 | 22 | 1 | 15 |  | Fixed | Roof | n/a
NJSTRE1546338177 |  | Transition Incentive Program | Blackwood | 8012 | 14 | 9.77 | Residential | Yes | Behind the Meter | Net-metered residential rooftop and canopy |  | None | Freedom Forever New Jersey LLC | AC Electric | Accepted | 2020-12-08 | 2020-12-11 | 2021-12-11 | Longi | LR6-60HPB-315M | Solar Panels |  | 0.315 | 3 | 3 | 15 |  | Fixed | Roof | n/a
NJSTRE1546338187 |  | Transition Incentive Program | Plainfield | 7060 | 10 | 4.55 | Residential | Yes | Behind the Meter | Net-metered residential rooftop and canopy |  | None | Pro Custom Solar dba Momentum Solar | PSE&G | Accepted | 2020-12-08 | 2020-12-11 | 2021-12-11 | Enphase | IQ7Plus-72-2-US | Inverters | 290 |  | 13 |  |  | 0.97 |  | Outdoor | Roof
NJSTRE1546338187 |  | Transition Incentive Program | Plainfield | 7060 | 10 | 4.55 | Residential | Yes | Behind the Meter | Net-metered residential rooftop and canopy |  | None | Pro Custom Solar dba Momentum Solar | PSE&G | Accepted | 2020-12-08 | 2020-12-11 | 2021-12-11 | LG ELECTRONICS | LG 350N1C-V5 | Solar Panels |  | 0.35 | 13 | 167 | 22 |  | Fixed | Roof
NJSTRE1546338192 |  | Transition Incentive Program | Newark | 7108 | 9 | 15.3 | Residential | No | Behind the Meter | Net-metered residential rooftop and canopy |  | PSEG | Vision Solar LLC | PSE&G | Accepted | 2020-12-08 | 2020-12-11 | 2021-12-11 | ENPHASE | IQ7-60-2-US | Inverters | 0.24 |  | 45 |  |  | 0.96 |  | Other | BEHIND EACH PANEL
NJSTRE1546338192 |  | Transition Incentive Program | Newark | 7108 | 9 | 15.3 | Residential | No | Behind the Meter | Net-metered residential rooftop and canopy |  | PSEG | Vision Solar LLC | PSE&G | Accepted | 2020-12-08 | 2020-12-11 | 2021-12-11 | HANWHA Q-CELLS | Q.PEAK DUO BLK-G6+ 340 | Solar Panels |  | 0.34 | 15 | 17 | 27 |  | Fixed | Roof
NJSTRE1546338192 |  | Transition Incentive Program | Newark | 7108 | 9 | 15.3 | Residential | No | Behind the Meter | Net-metered residential rooftop and canopy |  | PSEG | Vision Solar LLC | PSE&G | Accepted | 2020-12-08 | 2020-12-11 | 2021-12-11 | HANWHA Q-CELLS | Q.PEAK DUO BLK-G6+ 340 | Solar Panels |  | 0.34 | 30 | 197 | 27 |  | Fixed | Roof
NJSTRE1546338213 |  | Transition Incentive Program | Turnersville | 8012 | 14 | 6.93 | Residential | Yes | Behind the Meter | Net-metered residential rooftop and canopy |  | None | Freedom Forever New Jersey LLC | AC Electric | Accepted | 2020-12-28 | 2020-12-28 | 2021-12-28 | Solar Edge | SE6000H-US [SI1] RGM | Inverters | 6000 |  | 1 |  |  | 0.99 |  | Outdoor | n/a
NJSTRE1546338213 |  | Transition Incentive Program | Turnersville | 8012 | 14 | 6.93 | Residential | Yes | Behind the Meter | Net-metered residential rooftop and canopy |  | None | Freedom Forever New Jersey LLC | AC Electric | Accepted | 2020-12-28 | 2020-12-28 | 2021-12-28 | Longi | LR6-60HPB-315M | Solar Panels |  | 0.315 | 22 | 1 | 23 |  | Fixed | Roof | n/a
NJSTRE1546338216 |  | Transition Incentive Program | Newark | 7104 | 9 | 4.42 | Residential | No | Behind the Meter | Net-metered residential rooftop and canopy |  | None | Vision Solar LLC | PSE&G | Accepted | 2020-12-08 | 2020-12-11 | 2021-12-11 | ENPHASE | IQ7-60-2-US | Inverters | 0.24 |  | 13 |  |  | 0.96 |  | Other | BEHIND EACH PANEL
NJSTRE1546338216 |  | Transition Incentive Program | Newark | 7104 | 9 | 4.42 | Residential | No | Behind the Meter | Net-metered residential rooftop and canopy |  | None | Vision Solar LLC | PSE&G | Accepted | 2020-12-08 | 2020-12-11 | 2021-12-11 | HANWHA Q-CELLS | Q.PEAK DUO BLK-G6+ 340 | Solar Panels |  | 0.34 | 13 | 180 | 10 |  | Fixed | Roof
NJSTRE1546338232 |  | Transition Incentive Program | Gloucester city | 8030 | 14 | 12.6 | Residential | No | Behind the Meter | Net-metered residential rooftop and canopy |  | None | Advanced Renewable Solutions LLC | PSE&G | Accepted | 2020-12-09 | 2020-12-11 | 2021-12-11 | Enphase | IQ7-60-X-US | Inverters | 240 |  | 40 |  |  | 0.97 |  | Outside | Rail mounted under array
NJSTRE1546338232 |  | Transition Incentive Program | Gloucester city | 8030 | 14 | 12.6 | Residential | No | Behind the Meter | Net-metered residential rooftop and canopy |  | None | Advanced Renewable Solutions LLC | PSE&G | Accepted | 2020-12-09 | 2020-12-11 | 2021-12-11 | Certainteed | CT315M11-02 | Solar Panels |  | 0.315 | 12 | 185 | 30 |  | Fixed | Roof
NJSTRE1546338232 |  | Transition Incentive Program | Gloucester city | 8030 | 14 | 12.6 | Residential | No | Behind the Meter | Net-metered residential rooftop and canopy |  | None | Advanced Renewable Solutions LLC | PSE&G | Accepted | 2020-12-09 | 2020-12-11 | 2021-12-11 | Certainteed | CT315M11-02 | Solar Panels |  | 0.315 | 8 | 185 | 15 |  | Fixed | Roof
NJSTRE1546338232 |  | Transition Incentive Program | Gloucester city | 8030 | 14 | 12.6 | Residential | No | Behind the Meter | Net-metered residential rooftop and canopy |  | None | Advanced Renewable Solutions LLC | PSE&G | Accepted | 2020-12-09 | 2020-12-11 | 2021-12-11 | Certainteed | CT315M11-02 | Solar Panels |  | 0.315 | 8 | 5 | 15 |  | Fixed | Roof
NJSTRE1546338232 |  | Transition Incentive Program | Gloucester city | 8030 | 14 | 12.6 | Residential | No | Behind the Meter | Net-metered residential rooftop and canopy |  | None | Advanced Renewable Solutions LLC | PSE&G | Accepted | 2020-12-09 | 2020-12-11 | 2021-12-11 | Certainteed | CT315M11-02 | Solar Panels |  | 0.315 | 12 | 5 | 30 |  | Fixed | Roof
NJSTRE1546338235 |  | Transition Incentive Program | Lanoka Harbor | 8734 | 18 | 8.84 | Residential | Yes | Behind the Meter | Net-metered residential rooftop and canopy |  | None | Trinity Solar | JCP&L | Accepted | 2020-12-08 | 2020-12-11 | 2021-12-11 | SOLAR EDGE | SE7600H-US | Inverters | 7600 |  | 1 |  |  | 0.97 |  | Outside | SIDE OF HOME
NJSTRE1546338235 |  | Transition Incentive Program | Lanoka Harbor | 8734 | 18 | 8.84 | Residential | Yes | Behind the Meter | Net-metered residential rooftop and canopy |  | None | Trinity Solar | JCP&L | Accepted | 2020-12-08 | 2020-12-11 | 2021-12-11 | HANWHA 340 (Q.PEAK DUO BLK-G6 340) | HANWHA 340 (Q.PEAK DUO BLK-G6 340) | Solar Panels |  | 0.34 | 9 | 169 | 22 |  | Fixed | Roof
NJSTRE1546338235 |  | Transition Incentive Program | Lanoka Harbor | 8734 | 18 | 8.84 | Residential | Yes | Behind the Meter | Net-metered residential rooftop and canopy |  | None | Trinity Solar | JCP&L | Accepted | 2020-12-08 | 2020-12-11 | 2021-12-11 | HANWHA 340 (Q.PEAK DUO BLK-G6 340) | HANWHA 340 (Q.PEAK DUO BLK-G6 340) | Solar Panels |  | 0.34 | 17 | 169 | 22 |  | Fixed | Roof
NJSTRE1546338236 |  | Transition Incentive Program | Long Valley | 7853 | 3 | 13.73 | Residential | Yes | Behind the Meter | Net-metered residential rooftop and canopy |  | None | Sunrun Installation Services, Inc. | JCP&L | Accepted | 2020-12-08 | 2020-12-11 | 2021-12-11 | Enphase Energy | IQ7-60-x-US (240V) | Inverters | 240 |  | 45 |  |  | 0.96 |  | Outdoor | Rooftop
NJSTRE1546338236 |  | Transition Incentive Program | Long Valley | 7853 | 3 | 13.73 | Residential | Yes | Behind the Meter | Net-metered residential rooftop and canopy |  | None | Sunrun Installation Services, Inc. | JCP&L | Accepted | 2020-12-08 | 2020-12-11 | 2021-12-11 | LONGi Green Energy Technology Co Ltd | LR6-60HPB-305M | Solar Panels |  | 0.305 | 11 | 261 | 18 |  | Fixed | Roof
NJSTRE1546338236 |  | Transition Incentive Program | Long Valley | 7853 | 3 | 13.73 | Residential | Yes | Behind the Meter | Net-metered residential rooftop and canopy |  | None | Sunrun Installation Services, Inc. | JCP&L | Accepted | 2020-12-08 | 2020-12-11 | 2021-12-11 | LONGi Green Energy Technology Co Ltd | LR6-60HPB-305M | Solar Panels |  | 0.305 | 26 | 171 | 19 |  | Fixed | Roof
NJSTRE1546338236 |  | Transition Incentive Program | Long Valley | 7853 | 3 | 13.73 | Residential | Yes | Behind the Meter | Net-metered residential rooftop and canopy |  | None | Sunrun Installation Services, Inc. | JCP&L | Accepted | 2020-12-08 | 2020-12-11 | 2021-12-11 | LONGi Green Energy Technology Co Ltd | LR6-60HPB-305M | Solar Panels |  | 0.305 | 8 | 351 | 18 |  | Fixed | Roof
NJSTRE1546338258 |  | Transition Incentive Program | Englewood | 7631 | 7 | 18.3 | Residential | Yes | Behind the Meter | Net-metered residential rooftop and canopy |  | None | Sunrun Installation Services, Inc. | PSE&G | Accepted | 2020-12-08 | 2020-12-11 | 2021-12-11 | Enphase Energy | IQ7-60-x-US (240V) | Inverters | 240 |  | 60 |  |  | 0.96 |  | Outdoor | Rooftop
NJSTRE1546338258 |  | Transition Incentive Program | Englewood | 7631 | 7 | 18.3 | Residential | Yes | Behind the Meter | Net-metered residential rooftop and canopy |  | None | Sunrun Installation Services, Inc. | PSE&G | Accepted | 2020-12-08 | 2020-12-11 | 2021-12-11 | LONGi Green Energy Technology Co Ltd | LR6-60HPB-305M | Solar Panels |  | 0.305 | 29 | 297 | 21 |  | Fixed | Roof
NJSTRE1546338258 |  | Transition Incentive Program | Englewood | 7631 | 7 | 18.3 | Residential | Yes | Behind the Meter | Net-metered residential rooftop and canopy |  | None | Sunrun Installation Services, Inc. | PSE&G | Accepted | 2020-12-08 | 2020-12-11 | 2021-12-11 | LONGi Green Energy Technology Co Ltd | LR6-60HPB-305M | Solar Panels |  | 0.305 | 9 | 27 | 21 |  | Fixed | Roof
NJSTRE1546338258 |  | Transition Incentive Program | Englewood | 7631 | 7 | 18.3 | Residential | Yes | Behind the Meter | Net-metered residential rooftop and canopy |  | None | Sunrun Installation Services, Inc. | PSE&G | Accepted | 2020-12-08 | 2020-12-11 | 2021-12-11 | LONGi Green Energy Technology Co Ltd | LR6-60HPB-305M | Solar Panels |  | 0.305 | 22 | 117 | 21 |  | Fixed | Roof
NJSTRE1546338268 |  | Transition Incentive Program | Stratford | 8084 | 14 | 6.3 | Residential | No | Behind the Meter | Net-metered residential rooftop and canopy |  | None | Advanced Renewable Solutions LLC | AC Electric | Accepted | 2020-12-08 | 2020-12-11 | 2021-12-11 | Enphase | IQ7-60-X-US | Inverters | 240 |  | 20 |  |  | 0.97 |  | Outside | Rail Mounted under array
NJSTRE1546338268 |  | Transition Incentive Program | Stratford | 8084 | 14 | 6.3 | Residential | No | Behind the Meter | Net-metered residential rooftop and canopy |  | None | Advanced Renewable Solutions LLC | AC Electric | Accepted | 2020-12-08 | 2020-12-11 | 2021-12-11 | Certainteed | CT315M11-02 | Solar Panels |  | 0.315 | 10 | 191 | 20 |  | Fixed | Roof
NJSTRE1546338268 |  | Transition Incentive Program | Stratford | 8084 | 14 | 6.3 | Residential | No | Behind the Meter | Net-metered residential rooftop and canopy |  | None | Advanced Renewable Solutions LLC | AC Electric | Accepted | 2020-12-08 | 2020-12-11 | 2021-12-11 | Certainteed | CT315M11-02 | Solar Panels |  | 0.315 | 10 | 193 | 20 |  | Fixed | Roof
NJSTRE1546338283 |  | Transition Incentive Program | Bergenfield | 7621 | 7 | 2.04 | Residential | Yes | Behind the Meter | Net-metered residential rooftop and canopy |  | None | Trinity Solar | PSE&G | Accepted | 2020-12-08 | 2020-12-11 | 2021-12-11 | Enphase | IQ7PLUS-72-2-US | Inverters | 290 |  | 6 |  |  | 0.96 |  | Outside | under panels
NJSTRE1546338283 |  | Transition Incentive Program | Bergenfield | 7621 | 7 | 2.04 | Residential | Yes | Behind the Meter | Net-metered residential rooftop and canopy |  | None | Trinity Solar | PSE&G | Accepted | 2020-12-08 | 2020-12-11 | 2021-12-11 | Hanwha 340 | Q.PEAK DUO BLK-G6 340 | Solar Panels |  | 0.34 | 6 | 180 | 27 |  | Fixed | Roof
NJSTRE1546338288 |  | Transition Incentive Program | Denville | 7834 | 3 | 4.48 | Residential | Yes | Behind the Meter | Net-metered residential rooftop and canopy |  | None | Vivint Solar Developer, LLC | JCP&L | Accepted | 2020-12-10 | 2020-12-11 | 2021-12-11 | Solar Edge | SE3800H-US | Inverters | 3800 |  | 1 |  |  | 0.992 |  | Outdoor | Near the Utility Meter
NJSTRE1546338288 |  | Transition Incentive Program | Denville | 7834 | 3 | 4.48 | Residential | Yes | Behind the Meter | Net-metered residential rooftop and canopy |  | None | Vivint Solar Developer, LLC | JCP&L | Accepted | 2020-12-10 | 2020-12-11 | 2021-12-11 | JINKO SOLAR | JKM320M-60HBL | Solar Panels |  | 0.32 | 14 | 255 | 23 |  | Fixed | Roof
NJSTRE1546338309 |  | Transition Incentive Program | Passaic | 7055 | 6 | 6.27 | Residential | No | Behind the Meter | Net-metered residential rooftop and canopy |  | None | Powerlutions | JCP&L | Accepted | 2020-12-08 | 2020-12-11 | 2021-12-11 | SolarEdge | SE5000H-US | Inverters | 5 |  | 1 |  |  | 0.99 |  | Outdoor | 0.99
NJSTRE1546338309 |  | Transition Incentive Program | Passaic | 7055 | 6 | 6.27 | Residential | No | Behind the Meter | Net-metered residential rooftop and canopy |  | None | Powerlutions | JCP&L | Accepted | 2020-12-08 | 2020-12-11 | 2021-12-11 | REC | REC 330NP | Solar Panels |  | 0.33 | 9 | 213 | 35 |  | Fixed | Roof
NJSTRE1546338309 |  | Transition Incentive Program | Passaic | 7055 | 6 | 6.27 | Residential | No | Behind the Meter | Net-metered residential rooftop and canopy |  | None | Powerlutions | JCP&L | Accepted | 2020-12-08 | 2020-12-11 | 2021-12-11 | REC | REC 330NP | Solar Panels |  | 0.33 | 6 | 212 | 7 |  | Fixed | Roof
NJSTRE1546338309 |  | Transition Incentive Program | Passaic | 7055 | 6 | 6.27 | Residential | No | Behind the Meter | Net-metered residential rooftop and canopy |  | None | Powerlutions | JCP&L | Accepted | 2020-12-08 | 2020-12-11 | 2021-12-11 | REC | REC 330NP | Solar Panels |  | 0.33 | 4 | 212 | 50 |  | Fixed | Roof
NJSTRE1546338473 |  | Transition Incentive Program | Monmouth Junction | 8852 | 11 | 11.16 | Residential | No | Behind the Meter | Net-metered residential rooftop and canopy |  | None | Pro Custom Solar dba Momentum Solar | PSE&G | Accepted | 2020-12-08 | 2020-12-11 | 2021-12-11 | Enphase | IQ7Plus-72-2-US | Inverters | 290 |  | 31 |  |  | 0.97 |  | Outdoor | Roof
NJSTRE1546338473 |  | Transition Incentive Program | Monmouth Junction | 8852 | 11 | 11.16 | Residential | No | Behind the Meter | Net-metered residential rooftop and canopy |  | None | Pro Custom Solar dba Momentum Solar | PSE&G | Accepted | 2020-12-08 | 2020-12-11 | 2021-12-11 | REC Solar | REC360AA Black | Solar Panels |  | 0.36 | 5 | 197 | 45 |  | Fixed | Roof
NJSTRE1546338473 |  | Transition Incentive Program | Monmouth Junction | 8852 | 11 | 11.16 | Residential | No | Behind the Meter | Net-metered residential rooftop and canopy |  | None | Pro Custom Solar dba Momentum Solar | PSE&G | Accepted | 2020-12-08 | 2020-12-11 | 2021-12-11 | REC Solar | REC360AA Black | Solar Panels |  | 0.36 | 26 | 107 | 31 |  | Fixed | Roof
NJSTRE1546338507 |  | Transition Incentive Program | Somerdale | 8083 | 14 | 8.82 | Residential | No | Behind the Meter | Net-metered residential rooftop and canopy |  | None | Advanced Renewable Solutions LLC | PSE&G | Accepted | 2020-12-09 | 2020-12-11 | 2021-12-11 | Enphase | IQ7-60-X-US | Inverters | 240 |  | 28 |  |  | 0.97 |  | Outside | Rail mounted under array
NJSTRE1546338507 |  | Transition Incentive Program | Somerdale | 8083 | 14 | 8.82 | Residential | No | Behind the Meter | Net-metered residential rooftop and canopy |  | None | Advanced Renewable Solutions LLC | PSE&G | Accepted | 2020-12-09 | 2020-12-11 | 2021-12-11 | Certainteed | CT315M11-02 | Solar Panels |  | 0.315 | 16 | 234 | 20 |  | Fixed | Roof
NJSTRE1546338507 |  | Transition Incentive Program | Somerdale | 8083 | 14 | 8.82 | Residential | No | Behind the Meter | Net-metered residential rooftop and canopy |  | None | Advanced Renewable Solutions LLC | PSE&G | Accepted | 2020-12-09 | 2020-12-11 | 2021-12-11 | Certainteed | CT315M11-02 | Solar Panels |  | 0.315 | 12 | 234 | 5 |  | Fixed | Roof
NJSTRE1546338512 |  | Transition Incentive Program | West Orange | 7052 | 9 | 3.85 | Residential | No | Behind the Meter | Net-metered residential rooftop and canopy |  | None | Pro Custom Solar dba Momentum Solar | PSE&G | Accepted | 2020-12-08 | 2020-12-11 | 2021-12-11 | Enphase | IQ7Plus-72-2-US | Inverters | 290 |  | 11 |  |  | 0.97 |  | Outdoor | Roof
NJSTRE1546338512 |  | Transition Incentive Program | West Orange | 7052 | 9 | 3.85 | Residential | No | Behind the Meter | Net-metered residential rooftop and canopy |  | None | Pro Custom Solar dba Momentum Solar | PSE&G | Accepted | 2020-12-08 | 2020-12-11 | 2021-12-11 | LG ELECTRONIC | LG 350N1C-V5 | Solar Panels |  | 0.35 | 11 | 229 | 25 |  | Fixed | Roof
NJSTRE1546338528 |  | Transition Incentive Program | Moorestown | 8057 | 13 | 83.78 | Commercial | No | Behind the Meter | Net-metered non-residential rooftop and canopy |  | None | Vision Solar LLC | PSE&G | Accepted | 2020-12-08 | 2020-12-17 | 2021-12-17 | SOLAREDGE | SE30000A-US RGM (240) | Inverters | 0.24 |  | 284 |  |  | 0.96 |  | Other | BEHIND EACH PANEL
NJSTRE1546338528 |  | Transition Incentive Program | Moorestown | 8057 | 13 | 83.78 | Commercial | No | Behind the Meter | Net-metered non-residential rooftop and canopy |  | None | Vision Solar LLC | PSE&G | Accepted | 2020-12-08 | 2020-12-17 | 2021-12-17 | HANWHA Q-CELLS | Q.PEAK BLK-G4 1 295 | Solar Panels |  | 0.295 | 122 | 296 | 20 |  | Fixed | Roof
NJSTRE1546338528 |  | Transition Incentive Program | Moorestown | 8057 | 13 | 83.78 | Commercial | No | Behind the Meter | Net-metered non-residential rooftop and canopy |  | None | Vision Solar LLC | PSE&G | Accepted | 2020-12-08 | 2020-12-17 | 2021-12-17 | HANWHA Q-CELLS | Q.PEAK BLK-G4 1 295 | Solar Panels |  | 0.295 | 162 | 116 | 20 |  | Fixed | Roof
NJSTRE1546338584 |  | Transition Incentive Program | Pennsauken | 8109 | 14 | 12.48 | Residential | Yes | Behind the Meter | Net-metered residential rooftop and canopy |  | None | Sunbound Solar | PSE&G | Accepted | 2020-12-08 | 2020-12-11 | 2021-12-11 | Enphase | IQ7-60-2-US MICROINVERTER | Inverters | 240 |  | 39 |  |  | 0.976 |  | Outdoor | under module
NJSTRE1546338584 |  | Transition Incentive Program | Pennsauken | 8109 | 14 | 12.48 | Residential | Yes | Behind the Meter | Net-metered residential rooftop and canopy |  | None | Sunbound Solar | PSE&G | Accepted | 2020-12-08 | 2020-12-11 | 2021-12-11 | Hanwha | Q-CELL. Q.PEAK DUO-G5 320, 320W | Solar Panels |  | 0.32 | 39 | 180 | 20 |  | Fixed | Roof
NJSTRE1546338591 |  | Transition Incentive Program | Sewell | 8080 | 15 | 7.44 | Residential | Yes | Behind the Meter | Net-metered residential rooftop and canopy |  | None | Solar Energy World | AC Electric | Accepted | 2020-12-08 | 2020-12-11 | 2021-12-11 | SolarEdge Technologies | SE6000H-USRGM | Inverters | 6000 |  | 1 |  |  | 0.983 |  | Outside | near meter
NJSTRE1546338591 |  | Transition Incentive Program | Sewell | 8080 | 15 | 7.44 | Residential | Yes | Behind the Meter | Net-metered residential rooftop and canopy |  | None | Solar Energy World | AC Electric | Accepted | 2020-12-08 | 2020-12-11 | 2021-12-11 | LONGi Green Energy | LR6-60HPB-310M | Solar Panels |  | 0.31 | 14 | 216 | 45 |  | Fixed | Roof
NJSTRE1546338591 |  | Transition Incentive Program | Sewell | 8080 | 15 | 7.44 | Residential | Yes | Behind the Meter | Net-metered residential rooftop and canopy |  | None | Solar Energy World | AC Electric | Accepted | 2020-12-08 | 2020-12-11 | 2021-12-11 | LONGi Green Energy | LR6-60HPB-310M | Solar Panels |  | 0.31 | 10 | 126 | 27 |  | Fixed | Roof
NJSTRE1546338593 |  | Transition Incentive Program | Cinnaminson | 8077 | 13 | 10.08 | Residential | No | Behind the Meter | Net-metered residential rooftop and canopy |  | None | Advanced Renewable Solutions LLC | PSE&G | Accepted | 2020-12-10 | 2020-12-11 | 2021-12-11 | Enphase | IQ7-60-X-US | Inverters | 240 |  | 32 |  |  | 0.97 |  | Outside | Rail Mounted under array
NJSTRE1546338593 |  | Transition Incentive Program | Cinnaminson | 8077 | 13 | 10.08 | Residential | No | Behind the Meter | Net-metered residential rooftop and canopy |  | None | Advanced Renewable Solutions LLC | PSE&G | Accepted | 2020-12-10 | 2020-12-11 | 2021-12-11 | Certainteed | CT315M11-02 | Solar Panels |  | 0.315 | 24 | 170 | 27 |  | Fixed | Roof
NJSTRE1546338593 |  | Transition Incentive Program | Cinnaminson | 8077 | 13 | 10.08 | Residential | No | Behind the Meter | Net-metered residential rooftop and canopy |  | None | Advanced Renewable Solutions LLC | PSE&G | Accepted | 2020-12-10 | 2020-12-11 | 2021-12-11 | Certainteed | CT315M11-02 | Solar Panels |  | 0.315 | 8 | 170 | 17 |  | Fixed | Roof
NJSTRE1546338615 |  | Transition Incentive Program | Manahawkin | 8050 | 18 | 109.82 | Commercial | Yes | Behind the Meter | Net-metered non-residential rooftop and canopy |  | None | SolareAmerica | AC Electric | Accepted | 2020-12-08 | 2020-12-11 | 2021-12-11 | APSystems | QS1 | Inverters | 1100 |  | 73 |  |  | 0.98 |  | Outdoor | Under Panels
NJSTRE1546338615 |  | Transition Incentive Program | Manahawkin | 8050 | 18 | 109.82 | Commercial | Yes | Behind the Meter | Net-metered non-residential rooftop and canopy |  | None | SolareAmerica | AC Electric | Accepted | 2020-12-08 | 2020-12-11 | 2021-12-11 | CSUN | CSUN- 72-380 | Solar Panels |  | 0.38 | 289 | 208 | 10 |  | Fixed | Roof
NJSTRE1546338632 |  | Transition Incentive Program | Lindenwold | 8021 | 14 | 6.65 | Residential | Yes | Behind the Meter | Net-metered residential rooftop and canopy |  | None | Pro Custom Solar dba Momentum Solar | AC Electric | Accepted | 2020-12-08 | 2020-12-11 | 2021-12-11 | Enphase | IQ7Plus-72-2-US | Inverters | 290 |  | 19 |  |  | 0.97 |  | Outdoor | Roof
NJSTRE1546338632 |  | Transition Incentive Program | Lindenwold | 8021 | 14 | 6.65 | Residential | Yes | Behind the Meter | Net-metered residential rooftop and canopy |  | None | Pro Custom Solar dba Momentum Solar | AC Electric | Accepted | 2020-12-08 | 2020-12-11 | 2021-12-11 | LG ELECTRONICS | LG 350N1C-V5 | Solar Panels |  | 0.35 | 2 | 45 | 18 |  | Fixed | Roof
NJSTRE1546338632 |  | Transition Incentive Program | Lindenwold | 8021 | 14 | 6.65 | Residential | Yes | Behind the Meter | Net-metered residential rooftop and canopy |  | None | Pro Custom Solar dba Momentum Solar | AC Electric | Accepted | 2020-12-08 | 2020-12-11 | 2021-12-11 | LG ELECTRONICS | LG 350N1C-V5 | Solar Panels |  | 0.35 | 7 | 225 | 20 |  | Fixed | Roof
NJSTRE1546338632 |  | Transition Incentive Program | Lindenwold | 8021 | 14 | 6.65 | Residential | Yes | Behind the Meter | Net-metered residential rooftop and canopy |  | None | Pro Custom Solar dba Momentum Solar | AC Electric | Accepted | 2020-12-08 | 2020-12-11 | 2021-12-11 | LG ELECTRONICS | LG 350N1C-V5 | Solar Panels |  | 0.35 | 6 | 314 | 20 |  | Fixed | Roof
NJSTRE1546338632 |  | Transition Incentive Program | Lindenwold | 8021 | 14 | 6.65 | Residential | Yes | Behind the Meter | Net-metered residential rooftop and canopy |  | None | Pro Custom Solar dba Momentum Solar | AC Electric | Accepted | 2020-12-08 | 2020-12-11 | 2021-12-11 | LG ELECTRONICS | LG 350N1C-V5 | Solar Panels |  | 0.35 | 4 | 134 | 21 |  | Fixed | Roof
NJSTRE1546338649 |  | Transition Incentive Program | Parlin | 8859 | 11 | 8.75 | Residential | Yes | Behind the Meter | Net-metered residential rooftop and canopy |  | None | Pro Custom Solar dba Momentum Solar | PSE&G | Accepted | 2020-12-08 | 2020-12-11 | 2021-12-11 | Enphase | IQ7Plus-72-2-US | Inverters | 290 |  | 25 |  |  | 0.97 |  | Outdoor | Roof
NJSTRE1546338649 |  | Transition Incentive Program | Parlin | 8859 | 11 | 8.75 | Residential | Yes | Behind the Meter | Net-metered residential rooftop and canopy |  | None | Pro Custom Solar dba Momentum Solar | PSE&G | Accepted | 2020-12-08 | 2020-12-11 | 2021-12-11 | LG ELECTRONICS | LG 350N1C-V5 | Solar Panels |  | 0.35 | 25 | 128 | 21 |  | Fixed | Roof
NJSTRE1546338665 |  | Transition Incentive Program | Newfield | 8344 | 15 | 4.9 | Residential | Yes | Behind the Meter | Net-metered residential rooftop and canopy |  | None | Pro Custom Solar dba Momentum Solar | AC Electric | Accepted | 2020-12-08 | 2020-12-11 | 2021-12-11 | Enphase | IQ7Plus-72-2-US | Inverters | 290 |  | 14 |  |  | 0.97 |  | Outdoor | Roof
NJSTRE1546338665 |  | Transition Incentive Program | Newfield | 8344 | 15 | 4.9 | Residential | Yes | Behind the Meter | Net-metered residential rooftop and canopy |  | None | Pro Custom Solar dba Momentum Solar | AC Electric | Accepted | 2020-12-08 | 2020-12-11 | 2021-12-11 | LG ELECTRONICS | LG 350N1C-V5 | Solar Panels |  | 0.35 | 14 | 146 | 19 |  | Fixed | Roof
NJSTRE1546338677 |  | Transition Incentive Program | Toms River | 8755 | 18 | 18.7 | Residential | No | Behind the Meter | Net-metered residential rooftop and canopy |  | None | Impact Solar LLC | JCP&L | Accepted | 2020-12-08 | 2020-12-11 | 2021-12-11 | solaredge | solaredge direct | Meters |  |  | 1 |  |  |  | Yes | Indoor
NJSTRE1546338677 |  | Transition Incentive Program | Toms River | 8755 | 18 | 18.7 | Residential | No | Behind the Meter | Net-metered residential rooftop and canopy |  | None | Impact Solar LLC | JCP&L | Accepted | 2020-12-08 | 2020-12-11 | 2021-12-11 | solaredge | solaredge direct | Meters |  |  | 1 |  |  |  | Yes | Indoor
NJSTRE1546338677 |  | Transition Incentive Program | Toms River | 8755 | 18 | 18.7 | Residential | No | Behind the Meter | Net-metered residential rooftop and canopy |  | None | Impact Solar LLC | JCP&L | Accepted | 2020-12-08 | 2020-12-11 | 2021-12-11 | solaredge | SE7600H-US | Inverters | 7600 |  | 1 |  |  | 0.96 |  | Indoor | basement
NJSTRE1546338677 |  | Transition Incentive Program | Toms River | 8755 | 18 | 18.7 | Residential | No | Behind the Meter | Net-metered residential rooftop and canopy |  | None | Impact Solar LLC | JCP&L | Accepted | 2020-12-08 | 2020-12-11 | 2021-12-11 | solaredge | SE10000H-US | Inverters | 10000 |  | 1 |  |  | 0.96 |  | Indoor | basement
NJSTRE1546338677 |  | Transition Incentive Program | Toms River | 8755 | 18 | 18.7 | Residential | No | Behind the Meter | Net-metered residential rooftop and canopy |  | None | Impact Solar LLC | JCP&L | Accepted | 2020-12-08 | 2020-12-11 | 2021-12-11 | Hanwha | Q.PEAKDUO-G5340 | Solar Panels |  | 0.34 | 23 | 142 | 34 |  | Fixed | Roof
NJSTRE1546338677 |  | Transition Incentive Program | Toms River | 8755 | 18 | 18.7 | Residential | No | Behind the Meter | Net-metered residential rooftop and canopy |  | None | Impact Solar LLC | JCP&L | Accepted | 2020-12-08 | 2020-12-11 | 2021-12-11 | hanwha | Q.PEAKDUO-G5340 | Solar Panels |  | 0.34 | 4 | 142 | 34 |  | Fixed | Roof
NJSTRE1546338677 |  | Transition Incentive Program | Toms River | 8755 | 18 | 18.7 | Residential | No | Behind the Meter | Net-metered residential rooftop and canopy |  | None | Impact Solar LLC | JCP&L | Accepted | 2020-12-08 | 2020-12-11 | 2021-12-11 | hanwha | Q.PEAKDUO-G5340 | Solar Panels |  | 0.34 | 16 | 142 | 14 |  | Fixed | Roof
NJSTRE1546338677 |  | Transition Incentive Program | Toms River | 8755 | 18 | 18.7 | Residential | No | Behind the Meter | Net-metered residential rooftop and canopy |  | None | Impact Solar LLC | JCP&L | Accepted | 2020-12-08 | 2020-12-11 | 2021-12-11 | hanwha | Q.PEAKDUO-G5340 | Solar Panels |  | 0.34 | 12 | 322 | 34 |  | Fixed | Roof
NJSTRE1546338684 |  | Transition Incentive Program | North Plainfield | 7063 | 10 | 8.4 | Residential | Yes | Behind the Meter | Net-metered residential rooftop and canopy |  | None | Pro Custom Solar dba Momentum Solar | PSE&G | Accepted | 2020-12-08 | 2020-12-11 | 2021-12-11 | Enphase | IQ7Plus-72-2-US | Inverters | 290 |  | 24 |  |  | 0.97 |  | Outdoor | Roof
NJSTRE1546338684 |  | Transition Incentive Program | North Plainfield | 7063 | 10 | 8.4 | Residential | Yes | Behind the Meter | Net-metered residential rooftop and canopy |  | None | Pro Custom Solar dba Momentum Solar | PSE&G | Accepted | 2020-12-08 | 2020-12-11 | 2021-12-11 | LG ELECTRONIC | LG 350N1C-V5 | Solar Panels |  | 0.35 | 4 | 322 | 27 |  | Fixed | Roof
NJSTRE1546338684 |  | Transition Incentive Program | North Plainfield | 7063 | 10 | 8.4 | Residential | Yes | Behind the Meter | Net-metered residential rooftop and canopy |  | None | Pro Custom Solar dba Momentum Solar | PSE&G | Accepted | 2020-12-08 | 2020-12-11 | 2021-12-11 | LG ELECTRONICS | LG 350N1C-V5 | Solar Panels |  | 0.35 | 20 | 142 | 27 |  | Fixed | Roof
NJSTRE1546338692 |  | Transition Incentive Program | North Bergen | 7047 | 8 | 5.28 | Residential | No | Behind the Meter | Net-metered residential rooftop and canopy |  | None | Accord Power Inc | PSE&G | Accepted | 2020-12-09 | 2020-12-11 | 2021-12-11 | AP System | YC600 | Inverters | 548 |  | 8 |  |  | 0.967 |  | Outdoor | Roof
NJSTRE1546338692 |  | Transition Incentive Program | North Bergen | 7047 | 8 | 5.28 | Residential | No | Behind the Meter | Net-metered residential rooftop and canopy |  | None | Accord Power Inc | PSE&G | Accepted | 2020-12-09 | 2020-12-11 | 2021-12-11 | Hanwah | Q cell 330 | Solar Panels |  | 0.33 | 10 | 216 | 25 |  | Fixed | Roof
NJSTRE1546338692 |  | Transition Incentive Program | North Bergen | 7047 | 8 | 5.28 | Residential | No | Behind the Meter | Net-metered residential rooftop and canopy |  | None | Accord Power Inc | PSE&G | Accepted | 2020-12-09 | 2020-12-11 | 2021-12-11 | Hanwah | Q cell 330 | Solar Panels |  | 0.33 | 6 | 302 | 25 |  | Fixed | Roof
NJSTRE1546338695 |  | Transition Incentive Program | Budd Lake | 7828 | 3 | 10.54 | Residential | Yes | Behind the Meter | Net-metered residential rooftop and canopy |  | None | Tesla Energy Operations Inc. | JCP&L | Accepted | 2020-12-08 | 2020-12-11 | 2021-12-11 | SolarEdge Technologies | SE10000H-US [240V] | Inverters | 10000 |  | 1 |  |  | 0.99 |  | Outside | Outside
NJSTRE1546338695 |  | Transition Incentive Program | Budd Lake | 7828 | 3 | 10.54 | Residential | Yes | Behind the Meter | Net-metered residential rooftop and canopy |  | None | Tesla Energy Operations Inc. | JCP&L | Accepted | 2020-12-08 | 2020-12-11 | 2021-12-11 | Hanwha Q CELLS | Q.PEAK DUO-G6+/SC 340 | Solar Panels |  | 0.34 | 30 | 61 | 23 |  | Fixed | Roof
NJSTRE1546338695 |  | Transition Incentive Program | Budd Lake | 7828 | 3 | 10.54 | Residential | Yes | Behind the Meter | Net-metered residential rooftop and canopy |  | None | Tesla Energy Operations Inc. | JCP&L | Accepted | 2020-12-08 | 2020-12-11 | 2021-12-11 | Hanwha Q CELLS | Q.PEAK DUO-G6+/SC 340 | Solar Panels |  | 0.34 | 1 | 107 | 23 |  | Fixed | Roof
NJSTRE1546338785 |  | Transition Incentive Program | Vineland | 8360 | 20 | 6.4 | Residential | No | Behind the Meter | Net-metered residential rooftop and canopy |  | None | Kaitanna Solar, LLC | Vineland Muni Electric | Accepted | 2020-12-08 | 2020-12-11 | 2021-12-11 | Enphase | Envoy | Meters |  |  | 1 |  |  |  | Yes
NJSTRE1546338785 |  | Transition Incentive Program | Vineland | 8360 | 20 | 6.4 | Residential | No | Behind the Meter | Net-metered residential rooftop and canopy |  | None | Kaitanna Solar, LLC | Vineland Muni Electric | Accepted | 2020-12-08 | 2020-12-11 | 2021-12-11 | Enphase | IQ7 | Inverters | 240 |  | 20 |  |  | 0.97 |  | Outside | Under Modules
NJSTRE1546338785 |  | Transition Incentive Program | Vineland | 8360 | 20 | 6.4 | Residential | No | Behind the Meter | Net-metered residential rooftop and canopy |  | None | Kaitanna Solar, LLC | Vineland Muni Electric | Accepted | 2020-12-08 | 2020-12-11 | 2021-12-11 | Canadian Solar | CS1H-320W HiDM-Black | Solar Panels |  | 0.32 | 20 | 180 | 23 |  | Fixed | Roof
NJSTRE1546338793 |  | Transition Incentive Program | Randolph | 7869 | 3 | 8.16 | Residential | No | Behind the Meter | Net-metered residential rooftop and canopy |  | None | Tesla Energy Operations Inc. | JCP&L | Accepted | 2020-12-08 | 2020-12-11 | 2021-12-11 | Tesla | AC Powerwall 2.0 | Electric Storage Battery |  |  | 2 |  |  |  | Lithium Ion |  | Inside
NJSTRE1546338793 |  | Transition Incentive Program | Randolph | 7869 | 3 | 8.16 | Residential | No | Behind the Meter | Net-metered residential rooftop and canopy |  | None | Tesla Energy Operations Inc. | JCP&L | Accepted | 2020-12-08 | 2020-12-11 | 2021-12-11 | SolarEdge Technologies | SE7600H-US[240V] | Inverters | 7600 |  | 1 |  |  | 0.99 |  | Indoor | Indoor
NJSTRE1546338793 |  | Transition Incentive Program | Randolph | 7869 | 3 | 8.16 | Residential | No | Behind the Meter | Net-metered residential rooftop and canopy |  | None | Tesla Energy Operations Inc. | JCP&L | Accepted | 2020-12-08 | 2020-12-11 | 2021-12-11 | Hanwha Q CELLS | Q.PEAK DUO-G6+/SC 340 | Solar Panels |  | 0.34 | 10 | 112 | 25 |  | Fixed | Roof
NJSTRE1546338793 |  | Transition Incentive Program | Randolph | 7869 | 3 | 8.16 | Residential | No | Behind the Meter | Net-metered residential rooftop and canopy |  | None | Tesla Energy Operations Inc. | JCP&L | Accepted | 2020-12-08 | 2020-12-11 | 2021-12-11 | Hanwha Q CELLS | Q.PEAK DUO-G6+/SC 340 | Solar Panels |  | 0.34 | 14 | 292 | 25 |  | Fixed | Roof
NJSTRE1546338797 |  | Transition Incentive Program | Hohokus Boro | 7423 | 7 | 5.5 | Residential | Yes | Behind the Meter | Net-metered residential rooftop and canopy |  | None | Tesla Energy Operations, Inc. | PSE&G | Accepted | 2020-12-08 | 2020-12-11 | 2021-12-11 | Delta Electronics | M8-TL-US [240V] | Inverters | 7680 |  | 1 |  |  | 0.975 |  | Outdoor | Outside
NJSTRE1546338797 |  | Transition Incentive Program | Hohokus Boro | 7423 | 7 | 5.5 | Residential | Yes | Behind the Meter | Net-metered residential rooftop and canopy |  | None | Tesla Energy Operations, Inc. | PSE&G | Accepted | 2020-12-08 | 2020-12-11 | 2021-12-11 | Tesla | SR60T1 | Solar Panels |  | 0.05847 | 31 | 104 | 23 |  | Fixed | Roof
NJSTRE1546338797 |  | Transition Incentive Program | Hohokus Boro | 7423 | 7 | 5.5 | Residential | Yes | Behind the Meter | Net-metered residential rooftop and canopy |  | None | Tesla Energy Operations, Inc. | PSE&G | Accepted | 2020-12-08 | 2020-12-11 | 2021-12-11 | Tesla | SR60T1 | Solar Panels |  | 0.05847 | 18 | 284 | 23 |  | Fixed | Roof
NJSTRE1546338797 |  | Transition Incentive Program | Hohokus Boro | 7423 | 7 | 5.5 | Residential | Yes | Behind the Meter | Net-metered residential rooftop and canopy |  | None | Tesla Energy Operations, Inc. | PSE&G | Accepted | 2020-12-08 | 2020-12-11 | 2021-12-11 | Tesla | SR60T1 | Solar Panels |  | 0.05847 | 45 | 284 | 23 |  | Fixed | Roof
NJSTRE1546338809 |  | Transition Incentive Program | Denville | 7834 | 3 | 8.84 | Residential | Yes | Behind the Meter | Net-metered residential rooftop and canopy |  | None | Tesla Energy Operations Inc. | JCP&L | Accepted | 2020-12-08 | 2020-12-11 | 2021-12-11 | Tesla | AC Powerwall 2.0 | Electric Storage Battery |  |  | 2 |  |  |  | Lithium Ion |  | Inside
NJSTRE1546338809 |  | Transition Incentive Program | Denville | 7834 | 3 | 8.84 | Residential | Yes | Behind the Meter | Net-metered residential rooftop and canopy |  | None | Tesla Energy Operations Inc. | JCP&L | Accepted | 2020-12-08 | 2020-12-11 | 2021-12-11 | SolarEdge Technologies | SE10000H-US [240V] | Inverters | 10000 |  | 1 |  |  | 0.99 |  | Outdoor | Outdoor
NJSTRE1546338809 |  | Transition Incentive Program | Denville | 7834 | 3 | 8.84 | Residential | Yes | Behind the Meter | Net-metered residential rooftop and canopy |  | None | Tesla Energy Operations Inc. | JCP&L | Accepted | 2020-12-08 | 2020-12-11 | 2021-12-11 | Hanwha Q CELLS | Q.PEAK DUO-G6+/SC 340 | Solar Panels |  | 0.34 | 15 | 7 | 21 |  | Fixed | Roof
NJSTRE1546338809 |  | Transition Incentive Program | Denville | 7834 | 3 | 8.84 | Residential | Yes | Behind the Meter | Net-metered residential rooftop and canopy |  | None | Tesla Energy Operations Inc. | JCP&L | Accepted | 2020-12-08 | 2020-12-11 | 2021-12-11 | Hanwha Q CELLS | Q.PEAK DUO-G6+/SC 340 | Solar Panels |  | 0.34 | 11 | 187 | 21 |  | Fixed | Roof
NJSTRE1546338839 |  | Transition Incentive Program | Vineland | 8360 | 20 | 6.4 | Residential | No | Behind the Meter | Net-metered residential rooftop and canopy |  | None | Kaitanna Solar, LLC | Vineland Muni Electric | Accepted | 2020-12-08 | 2020-12-11 | 2021-12-11 | Enpahse | Envoy | Meters |  |  | 1 |  |  |  | Yes
NJSTRE1546338839 |  | Transition Incentive Program | Vineland | 8360 | 20 | 6.4 | Residential | No | Behind the Meter | Net-metered residential rooftop and canopy |  | None | Kaitanna Solar, LLC | Vineland Muni Electric | Accepted | 2020-12-08 | 2020-12-11 | 2021-12-11 | Enphase | IQ7 | Inverters | 240 |  | 20 |  |  | 0.97 |  | Outside | Under Modules
NJSTRE1546338839 |  | Transition Incentive Program | Vineland | 8360 | 20 | 6.4 | Residential | No | Behind the Meter | Net-metered residential rooftop and canopy |  | None | Kaitanna Solar, LLC | Vineland Muni Electric | Accepted | 2020-12-08 | 2020-12-11 | 2021-12-11 | Canadian Solar | CS1H-320W HiDM-Black | Solar Panels |  | 0.32 | 20 | 180 | 27 |  | Fixed | Roof
NJSTRE1546338845 |  | Transition Incentive Program | Cedar Knolls | 7927 | 3 | 5.89 | Residential | Yes | Behind the Meter | Net-metered residential rooftop and canopy |  | None | Bright Planet Solar | JCP&L | Accepted | 2020-12-08 | 2020-12-11 | 2021-12-11 | SOLAR EDGE | SE5000H-USRGM | Inverters | 5000 |  | 1 |  |  | 0.98 |  | Outdoor | OUTSIDE
NJSTRE1546338845 |  | Transition Incentive Program | Cedar Knolls | 7927 | 3 | 5.89 | Residential | Yes | Behind the Meter | Net-metered residential rooftop and canopy |  | None | Bright Planet Solar | JCP&L | Accepted | 2020-12-08 | 2020-12-11 | 2021-12-11 | HANWHA Q-CELLS | Q.PEAK DUO BLK-G5 310W | Solar Panels |  | 0.31 | 13 | 218 | 22 |  | Fixed | Roof
NJSTRE1546338845 |  | Transition Incentive Program | Cedar Knolls | 7927 | 3 | 5.89 | Residential | Yes | Behind the Meter | Net-metered residential rooftop and canopy |  | None | Bright Planet Solar | JCP&L | Accepted | 2020-12-08 | 2020-12-11 | 2021-12-11 | HANWHA Q-CELLS | Q.PEAK DUO BLK-G5 310W | Solar Panels |  | 0.31 | 6 | 38 | 22 |  | Fixed | Roof
NJSTRE1546338851 |  | Transition Incentive Program | Trenton | 8619 | 12 | 8.32 | Residential | No | Behind the Meter | Net-metered residential rooftop and canopy |  | None | Kaitanna Solar, LLC | PSE&G | Accepted | 2020-12-08 | 2020-12-11 | 2021-12-11 | Enphase | Envoy | Meters |  |  | 1 |  |  |  | Yes
NJSTRE1546338851 |  | Transition Incentive Program | Trenton | 8619 | 12 | 8.32 | Residential | No | Behind the Meter | Net-metered residential rooftop and canopy |  | None | Kaitanna Solar, LLC | PSE&G | Accepted | 2020-12-08 | 2020-12-11 | 2021-12-11 | Enphase | IQ7 | Inverters | 240 |  | 26 |  |  | 0.97 |  | Outside | Under Modules
NJSTRE1546338851 |  | Transition Incentive Program | Trenton | 8619 | 12 | 8.32 | Residential | No | Behind the Meter | Net-metered residential rooftop and canopy |  | None | Kaitanna Solar, LLC | PSE&G | Accepted | 2020-12-08 | 2020-12-11 | 2021-12-11 | Canadian Solar | Cs1H-320W HiDM-Black | Solar Panels |  | 0.32 | 14 | 340 | 34 |  | Fixed | Roof
NJSTRE1546338851 |  | Transition Incentive Program | Trenton | 8619 | 12 | 8.32 | Residential | No | Behind the Meter | Net-metered residential rooftop and canopy |  | None | Kaitanna Solar, LLC | PSE&G | Accepted | 2020-12-08 | 2020-12-11 | 2021-12-11 | Canadian Solar | Cs1H-320W HiDM-Black | Solar Panels |  | 0.32 | 12 | 160 | 34 |  | Fixed | Roof
NJSTRE1546345595 |  | Transition Incentive Program | Franklin | 8322 | 15 | 7.7 | Residential | No | Behind the Meter | Net-metered residential rooftop and canopy |  | None | Suntuity Solar LLC | AC Electric | Accepted | 2020-12-09 | 2020-12-11 | 2021-12-11 | Enphase Energy | IQ7-60-2-US | Inverters | 240 |  | 22 |  |  | 0.97 |  | Outdoor | Behind the PV Modules
NJSTRE1546345595 |  | Transition Incentive Program | Franklin | 8322 | 15 | 7.7 | Residential | No | Behind the Meter | Net-metered residential rooftop and canopy |  | None | Suntuity Solar LLC | AC Electric | Accepted | 2020-12-09 | 2020-12-11 | 2021-12-11 | Longi | LR4-60HPB-350M | Solar Panels |  | 0.35 | 7 | 333 | 30 |  | Fixed | Roof
NJSTRE1546345595 |  | Transition Incentive Program | Franklin | 8322 | 15 | 7.7 | Residential | No | Behind the Meter | Net-metered residential rooftop and canopy |  | None | Suntuity Solar LLC | AC Electric | Accepted | 2020-12-09 | 2020-12-11 | 2021-12-11 | Longi | LR4-60HPB-350M | Solar Panels |  | 0.35 | 4 | 333 | 30 |  | Fixed | Roof
NJSTRE1546345595 |  | Transition Incentive Program | Franklin | 8322 | 15 | 7.7 | Residential | No | Behind the Meter | Net-metered residential rooftop and canopy |  | None | Suntuity Solar LLC | AC Electric | Accepted | 2020-12-09 | 2020-12-11 | 2021-12-11 | Longi | LR4-60HPB-350M | Solar Panels |  | 0.35 | 5 | 153 | 30 |  | Fixed | Roof
NJSTRE1546345595 |  | Transition Incentive Program | Franklin | 8322 | 15 | 7.7 | Residential | No | Behind the Meter | Net-metered residential rooftop and canopy |  | None | Suntuity Solar LLC | AC Electric | Accepted | 2020-12-09 | 2020-12-11 | 2021-12-11 | Longi | LR4-60HPB-350M | Solar Panels |  | 0.35 | 6 | 153 | 30 |  | Fixed | Roof
NJSTRE1546345596 |  | Transition Incentive Program | Vineland | 8360 | 20 | 7 | Residential | No | Behind the Meter | Net-metered residential rooftop and canopy |  | None | Suntuity Solar LLC | Vineland Muni Electric | Accepted | 2020-12-09 | 2020-12-11 | 2021-12-11 | Enphase Energy | IQ7-60-2-US | Inverters | 240 |  | 20 |  |  | 0.97 |  | Outdoor | Behind the PV Modules
NJSTRE1546345596 |  | Transition Incentive Program | Vineland | 8360 | 20 | 7 | Residential | No | Behind the Meter | Net-metered residential rooftop and canopy |  | None | Suntuity Solar LLC | Vineland Muni Electric | Accepted | 2020-12-09 | 2020-12-11 | 2021-12-11 | Longi | LR4-60HPB-350M | Solar Panels |  | 0.35 | 5 | 3 | 27 |  | Fixed | Roof
NJSTRE1546345596 |  | Transition Incentive Program | Vineland | 8360 | 20 | 7 | Residential | No | Behind the Meter | Net-metered residential rooftop and canopy |  | None | Suntuity Solar LLC | Vineland Muni Electric | Accepted | 2020-12-09 | 2020-12-11 | 2021-12-11 | Longi | LR4-60HPB-350M | Solar Panels |  | 0.35 | 15 | 183 | 41 |  | Fixed | Roof
NJSTRE1546345597 |  | Transition Incentive Program | Wayne | 7470 | 6 | 10.85 | Residential | Yes | Behind the Meter | Net-metered residential rooftop and canopy |  | None | Suntuity Solar LLC | JCP&L | Accepted | 2020-12-09 | 2020-12-11 | 2021-12-11 | Enphase Energy | IQ7-60-2-US | Inverters | 240 |  | 36 |  |  | 0.97 |  | Outdoor | Behind the PV Modules
NJSTRE1546345597 |  | Transition Incentive Program | Wayne | 7470 | 6 | 10.85 | Residential | Yes | Behind the Meter | Net-metered residential rooftop and canopy |  | None | Suntuity Solar LLC | JCP&L | Accepted | 2020-12-09 | 2020-12-11 | 2021-12-11 | Longi | LR4-60HPB-350M | Solar Panels |  | 0.35 | 20 | 176 | 22 |  | Fixed | Roof
NJSTRE1546345597 |  | Transition Incentive Program | Wayne | 7470 | 6 | 10.85 | Residential | Yes | Behind the Meter | Net-metered residential rooftop and canopy |  | None | Suntuity Solar LLC | JCP&L | Accepted | 2020-12-09 | 2020-12-11 | 2021-12-11 | Longi | LR4-60HPB-350M | Solar Panels |  | 0.35 | 6 | 176 | 22 |  | Fixed | Roof
NJSTRE1546345597 |  | Transition Incentive Program | Wayne | 7470 | 6 | 10.85 | Residential | Yes | Behind the Meter | Net-metered residential rooftop and canopy |  | None | Suntuity Solar LLC | JCP&L | Accepted | 2020-12-09 | 2020-12-11 | 2021-12-11 | Longi | LR4-60HPB-350M | Solar Panels |  | 0.35 | 5 | 356 | 22 |  | Fixed | Roof
NJSTRE1546345598 |  | Transition Incentive Program | Brooklawn | 8030 | 14 | 5.25 | Residential | Yes | Behind the Meter | Net-metered residential rooftop and canopy |  | None | Suntuity Solar LLC | PSE&G | Accepted | 2020-12-09 | 2020-12-11 | 2021-12-11 | Enphase Energy | IQ7-60-2-US | Inverters | 240 |  | 15 |  |  | 0.97 |  | Outdoor | Behind the PV Modules
NJSTRE1546345598 |  | Transition Incentive Program | Brooklawn | 8030 | 14 | 5.25 | Residential | Yes | Behind the Meter | Net-metered residential rooftop and canopy |  | None | Suntuity Solar LLC | PSE&G | Accepted | 2020-12-09 | 2020-12-11 | 2021-12-11 | Longi | LR4-60HPB-350M | Solar Panels |  | 0.35 | 12 | 217 | 22 |  | Fixed | Roof
NJSTRE1546345598 |  | Transition Incentive Program | Brooklawn | 8030 | 14 | 5.25 | Residential | Yes | Behind the Meter | Net-metered residential rooftop and canopy |  | None | Suntuity Solar LLC | PSE&G | Accepted | 2020-12-09 | 2020-12-11 | 2021-12-11 | Longi | LR4-60HPB-350M | Solar Panels |  | 0.35 | 3 | 37 | 22 |  | Fixed | Roof
NJSTRE1546345599 |  | Transition Incentive Program | Blackwood | 8012 | 14 | 11.55 | Residential | Yes | Behind the Meter | Net-metered residential rooftop and canopy |  | None | Suntuity Solar LLC | PSE&G | Accepted | 2020-12-09 | 2020-12-11 | 2021-12-11 | Enphase Energy | IQ7-60-2-US | Inverters | 240 |  | 33 |  |  | 0.97 |  | Outdoor | Behind the PV Modules
NJSTRE1546345599 |  | Transition Incentive Program | Blackwood | 8012 | 14 | 11.55 | Residential | Yes | Behind the Meter | Net-metered residential rooftop and canopy |  | None | Suntuity Solar LLC | PSE&G | Accepted | 2020-12-09 | 2020-12-11 | 2021-12-11 | Longi | LR4-60HPB-350M | Solar Panels |  | 0.35 | 16 | 301 | 27 |  | Fixed | Roof
NJSTRE1546345599 |  | Transition Incentive Program | Blackwood | 8012 | 14 | 11.55 | Residential | Yes | Behind the Meter | Net-metered residential rooftop and canopy |  | None | Suntuity Solar LLC | PSE&G | Accepted | 2020-12-09 | 2020-12-11 | 2021-12-11 | Longi | LR4-60HPB-350M | Solar Panels |  | 0.35 | 17 | 121 | 27 |  | Fixed | Roof
NJSTRE1546345602 |  | Transition Incentive Program | Mannington | 8079 | 16 | 20.8 | Residential | No | Behind the Meter | Net-metered residential ground mount |  | None | RCL Enterprises Inc. | AC Electric | Accepted | 2020-12-09 | 2020-12-11 | 2021-12-11 | enphase | iq7 | Inverters | 240 |  | 64 |  |  | 0.96 |  | Outdoor | under panels
NJSTRE1546345602 |  | Transition Incentive Program | Mannington | 8079 | 16 | 20.8 | Residential | No | Behind the Meter | Net-metered residential ground mount |  | None | RCL Enterprises Inc. | AC Electric | Accepted | 2020-12-09 | 2020-12-11 | 2021-12-11 | Trina Solar | TSM-325DD06M | Solar Panels |  | 0.325 | 21 | 134 | 26 |  | Fixed | Roof
NJSTRE1546345602 |  | Transition Incentive Program | Mannington | 8079 | 16 | 20.8 | Residential | No | Behind the Meter | Net-metered residential ground mount |  | None | RCL Enterprises Inc. | AC Electric | Accepted | 2020-12-09 | 2020-12-11 | 2021-12-11 | Trina Solar | TSM-325DD06M | Solar Panels |  | 0.325 | 36 | 180 | 25 |  | Fixed | Ground
NJSTRE1546345602 |  | Transition Incentive Program | Mannington | 8079 | 16 | 20.8 | Residential | No | Behind the Meter | Net-metered residential ground mount |  | None | RCL Enterprises Inc. | AC Electric | Accepted | 2020-12-09 | 2020-12-11 | 2021-12-11 | Trina Solar | TSM-325DD06M | Solar Panels |  | 0.325 | 7 | 134 | 18 |  | Fixed | Roof
NJSTRE1546345604 |  | Transition Incentive Program | Prospect Park | 7508 | 6 | 12.35 | Residential | No | Behind the Meter | Net-metered residential rooftop and canopy |  | None | Whitman Construction, LLC | PSE&G | Accepted | 2020-12-09 | 2020-12-11 | 2021-12-11 | enphase energy | iq7-60-2-us | Inverters | 240 |  | 38 |  |  | 0.975 |  | Outdoor | microinverters located under modules
NJSTRE1546345604 |  | Transition Incentive Program | Prospect Park | 7508 | 6 | 12.35 | Residential | No | Behind the Meter | Net-metered residential rooftop and canopy |  | None | Whitman Construction, LLC | PSE&G | Accepted | 2020-12-09 | 2020-12-11 | 2021-12-11 | trina | tsm-325 DEO6M | Solar Panels |  | 0.325 | 21 | 137 | 17 |  | Fixed | Roof
NJSTRE1546345604 |  | Transition Incentive Program | Prospect Park | 7508 | 6 | 12.35 | Residential | No | Behind the Meter | Net-metered residential rooftop and canopy |  | None | Whitman Construction, LLC | PSE&G | Accepted | 2020-12-09 | 2020-12-11 | 2021-12-11 | TRINA | tsm-325 DEO6M | Solar Panels |  | 0.325 | 17 | 317 | 33 |  | Fixed | Roof
NJSTRE1546345606 |  | Transition Incentive Program | Millville | 8332 | 20 | 10.2 | Residential | No | Behind the Meter | Net-metered residential ground mount |  | None | Vision Solar LLC | AC Electric | Accepted | 2020-12-09 | 2020-12-11 | 2021-12-11 | ENPHASE | IQ7-60-2-US | Inverters | 0.24 |  | 30 |  |  | 0.96 |  | Other | BEHIND EACH PANEL
NJSTRE1546345606 |  | Transition Incentive Program | Millville | 8332 | 20 | 10.2 | Residential | No | Behind the Meter | Net-metered residential ground mount |  | None | Vision Solar LLC | AC Electric | Accepted | 2020-12-09 | 2020-12-11 | 2021-12-11 | HANWHA Q-CELLS | Q.PEAK DUO BLK-G6+ 340 | Solar Panels |  | 0.34 | 30 | 180 | 30 |  | Fixed | Ground
NJSTRE1546345610 |  | Transition Incentive Program | Maple Shade | 8052 | 13 | 2.01 | Residential | Yes | Behind the Meter | Net-metered residential rooftop and canopy |  | None | Vision Solar LLC | PSE&G | Accepted | 2020-12-09 | 2020-12-11 | 2021-12-11 | ENPHASE | IQ7-60-2-US | Inverters | 0.24 |  | 6 |  |  | 0.96 |  | Other | BEHINDE EACH PANEL
NJSTRE1546345610 |  | Transition Incentive Program | Maple Shade | 8052 | 13 | 2.01 | Residential | Yes | Behind the Meter | Net-metered residential rooftop and canopy |  | None | Vision Solar LLC | PSE&G | Accepted | 2020-12-09 | 2020-12-11 | 2021-12-11 | HANWHA Q-CELLS | Q.PEAK DUO BLK-G6+ 335 | Solar Panels |  | 0.335 | 6 | 172 | 45 |  | Fixed | Roof
NJSTRE1546345616 |  | Transition Incentive Program | Maple Shade | 8052 | 13 | 11.2 | Residential | Yes | Behind the Meter | Net-metered residential rooftop and canopy |  | None | Solar Mite Solutions | PSE&G | Accepted | 2020-12-09 | 2020-12-11 | 2021-12-11 | Enphase | IQ7-60-2 | Inverters | 0.24 |  | 35 |  |  | 0.98 |  | Outdoor | under solar modules
NJSTRE1546345616 |  | Transition Incentive Program | Maple Shade | 8052 | 13 | 11.2 | Residential | Yes | Behind the Meter | Net-metered residential rooftop and canopy |  | None | Solar Mite Solutions | PSE&G | Accepted | 2020-12-09 | 2020-12-11 | 2021-12-11 | Hanwha | Q.PEAK DUO BLK-G5 | Solar Panels |  | 0.32 | 10 | 95 | 15 |  | Fixed | Roof | array 3
NJSTRE1546345616 |  | Transition Incentive Program | Maple Shade | 8052 | 13 | 11.2 | Residential | Yes | Behind the Meter | Net-metered residential rooftop and canopy |  | None | Solar Mite Solutions | PSE&G | Accepted | 2020-12-09 | 2020-12-11 | 2021-12-11 | Hanwha | Q.PEAK DUO BLK-G5 | Solar Panels |  | 0.32 | 16 | 275 | 25 |  | Fixed | Roof | array 1
NJSTRE1546345616 |  | Transition Incentive Program | Maple Shade | 8052 | 13 | 11.2 | Residential | Yes | Behind the Meter | Net-metered residential rooftop and canopy |  | None | Solar Mite Solutions | PSE&G | Accepted | 2020-12-09 | 2020-12-11 | 2021-12-11 | Hanwha | Q.PEAK DUO BLK-G5 | Solar Panels |  | 0.32 | 4 | 95 | 25 |  | Fixed | Roof | array 2
NJSTRE1546345616 |  | Transition Incentive Program | Maple Shade | 8052 | 13 | 11.2 | Residential | Yes | Behind the Meter | Net-metered residential rooftop and canopy |  | None | Solar Mite Solutions | PSE&G | Accepted | 2020-12-09 | 2020-12-11 | 2021-12-11 | Hanwha | Q.PEAK DUO BLK-G5 | Solar Panels |  | 0.32 | 5 | 185 | 25 |  | Fixed | Roof | array 4
NJSTRE1546345624 |  | Transition Incentive Program | Woodbury | 8096 | 15 | 9.14 | Residential | No | Behind the Meter | Net-metered residential rooftop and canopy |  | None | Advanced Renewable Solutions LLC | PSE&G | Accepted | 2020-12-10 | 2020-12-11 | 2021-12-11 | Enphase | IQ7-60-X-US | Inverters | 240 |  | 29 |  |  | 0.97 |  | Outside | Rail Mounted under array
NJSTRE1546345624 |  | Transition Incentive Program | Woodbury | 8096 | 15 | 9.14 | Residential | No | Behind the Meter | Net-metered residential rooftop and canopy |  | None | Advanced Renewable Solutions LLC | PSE&G | Accepted | 2020-12-10 | 2020-12-11 | 2021-12-11 | Certainteed | CT315M11-02 | Solar Panels |  | 0.315 | 12 | 288 | 20 |  | Fixed | Roof
NJSTRE1546345624 |  | Transition Incentive Program | Woodbury | 8096 | 15 | 9.14 | Residential | No | Behind the Meter | Net-metered residential rooftop and canopy |  | None | Advanced Renewable Solutions LLC | PSE&G | Accepted | 2020-12-10 | 2020-12-11 | 2021-12-11 | Certainteed | CT315M11-02 | Solar Panels |  | 0.315 | 5 | 197 | 25 |  | Fixed | Roof
NJSTRE1546345624 |  | Transition Incentive Program | Woodbury | 8096 | 15 | 9.14 | Residential | No | Behind the Meter | Net-metered residential rooftop and canopy |  | None | Advanced Renewable Solutions LLC | PSE&G | Accepted | 2020-12-10 | 2020-12-11 | 2021-12-11 | Certainteed | CT315M11-02 | Solar Panels |  | 0.315 | 12 | 108 | 20 |  | Fixed | Roof
NJSTRE1546345630 |  | Transition Incentive Program | Hamilton | 8609 | 12 | 6.27 | Residential | No | Behind the Meter | Net-metered residential rooftop and canopy |  | None | New Jersey Suntech | PSE&G | Accepted | 2020-12-09 | 2020-12-11 | 2021-12-11 | Solaredge | SE5000-US | Inverters | 5000 |  | 1 |  |  | 0.97 |  | Outside | Side of house
NJSTRE1546345630 |  | Transition Incentive Program | Hamilton | 8609 | 12 | 6.27 | Residential | No | Behind the Meter | Net-metered residential rooftop and canopy |  | None | New Jersey Suntech | PSE&G | Accepted | 2020-12-09 | 2020-12-11 | 2021-12-11 | Hanwha | Q.Peak DUO 330M | Solar Panels |  | 0.33 | 5 | 226 | 14 |  | Fixed | Roof
NJSTRE1546345630 |  | Transition Incentive Program | Hamilton | 8609 | 12 | 6.27 | Residential | No | Behind the Meter | Net-metered residential rooftop and canopy |  | None | New Jersey Suntech | PSE&G | Accepted | 2020-12-09 | 2020-12-11 | 2021-12-11 | Hanwah | Q.Peak Duo330M | Solar Panels |  | 0.33 | 14 | 139 | 14 |  | Fixed | Roof
NJSTRE1546345645 |  | Transition Incentive Program | Edison TWP | 8820 | 11 | 16.32 | Residential | Yes | Behind the Meter | Net-metered residential rooftop and canopy |  | None | Tesla Energy Operations Inc. | PSE&G | Accepted | 2020-12-09 | 2020-12-11 | 2021-12-11 | SolarEdge Technologies | SE7600H-US [240V] | Inverters | 7600 |  | 2 |  |  | 0.99 |  | Outside | Outside
NJSTRE1546345645 |  | Transition Incentive Program | Edison TWP | 8820 | 11 | 16.32 | Residential | Yes | Behind the Meter | Net-metered residential rooftop and canopy |  | None | Tesla Energy Operations Inc. | PSE&G | Accepted | 2020-12-09 | 2020-12-11 | 2021-12-11 | Hanwha Q-CELLS | Q.Peak DUO BLK-G6+ 340 | Solar Panels |  | 0.34 | 9 | 247 | 40 |  | Fixed | Roof
NJSTRE1546345645 |  | Transition Incentive Program | Edison TWP | 8820 | 11 | 16.32 | Residential | Yes | Behind the Meter | Net-metered residential rooftop and canopy |  | None | Tesla Energy Operations Inc. | PSE&G | Accepted | 2020-12-09 | 2020-12-11 | 2021-12-11 | Hanwha Q-CELLS | Q.Peak DUO BLK-G6+ 340 | Solar Panels |  | 0.34 | 15 | 337 | 34 |  | Fixed | Roof
NJSTRE1546345645 |  | Transition Incentive Program | Edison TWP | 8820 | 11 | 16.32 | Residential | Yes | Behind the Meter | Net-metered residential rooftop and canopy |  | None | Tesla Energy Operations Inc. | PSE&G | Accepted | 2020-12-09 | 2020-12-11 | 2021-12-11 | Hanwha Q-CELLS | Q.Peak DUO BLK-G6+ 340 | Solar Panels |  | 0.34 | 24 | 157 | 34 |  | Fixed | Roof
NJSTRE1546345650 |  | Transition Incentive Program | Beachwood | 8722 | 18 | 4.08 | Residential | Yes | Behind the Meter | Net-metered residential rooftop and canopy |  | None | Trinity Solar | JCP&L | Accepted | 2020-12-09 | 2020-12-11 | 2021-12-11 | Solar Edge | SE3800H-US | Inverters | 3800 |  | 1 |  |  | 0.97 |  | Outside | side of home
NJSTRE1546345650 |  | Transition Incentive Program | Beachwood | 8722 | 18 | 4.08 | Residential | Yes | Behind the Meter | Net-metered residential rooftop and canopy |  | None | Trinity Solar | JCP&L | Accepted | 2020-12-09 | 2020-12-11 | 2021-12-11 | Hanwha 340 | Q.PEAK DUO BLK-G6 340 | Solar Panels |  | 0.34 | 12 | 214 | 18 |  | Fixed | Roof
NJSTRE1546345663 |  | Transition Incentive Program | Bridgewater Township | 8807 | 5 | 6.12 | Residential | No | Behind the Meter | Net-metered residential rooftop and canopy |  | None | Green Power Energy | PSE&G | Accepted | 2020-12-09 | 2020-12-11 | 2021-12-11 | Enphase Energy | IQ7PLUS-72-2-US (240V) | Inverters | 290 |  | 17 |  |  | 0.975 |  | Outside | next to meter
NJSTRE1546345663 |  | Transition Incentive Program | Bridgewater Township | 8807 | 5 | 6.12 | Residential | No | Behind the Meter | Net-metered residential rooftop and canopy |  | None | Green Power Energy | PSE&G | Accepted | 2020-12-09 | 2020-12-11 | 2021-12-11 | LG Electronics | LG Electronics LG360N1C-N5 | Solar Panels |  | 0.36 | 17 | 214 | 33 |  | Fixed | Roof
NJSTRE1546345677 |  | Transition Incentive Program | Clarksboro | 8020 | 15 | 11.38 | Residential | No | Behind the Meter | Net-metered residential rooftop and canopy |  | None | RCL Enterprises Inc. | AC Electric | Accepted | 2020-12-09 | 2020-12-11 | 2021-12-11 | enphase | iq7 | Inverters | 240 |  | 35 |  |  | 0.96 |  | Outdoor | under panels
NJSTRE1546345677 |  | Transition Incentive Program | Clarksboro | 8020 | 15 | 11.38 | Residential | No | Behind the Meter | Net-metered residential rooftop and canopy |  | None | RCL Enterprises Inc. | AC Electric | Accepted | 2020-12-09 | 2020-12-11 | 2021-12-11 | Trina Solar | TSM-325DD06M | Solar Panels |  | 0.325 | 35 | 141 | 26 |  | Fixed | Roof
NJSTRE1546345679 |  | Transition Incentive Program | Bargaintown | 8234 | 19 | 9.6 | Residential | No | Behind the Meter | Net-metered residential rooftop and canopy |  | None | Orbit Energy & Power, LLC | AC Electric | Accepted | 2020-12-09 | 2020-12-11 | 2021-12-11 | ENPHASE ENERGY | IQ7-60-2-US | Inverters | 240 |  | 30 |  |  | 0.99 |  | Other | UNDER EACH PANEL
NJSTRE1546345679 |  | Transition Incentive Program | Bargaintown | 8234 | 19 | 9.6 | Residential | No | Behind the Meter | Net-metered residential rooftop and canopy |  | None | Orbit Energy & Power, LLC | AC Electric | Accepted | 2020-12-09 | 2020-12-11 | 2021-12-11 | HANWHA | Q PEAK CELLS 320W | Solar Panels |  | 0.32 | 3 | 260 | 41 |  | Fixed | Roof
NJSTRE1546345679 |  | Transition Incentive Program | Bargaintown | 8234 | 19 | 9.6 | Residential | No | Behind the Meter | Net-metered residential rooftop and canopy |  | None | Orbit Energy & Power, LLC | AC Electric | Accepted | 2020-12-09 | 2020-12-11 | 2021-12-11 | HANWHA | Q PEAK CELLS 320W | Solar Panels |  | 0.32 | 27 | 170 | 34 |  | Fixed | Roof
NJSTRE1546345681 |  | Transition Incentive Program | Woodbridge Township | 7067 | 10 | 7.92 | Residential | No | Behind the Meter | Net-metered residential rooftop and canopy |  | None | Green Power Energy | PSE&G | Accepted | 2020-12-09 | 2020-12-11 | 2021-12-11 | Enphase Energy | IQ7PLUS-72-2-US (240V) | Inverters | 290 |  | 22 |  |  | 0.975 |  | Outside | next to meter
NJSTRE1546345681 |  | Transition Incentive Program | Woodbridge Township | 7067 | 10 | 7.92 | Residential | No | Behind the Meter | Net-metered residential rooftop and canopy |  | None | Green Power Energy | PSE&G | Accepted | 2020-12-09 | 2020-12-11 | 2021-12-11 | LG Electronics | LG360N1C-N5 | Solar Panels |  | 0.36 | 22 | 110 | 20 |  | Fixed | Roof
NJSTRE1546345684 |  | Transition Incentive Program | Barnegat | 8005 | 18 | 6.12 | Residential | Yes | Behind the Meter | Net-metered residential rooftop and canopy |  | None | Trinity Solar | JCP&L | Accepted | 2020-12-09 | 2020-12-11 | 2021-12-11 | SOLAR EDGE | SE5000H-US | Inverters | 5000 |  | 1 |  |  | 0.97 |  | Outside | SIDE OF HOME
NJSTRE1546345684 |  | Transition Incentive Program | Barnegat | 8005 | 18 | 6.12 | Residential | Yes | Behind the Meter | Net-metered residential rooftop and canopy |  | None | Trinity Solar | JCP&L | Accepted | 2020-12-09 | 2020-12-11 | 2021-12-11 | HANWHA 340 (Q.PEAK DUO BLK-G6 340) | HANWHA 340 (Q.PEAK DUO BLK-G6 340) | Solar Panels |  | 0.34 | 13 | 226 | 25 |  | Fixed | Roof
NJSTRE1546345684 |  | Transition Incentive Program | Barnegat | 8005 | 18 | 6.12 | Residential | Yes | Behind the Meter | Net-metered residential rooftop and canopy |  | None | Trinity Solar | JCP&L | Accepted | 2020-12-09 | 2020-12-11 | 2021-12-11 | HANWHA 340 (Q.PEAK DUO BLK-G6 340) | HANWHA 340 (Q.PEAK DUO BLK-G6 340) | Solar Panels |  | 0.34 | 5 | 135 | 26 |  | Fixed | Roof
NJSTRE1546345729 |  | Transition Incentive Program | Asbury Park | 7712 | 17 | 4.14 | Residential | No | Behind the Meter | Net-metered residential rooftop and canopy |  | None | Sunrun Installation Services, Inc. | JCP&L | Accepted | 2020-12-09 | 2020-12-11 | 2021-12-11 | LG Chem | RESU 10H SEG | Electric Storage Battery |  |  | 1 |  |  |  | Lithium Ion |  | outside
NJSTRE1546345729 |  | Transition Incentive Program | Asbury Park | 7712 | 17 | 4.14 | Residential | No | Behind the Meter | Net-metered residential rooftop and canopy |  | None | Sunrun Installation Services, Inc. | JCP&L | Accepted | 2020-12-09 | 2020-12-11 | 2021-12-11 | Delta Electronics | E4-TL-US | Inverters | 4000 |  | 1 |  |  | 0.96 |  | Outdoor | Next To Meter
NJSTRE1546345729 |  | Transition Incentive Program | Asbury Park | 7712 | 17 | 4.14 | Residential | No | Behind the Meter | Net-metered residential rooftop and canopy |  | None | Sunrun Installation Services, Inc. | JCP&L | Accepted | 2020-12-09 | 2020-12-11 | 2021-12-11 | LG Electronics | LG345N1C-V5 | Solar Panels |  | 0.345 | 12 | 201 | 15 |  | Fixed | Roof
NJSTRE1546345750 |  | Transition Incentive Program | Linden | 7036 | 10 | 3.85 | Municipality | Yes | Behind the Meter | Net-metered residential rooftop and canopy |  | None | Pro Custom Solar dba Momentum Solar | PSE&G | Accepted | 2020-12-09 | 2020-12-11 | 2021-12-11 | Enphase | IQ7Plus-72-2-US | Inverters | 290 |  | 11 |  |  | 0.97 |  | Outdoor | Roof
NJSTRE1546345750 |  | Transition Incentive Program | Linden | 7036 | 10 | 3.85 | Municipality | Yes | Behind the Meter | Net-metered residential rooftop and canopy |  | None | Pro Custom Solar dba Momentum Solar | PSE&G | Accepted | 2020-12-09 | 2020-12-11 | 2021-12-11 | LG ELECTRONICS | LG 350N1C-V5 | Solar Panels |  | 0.35 | 4 | 306 | 14 |  | Fixed | Roof
NJSTRE1546345750 |  | Transition Incentive Program | Linden | 7036 | 10 | 3.85 | Municipality | Yes | Behind the Meter | Net-metered residential rooftop and canopy |  | None | Pro Custom Solar dba Momentum Solar | PSE&G | Accepted | 2020-12-09 | 2020-12-11 | 2021-12-11 | LG ELECTRONIC | LG 350N1C-V5 | Solar Panels |  | 0.35 | 7 | 126 | 40 |  | Fixed | Roof
NJSTRE1546345817 |  | Transition Incentive Program | Woodstown | 8098 | 16 | 6.38 | Residential | No | Behind the Meter | Net-metered residential rooftop and canopy |  | None | Freedom Forever New Jersey LLC | AC Electric | Accepted | 2020-12-30 | 2020-12-30 | 2021-12-30 | Solar Edge | SE5000H-US [SI1] | Inverters | 5000 |  | 1 |  |  | 0.99 |  | Outdoor | n/a
NJSTRE1546345817 |  | Transition Incentive Program | Woodstown | 8098 | 16 | 6.38 | Residential | No | Behind the Meter | Net-metered residential rooftop and canopy |  | None | Freedom Forever New Jersey LLC | AC Electric | Accepted | 2020-12-30 | 2020-12-30 | 2021-12-30 | Hanwha | Q.PLUS BFR-G4.1- 290 | Solar Panels |  | 0.29 | 22 | 1 | 34 |  | Fixed | Roof | n/a
NJSTRE1546345895 |  | Transition Incentive Program | Asbury Park | 7712 | 17 | 8.19 | Residential | Yes | Behind the Meter | Net-metered residential rooftop and canopy |  | None | Freedom Forever New Jersey LLC | JCP&L | Accepted | 2020-12-10 | 2020-12-11 | 2021-12-11 | Solar Edge | SE7600H-US [SI1] RGM | Inverters | 7600 |  | 1 |  |  | 0.99 |  | Outdoor | n/a
NJSTRE1546345895 |  | Transition Incentive Program | Asbury Park | 7712 | 17 | 8.19 | Residential | Yes | Behind the Meter | Net-metered residential rooftop and canopy |  | None | Freedom Forever New Jersey LLC | JCP&L | Accepted | 2020-12-10 | 2020-12-11 | 2021-12-11 | Longi | LR6-60HPB-315M | Solar Panels |  | 0.315 | 7 | 2 | 35 |  | Fixed | Roof | n/a
NJSTRE1546345895 |  | Transition Incentive Program | Asbury Park | 7712 | 17 | 8.19 | Residential | Yes | Behind the Meter | Net-metered residential rooftop and canopy |  | None | Freedom Forever New Jersey LLC | JCP&L | Accepted | 2020-12-10 | 2020-12-11 | 2021-12-11 | Longi | LR6-60HPB-315M | Solar Panels |  | 0.315 | 4 | 3 | 15 |  | Fixed | Roof | n/a
NJSTRE1546345895 |  | Transition Incentive Program | Asbury Park | 7712 | 17 | 8.19 | Residential | Yes | Behind the Meter | Net-metered residential rooftop and canopy |  | None | Freedom Forever New Jersey LLC | JCP&L | Accepted | 2020-12-10 | 2020-12-11 | 2021-12-11 | Longi | LR6-60HPB-315M | Solar Panels |  | 0.315 | 15 | 1 | 35 |  | Fixed | Roof | n/a
NJSTRE1546345970 |  | Transition Incentive Program | Montgomery TWP | 8502 | 5 | 7.82 | Residential | Yes | Behind the Meter | Net-metered residential rooftop and canopy |  | None | Tesla Energy Operations Inc. | PSE&G | Accepted | 2020-12-09 | 2020-12-14 | 2021-12-14 | Tesla | AC Powerwall 2.0 | Electric Storage Battery |  |  | 2 |  |  |  | Lithium Ion |  | Inside garage
NJSTRE1546345970 |  | Transition Incentive Program | Montgomery TWP | 8502 | 5 | 7.82 | Residential | Yes | Behind the Meter | Net-metered residential rooftop and canopy |  | None | Tesla Energy Operations Inc. | PSE&G | Accepted | 2020-12-09 | 2020-12-14 | 2021-12-14 | SolarEdge Technologies | SE7600H-US [240V] | Inverters | 7600 |  | 1 |  |  | 0.99 |  | Indoor | Inside garage
NJSTRE1546345970 |  | Transition Incentive Program | Montgomery TWP | 8502 | 5 | 7.82 | Residential | Yes | Behind the Meter | Net-metered residential rooftop and canopy |  | None | Tesla Energy Operations Inc. | PSE&G | Accepted | 2020-12-09 | 2020-12-14 | 2021-12-14 | Hanwha Q-CELLS | Q.Peak DUO BLK-G6+ 340 | Solar Panels |  | 0.34 | 23 | 215 | 36 |  | Fixed | Roof
NJSTRE1546346049 |  | Transition Incentive Program | Tenafly Boro | 7670 | 7 | 4.76 | Residential | Yes | Behind the Meter | Net-metered residential rooftop and canopy |  | None | Tesla Energy Operations, Inc. | PSE&G | Accepted | 2020-12-09 | 2020-12-11 | 2021-12-11 | SolarEdge Technologies Ltd. | SE3800H-US [240V] | Inverters | 3800 |  | 1 |  |  | 0.99 |  | Outside | Outdoor
NJSTRE1546346049 |  | Transition Incentive Program | Tenafly Boro | 7670 | 7 | 4.76 | Residential | Yes | Behind the Meter | Net-metered residential rooftop and canopy |  | None | Tesla Energy Operations, Inc. | PSE&G | Accepted | 2020-12-09 | 2020-12-11 | 2021-12-11 | Hanwha Q-CELLS | Q.Peak DUO BLK-G6+ 340 | Solar Panels |  | 0.34 | 3 | 118 | 43 |  | Fixed | Roof
NJSTRE1546346049 |  | Transition Incentive Program | Tenafly Boro | 7670 | 7 | 4.76 | Residential | Yes | Behind the Meter | Net-metered residential rooftop and canopy |  | None | Tesla Energy Operations, Inc. | PSE&G | Accepted | 2020-12-09 | 2020-12-11 | 2021-12-11 | Hanwha Q-CELLS | Q.Peak DUO BLK-G6+ 340 | Solar Panels |  | 0.34 | 4 | 298 | 30 |  | Fixed | Roof
NJSTRE1546346049 |  | Transition Incentive Program | Tenafly Boro | 7670 | 7 | 4.76 | Residential | Yes | Behind the Meter | Net-metered residential rooftop and canopy |  | None | Tesla Energy Operations, Inc. | PSE&G | Accepted | 2020-12-09 | 2020-12-11 | 2021-12-11 | Hanwha Q-CELLS | Q.Peak DUO BLK-G6+ 340 | Solar Panels |  | 0.34 | 3 | 208 | 42 |  | Fixed | Roof
NJSTRE1546346049 |  | Transition Incentive Program | Tenafly Boro | 7670 | 7 | 4.76 | Residential | Yes | Behind the Meter | Net-metered residential rooftop and canopy |  | None | Tesla Energy Operations, Inc. | PSE&G | Accepted | 2020-12-09 | 2020-12-11 | 2021-12-11 | Hanwha Q-CELLS | Q.Peak DUO BLK-G6+ 340 | Solar Panels |  | 0.34 | 4 | 118 | 30 |  | Fixed | Roof
NJSTRE1546346067 |  | Transition Incentive Program | Little Ferry | 7643 | 7 | 6.8 | Residential | Yes | Behind the Meter | Net-metered residential rooftop and canopy |  | None | Trinity Solar | PSE&G | Accepted | 2020-12-09 | 2020-12-11 | 2021-12-11 | Solar Edge | SE6000H-US | Inverters | 6000 |  | 1 |  |  | 0.97 |  | Outside | side of home
NJSTRE1546346067 |  | Transition Incentive Program | Little Ferry | 7643 | 7 | 6.8 | Residential | Yes | Behind the Meter | Net-metered residential rooftop and canopy |  | None | Trinity Solar | PSE&G | Accepted | 2020-12-09 | 2020-12-11 | 2021-12-11 | Hanwha 340 | Q.PEAK DUO BLK-G6 340 | Solar Panels |  | 0.34 | 2 | 267 | 40 |  | Fixed | Roof
NJSTRE1546346067 |  | Transition Incentive Program | Little Ferry | 7643 | 7 | 6.8 | Residential | Yes | Behind the Meter | Net-metered residential rooftop and canopy |  | None | Trinity Solar | PSE&G | Accepted | 2020-12-09 | 2020-12-11 | 2021-12-11 | Hanwha 340 | Q.PEAK DUO BLK-G6 340 | Solar Panels |  | 0.34 | 12 | 87 | 8 |  | Fixed | Roof
NJSTRE1546346067 |  | Transition Incentive Program | Little Ferry | 7643 | 7 | 6.8 | Residential | Yes | Behind the Meter | Net-metered residential rooftop and canopy |  | None | Trinity Solar | PSE&G | Accepted | 2020-12-09 | 2020-12-11 | 2021-12-11 | Hanwha 340 | Q.PEAK DUO BLK-G6 340 | Solar Panels |  | 0.34 | 6 | 267 | 13 |  | Fixed | Roof
NJSTRE1546346068 |  | Transition Incentive Program | Morristown | 7960 | 3 | 10.85 | Residential | No | Behind the Meter | Net-metered residential rooftop and canopy |  | None | Pro Custom Solar dba Momentum Solar | JCP&L | Accepted | 2020-12-09 | 2020-12-17 | 2021-12-17 | Enphase | IQ7Plus-72-2-US | Inverters | 290 |  | 31 |  |  | 0.97 |  | Outdoor | Roof
NJSTRE1546346068 |  | Transition Incentive Program | Morristown | 7960 | 3 | 10.85 | Residential | No | Behind the Meter | Net-metered residential rooftop and canopy |  | None | Pro Custom Solar dba Momentum Solar | JCP&L | Accepted | 2020-12-09 | 2020-12-17 | 2021-12-17 | LG ELECTRONICS | LG 350N1C-V5 | Solar Panels |  | 0.35 | 31 | 291 | 28 |  | Fixed | Roof
NJSTRE1546346091 |  | Transition Incentive Program | Pleasantville | 8232 | 19 | 11.22 | Residential | Yes | Behind the Meter | Net-metered residential rooftop and canopy |  | None | Castle Energy, LLC | AC Electric | Accepted | 2020-12-09 | 2020-12-11 | 2021-12-11 | Enphase Energy | IQ7-60-2-US | Inverters | 240 |  | 33 |  |  | 0.967 |  | Outdoor | on the rooftop under each solar panel
NJSTRE1546346091 |  | Transition Incentive Program | Pleasantville | 8232 | 19 | 11.22 | Residential | Yes | Behind the Meter | Net-metered residential rooftop and canopy |  | None | Castle Energy, LLC | AC Electric | Accepted | 2020-12-09 | 2020-12-11 | 2021-12-11 | Hanwha Q-Cells | Q.Peak DUO BLK-G6 340 | Solar Panels |  | 0.34 | 28 | 209 | 45 |  | Fixed | Roof
NJSTRE1546346091 |  | Transition Incentive Program | Pleasantville | 8232 | 19 | 11.22 | Residential | Yes | Behind the Meter | Net-metered residential rooftop and canopy |  | None | Castle Energy, LLC | AC Electric | Accepted | 2020-12-09 | 2020-12-11 | 2021-12-11 | Hanwha Q-Cells | Q.Peak DUO BLK-G6 340 | Solar Panels |  | 0.34 | 5 | 209 | 20 |  | Fixed | Roof
NJSTRE1546346112 |  | Transition Incentive Program | Runnemede | 8078 | 14 | 6.7 | Residential | Yes | Behind the Meter | Net-metered residential rooftop and canopy |  | None | Trinity Solar | PSE&G | Accepted | 2020-12-09 | 2020-12-11 | 2021-12-11 | SOLAR EDGE | SE6000H-US | Inverters | 6000 |  | 1 |  |  | 0.97 |  | Outside | SIDE OF HOME
NJSTRE1546346112 |  | Transition Incentive Program | Runnemede | 8078 | 14 | 6.7 | Residential | Yes | Behind the Meter | Net-metered residential rooftop and canopy |  | None | Trinity Solar | PSE&G | Accepted | 2020-12-09 | 2020-12-11 | 2021-12-11 | HANWHA 335 (Q.PEAK DUO BLK-G6 335) | HANWHA 335 (Q.PEAK DUO BLK-G6 335) | Solar Panels |  | 0.335 | 4 | 225 | 29 |  | Fixed | Roof
NJSTRE1546346112 |  | Transition Incentive Program | Runnemede | 8078 | 14 | 6.7 | Residential | Yes | Behind the Meter | Net-metered residential rooftop and canopy |  | None | Trinity Solar | PSE&G | Accepted | 2020-12-09 | 2020-12-11 | 2021-12-11 | HANWHA 335 (Q.PEAK DUO BLK-G6 335) | HANWHA 335 (Q.PEAK DUO BLK-G6 335) | Solar Panels |  | 0.335 | 6 | 45 | 19 |  | Fixed | Roof
NJSTRE1546346112 |  | Transition Incentive Program | Runnemede | 8078 | 14 | 6.7 | Residential | Yes | Behind the Meter | Net-metered residential rooftop and canopy |  | None | Trinity Solar | PSE&G | Accepted | 2020-12-09 | 2020-12-11 | 2021-12-11 | HANWHA 335 (Q.PEAK DUO BLK-G6 335) | HANWHA 335 (Q.PEAK DUO BLK-G6 335) | Solar Panels |  | 0.335 | 4 | 135 | 24 |  | Fixed | Roof
NJSTRE1546346112 |  | Transition Incentive Program | Runnemede | 8078 | 14 | 6.7 | Residential | Yes | Behind the Meter | Net-metered residential rooftop and canopy |  | None | Trinity Solar | PSE&G | Accepted | 2020-12-09 | 2020-12-11 | 2021-12-11 | HANWHA 335 (Q.PEAK DUO BLK-G6 335) | HANWHA 335 (Q.PEAK DUO BLK-G6 335) | Solar Panels |  | 0.335 | 6 | 225 | 19 |  | Fixed | Roof
NJSTRE1546346130 |  | Transition Incentive Program | Trenton | 8611 | 12 | 5.44 | Residential | Yes | Behind the Meter | Net-metered residential rooftop and canopy |  | None | Castle Energy, LLC | PSE&G | Accepted | 2020-12-09 | 2020-12-11 | 2021-12-11 | Enphase Energy | IQ7-60-2-US | Inverters | 240 |  | 16 |  |  | 0.967 |  | Outdoor | on the rooftop under each solar panel
NJSTRE1546346130 |  | Transition Incentive Program | Trenton | 8611 | 12 | 5.44 | Residential | Yes | Behind the Meter | Net-metered residential rooftop and canopy |  | None | Castle Energy, LLC | PSE&G | Accepted | 2020-12-09 | 2020-12-11 | 2021-12-11 | Hanwha Q-Cells | Q.Peak DUO BLK-G6 340 | Solar Panels |  | 0.34 | 11 | 163 | 5 |  | Fixed | Roof
NJSTRE1546346130 |  | Transition Incentive Program | Trenton | 8611 | 12 | 5.44 | Residential | Yes | Behind the Meter | Net-metered residential rooftop and canopy |  | None | Castle Energy, LLC | PSE&G | Accepted | 2020-12-09 | 2020-12-11 | 2021-12-11 | Hanwha Q-Cells | Q.Peak DUO BLK-G6 340 | Solar Panels |  | 0.34 | 5 | 162 | 12 |  | Fixed | Roof
NJSTRE1546346139 |  | Transition Incentive Program | Rivervale | 7675 | 7 | 18.76 | Residential | No | Behind the Meter | Net-metered residential rooftop and canopy |  | None | Solar Living, Inc. | PSE&G | Accepted | 2020-12-09 | 2020-12-11 | 2021-12-11 | Enphase | IQ7+ | Inverters | 290 |  | 56 |  |  | 0.975 |  | Outdoor | below modules
NJSTRE1546346139 |  | Transition Incentive Program | Rivervale | 7675 | 7 | 18.76 | Residential | No | Behind the Meter | Net-metered residential rooftop and canopy |  | None | Solar Living, Inc. | PSE&G | Accepted | 2020-12-09 | 2020-12-11 | 2021-12-11 | LG | 335N1C | Solar Panels |  | 0.335 | 5 | 179 | 32 |  | Fixed | Roof
NJSTRE1546346139 |  | Transition Incentive Program | Rivervale | 7675 | 7 | 18.76 | Residential | No | Behind the Meter | Net-metered residential rooftop and canopy |  | None | Solar Living, Inc. | PSE&G | Accepted | 2020-12-09 | 2020-12-11 | 2021-12-11 | LG | 335N1C | Solar Panels |  | 0.335 | 14 | 269 | 32 |  | Fixed | Roof
NJSTRE1546346139 |  | Transition Incentive Program | Rivervale | 7675 | 7 | 18.76 | Residential | No | Behind the Meter | Net-metered residential rooftop and canopy |  | None | Solar Living, Inc. | PSE&G | Accepted | 2020-12-09 | 2020-12-11 | 2021-12-11 | LG | 335N1C | Solar Panels |  | 0.335 | 37 | 89 | 32 |  | Fixed | Roof
NJSTRE1546346205 |  | Transition Incentive Program | Lawrence Township | 8648 | 12 | 6.3 | Residential | Yes | Behind the Meter | Net-metered residential rooftop and canopy |  | None | Pro Custom Solar dba Momentum Solar | PSE&G | Accepted | 2020-12-09 | 2020-12-11 | 2021-12-11 | Enphase | IQ7Plus-72-2-US | Inverters | 290 |  | 18 |  |  | 0.97 |  | Outdoor | Roof
NJSTRE1546346205 |  | Transition Incentive Program | Lawrence Township | 8648 | 12 | 6.3 | Residential | Yes | Behind the Meter | Net-metered residential rooftop and canopy |  | None | Pro Custom Solar dba Momentum Solar | PSE&G | Accepted | 2020-12-09 | 2020-12-11 | 2021-12-11 | LG ELECTRONICS | LG 350N1C-V5 | Solar Panels |  | 0.35 | 18 | 223 | 40 |  | Fixed | Roof
NJSTRE1546346213 |  | Transition Incentive Program | South Brunswick Twp | 08810-1531 |  | 469.89 | Commercial | No | Behind the Meter | Net-metered non-residential rooftop and canopy |  | None | EVERGREEN ENERGY | PSE&G | Accepted | 2020-12-10 | 2020-12-18 | 2021-12-18 | SolarEdge | SE66.6KUS | Inverters | 66600 |  | 1 |  |  | 0.985 |  | Outdoor | Near SE
NJSTRE1546346213 |  | Transition Incentive Program | South Brunswick Twp | 08810-1531 |  | 469.89 | Commercial | No | Behind the Meter | Net-metered non-residential rooftop and canopy |  | None | EVERGREEN ENERGY | PSE&G | Accepted | 2020-12-10 | 2020-12-18 | 2021-12-18 | SolarEdge | SE100KUS | Inverters | 100000 |  | 3 |  |  | 0.985 |  | Outside | Near SE
NJSTRE1546346213 |  | Transition Incentive Program | South Brunswick Twp | 08810-1531 |  | 469.89 | Commercial | No | Behind the Meter | Net-metered non-residential rooftop and canopy |  | None | EVERGREEN ENERGY | PSE&G | Accepted | 2020-12-10 | 2020-12-18 | 2021-12-18 | Hanwha | Q.PLUS L-G4.2 345 | Solar Panels |  | 0.345 | 1362 | 219 | 10 |  | Fixed | Roof
NJSTRE1546346281 |  | Transition Incentive Program | Edison | 8817 | 11 | 7 | Residential | Yes | Behind the Meter | Net-metered residential rooftop and canopy |  | None | Pro Custom Solar dba Momentum Solar | PSE&G | Accepted | 2020-12-09 | 2020-12-11 | 2021-12-11 | Enphase | IQ7Plus-72-2-US | Inverters | 290 |  | 20 |  |  | 0.97 |  | Outdoor | Roof
NJSTRE1546346281 |  | Transition Incentive Program | Edison | 8817 | 11 | 7 | Residential | Yes | Behind the Meter | Net-metered residential rooftop and canopy |  | None | Pro Custom Solar dba Momentum Solar | PSE&G | Accepted | 2020-12-09 | 2020-12-11 | 2021-12-11 | LG ELECTRONICS | LG 350N1C-V5 | Solar Panels |  | 0.35 | 14 | 140 | 21 |  | Fixed | Roof
NJSTRE1546346281 |  | Transition Incentive Program | Edison | 8817 | 11 | 7 | Residential | Yes | Behind the Meter | Net-metered residential rooftop and canopy |  | None | Pro Custom Solar dba Momentum Solar | PSE&G | Accepted | 2020-12-09 | 2020-12-11 | 2021-12-11 | LG ELECTRONICS | LG 350N1C-V5 | Solar Panels |  | 0.35 | 6 | 320 | 25 |  | Fixed | Roof
NJSTRE1546346288 |  | Transition Incentive Program | Mays Landing | 8330 | 19 | 10.89 | Residential | Yes | Behind the Meter | Net-metered residential rooftop and canopy |  | None | Sun Up Zero Down | AC Electric | Accepted | 2020-12-09 | 2020-12-14 | 2021-12-14 | Enphase | tbd | Meters |  |  | 1 |  |  |  | Yes | Outdoor
NJSTRE1546346288 |  | Transition Incentive Program | Mays Landing | 8330 | 19 | 10.89 | Residential | Yes | Behind the Meter | Net-metered residential rooftop and canopy |  | None | Sun Up Zero Down | AC Electric | Accepted | 2020-12-09 | 2020-12-14 | 2021-12-14 | Enphase | IQ7-60-2-US | Inverters | 240 |  | 33 |  |  | 0.976 |  | Outside | behind panel
NJSTRE1546346288 |  | Transition Incentive Program | Mays Landing | 8330 | 19 | 10.89 | Residential | Yes | Behind the Meter | Net-metered residential rooftop and canopy |  | None | Sun Up Zero Down | AC Electric | Accepted | 2020-12-09 | 2020-12-14 | 2021-12-14 | REC | REC330NP | Solar Panels |  | 0.33 | 3 | 216 | 12 |  | Fixed | Roof
NJSTRE1546346288 |  | Transition Incentive Program | Mays Landing | 8330 | 19 | 10.89 | Residential | Yes | Behind the Meter | Net-metered residential rooftop and canopy |  | None | Sun Up Zero Down | AC Electric | Accepted | 2020-12-09 | 2020-12-14 | 2021-12-14 | REC | REC330NP | Solar Panels |  | 0.33 | 20 | 216 | 38 |  | Fixed | Roof
NJSTRE1546346288 |  | Transition Incentive Program | Mays Landing | 8330 | 19 | 10.89 | Residential | Yes | Behind the Meter | Net-metered residential rooftop and canopy |  | None | Sun Up Zero Down | AC Electric | Accepted | 2020-12-09 | 2020-12-14 | 2021-12-14 | REC | REC330NP | Solar Panels |  | 0.33 | 10 | 36 | 38 |  | Fixed | Roof
NJSTRE1546346291 |  | Transition Incentive Program | Medford | 8055 | 13 | 9.86 | Residential | No | Behind the Meter | Net-metered residential rooftop and canopy |  | None | Trinity Solar | AC Electric | Accepted | 2020-12-09 | 2020-12-14 | 2021-12-14 | Solar Edge | SE7600H-US000BNC4 | Inverters | 7600 |  | 1 |  |  | 0.97 |  | Outdoor | side of home
NJSTRE1546346291 |  | Transition Incentive Program | Medford | 8055 | 13 | 9.86 | Residential | No | Behind the Meter | Net-metered residential rooftop and canopy |  | None | Trinity Solar | AC Electric | Accepted | 2020-12-09 | 2020-12-14 | 2021-12-14 | HANWHA | Q.PEAK DUO BLK-G6 340 | Solar Panels |  | 0.34 | 18 | 159 | 33 |  | Fixed | Roof
NJSTRE1546346291 |  | Transition Incentive Program | Medford | 8055 | 13 | 9.86 | Residential | No | Behind the Meter | Net-metered residential rooftop and canopy |  | None | Trinity Solar | AC Electric | Accepted | 2020-12-09 | 2020-12-14 | 2021-12-14 | HANWHA | Q.PEAK DUO BLK-G6 340 | Solar Panels |  | 0.34 | 5 | 159 | 31 |  | Fixed | Roof
NJSTRE1546346291 |  | Transition Incentive Program | Medford | 8055 | 13 | 9.86 | Residential | No | Behind the Meter | Net-metered residential rooftop and canopy |  | None | Trinity Solar | AC Electric | Accepted | 2020-12-09 | 2020-12-14 | 2021-12-14 | HANWHA | Q.PEAK DUO BLK-G6 340 | Solar Panels |  | 0.34 | 6 | 159 | 33 |  | Fixed | Roof
NJSTRE1546346420 |  | Transition Incentive Program | Old Bridge | 8857 | 11 | 11.2 | Residential | Yes | Behind the Meter | Net-metered residential rooftop and canopy |  | None | Pro Custom Solar dba Momentum Solar | JCP&L | Accepted | 2020-12-09 | 2020-12-11 | 2021-12-11 | Enphase | IQ7Plus-72-2-US | Inverters | 290 |  | 32 |  |  | 0.97 |  | Outdoor | Roof
NJSTRE1546346420 |  | Transition Incentive Program | Old Bridge | 8857 | 11 | 11.2 | Residential | Yes | Behind the Meter | Net-metered residential rooftop and canopy |  | None | Pro Custom Solar dba Momentum Solar | JCP&L | Accepted | 2020-12-09 | 2020-12-11 | 2021-12-11 | LG ELECTRONICS | LG 350N1C-V5 | Solar Panels |  | 0.35 | 8 | 237 | 19 |  | Fixed | Roof
NJSTRE1546346420 |  | Transition Incentive Program | Old Bridge | 8857 | 11 | 11.2 | Residential | Yes | Behind the Meter | Net-metered residential rooftop and canopy |  | None | Pro Custom Solar dba Momentum Solar | JCP&L | Accepted | 2020-12-09 | 2020-12-11 | 2021-12-11 | LG ELECTRONICS | LG 350N1C-V5 | Solar Panels |  | 0.35 | 8 | 237 | 19 |  | Fixed | Roof
NJSTRE1546346420 |  | Transition Incentive Program | Old Bridge | 8857 | 11 | 11.2 | Residential | Yes | Behind the Meter | Net-metered residential rooftop and canopy |  | None | Pro Custom Solar dba Momentum Solar | JCP&L | Accepted | 2020-12-09 | 2020-12-11 | 2021-12-11 | LG ELECTRONICS | LG 350N1C-V5 | Solar Panels |  | 0.35 | 8 | 237 | 17 |  | Fixed | Roof
NJSTRE1546346420 |  | Transition Incentive Program | Old Bridge | 8857 | 11 | 11.2 | Residential | Yes | Behind the Meter | Net-metered residential rooftop and canopy |  | None | Pro Custom Solar dba Momentum Solar | JCP&L | Accepted | 2020-12-09 | 2020-12-11 | 2021-12-11 | LG ELECTRONICS | LG 350N1C-V5 | Solar Panels |  | 0.35 | 8 | 57 | 19 |  | Fixed | Roof
NJSTRE1546346423 |  | Transition Incentive Program | Edison TWP | 8820 | 11 | 8.5 | Residential | No | Behind the Meter | Net-metered residential rooftop and canopy |  | None | Tesla Energy Operations Inc. | PSE&G | Accepted | 2020-12-09 | 2020-12-11 | 2021-12-11 | SolarEdge Technologies | SE7600H-US [240V] | Inverters | 7600 |  | 1 |  |  | 0.99 |  | Outside | Outside
NJSTRE1546346423 |  | Transition Incentive Program | Edison TWP | 8820 | 11 | 8.5 | Residential | No | Behind the Meter | Net-metered residential rooftop and canopy |  | None | Tesla Energy Operations Inc. | PSE&G | Accepted | 2020-12-09 | 2020-12-11 | 2021-12-11 | Hanwha Q-CELLS | Q.Peak DUO BLK-G6+ 340 | Solar Panels |  | 0.34 | 25 | 153 | 26 |  | Fixed | Roof
NJSTRE1546346425 |  | Transition Incentive Program | Browns Mills | 8015 | 13 | 8.84 | Residential | Yes | Behind the Meter | Net-metered residential rooftop and canopy |  | None | Trinity Solar | JCP&L | Accepted | 2020-12-09 | 2020-12-11 | 2021-12-11 | Solar Edge | SE7600H-US | Inverters | 7600 |  | 1 |  |  | 0.97 |  | Outside | side of home
NJSTRE1546346425 |  | Transition Incentive Program | Browns Mills | 8015 | 13 | 8.84 | Residential | Yes | Behind the Meter | Net-metered residential rooftop and canopy |  | None | Trinity Solar | JCP&L | Accepted | 2020-12-09 | 2020-12-11 | 2021-12-11 | Hanwha 340 | Q.PEAK DUO BLK-G6 340 | Solar Panels |  | 0.34 | 12 | 110 | 15 |  | Fixed | Roof
NJSTRE1546346425 |  | Transition Incentive Program | Browns Mills | 8015 | 13 | 8.84 | Residential | Yes | Behind the Meter | Net-metered residential rooftop and canopy |  | None | Trinity Solar | JCP&L | Accepted | 2020-12-09 | 2020-12-11 | 2021-12-11 | Hanwha 340 | Q.PEAK DUO BLK-G6 340 | Solar Panels |  | 0.34 | 14 | 290 | 19 |  | Fixed | Roof
NJSTRE1546346445 |  | Transition Incentive Program | Millville | 8332 | 20 | 14.72 | Residential | Yes | Behind the Meter | Net-metered residential rooftop and canopy |  | None | Sun Up Zero Down | AC Electric | Accepted | 2020-12-09 | 2020-12-17 | 2021-12-17 | Enphase | X-IQ-AM1-240-3 | Meters |  |  | 1 |  |  |  | Yes | Outdoor
NJSTRE1546346445 |  | Transition Incentive Program | Millville | 8332 | 20 | 14.72 | Residential | Yes | Behind the Meter | Net-metered residential rooftop and canopy |  | None | Sun Up Zero Down | AC Electric | Accepted | 2020-12-09 | 2020-12-17 | 2021-12-17 | Enphase | IQ7XS-9G-ACM-US | Inverters | 320 |  | 45 |  |  | 0.976 |  | Outside | behind panel
NJSTRE1546346445 |  | Transition Incentive Program | Millville | 8332 | 20 | 14.72 | Residential | Yes | Behind the Meter | Net-metered residential rooftop and canopy |  | None | Sun Up Zero Down | AC Electric | Accepted | 2020-12-09 | 2020-12-17 | 2021-12-17 | Sunpower | SPR-E20-327-E-AC | Solar Panels |  | 0.327 | 9 | 138 | 9 |  | Fixed | Roof
NJSTRE1546346445 |  | Transition Incentive Program | Millville | 8332 | 20 | 14.72 | Residential | Yes | Behind the Meter | Net-metered residential rooftop and canopy |  | None | Sun Up Zero Down | AC Electric | Accepted | 2020-12-09 | 2020-12-17 | 2021-12-17 | Sunpower | SPR-E20-327-E-AC | Solar Panels |  | 0.327 | 16 | 228 | 14 |  | Fixed | Roof
NJSTRE1546346445 |  | Transition Incentive Program | Millville | 8332 | 20 | 14.72 | Residential | Yes | Behind the Meter | Net-metered residential rooftop and canopy |  | None | Sun Up Zero Down | AC Electric | Accepted | 2020-12-09 | 2020-12-17 | 2021-12-17 | Sunpower | SPR-E20-327-E-AC | Solar Panels |  | 0.327 | 4 | 138 | 23 |  | Fixed | Roof
NJSTRE1546346445 |  | Transition Incentive Program | Millville | 8332 | 20 | 14.72 | Residential | Yes | Behind the Meter | Net-metered residential rooftop and canopy |  | None | Sun Up Zero Down | AC Electric | Accepted | 2020-12-09 | 2020-12-17 | 2021-12-17 | Sunpower | SPR-E20-327-E-AC | Solar Panels |  | 0.327 | 16 | 138 | 23 |  | Fixed | Roof
NJSTRE1546346448 |  | Transition Incentive Program | Willingboro Twp | 8046 | 13 | 15.93 | Residential | Yes | Behind the Meter | Net-metered residential rooftop and canopy |  | None | SunnyMac LLC | PSE&G | Accepted | 2020-12-09 | 2020-12-14 | 2021-12-14 | Solaredge | SE11400H-US | Inverters | 11400 |  | 1 |  |  | 0.99 |  | Outdoor | Next to Meter
NJSTRE1546346448 |  | Transition Incentive Program | Willingboro Twp | 8046 | 13 | 15.93 | Residential | Yes | Behind the Meter | Net-metered residential rooftop and canopy |  | None | SunnyMac LLC | PSE&G | Accepted | 2020-12-09 | 2020-12-14 | 2021-12-14 | REC | TwinPeak 2 Mono | Solar Panels |  | 0.325 | 8 | 254 | 12 |  | Fixed | Roof
NJSTRE1546346448 |  | Transition Incentive Program | Willingboro Twp | 8046 | 13 | 15.93 | Residential | Yes | Behind the Meter | Net-metered residential rooftop and canopy |  | None | SunnyMac LLC | PSE&G | Accepted | 2020-12-09 | 2020-12-14 | 2021-12-14 | REC | TwinPeak 2 Mono | Solar Panels |  | 0.325 | 23 | 74 | 26 |  | Fixed | Roof
NJSTRE1546346448 |  | Transition Incentive Program | Willingboro Twp | 8046 | 13 | 15.93 | Residential | Yes | Behind the Meter | Net-metered residential rooftop and canopy |  | None | SunnyMac LLC | PSE&G | Accepted | 2020-12-09 | 2020-12-14 | 2021-12-14 | 254 | 26 | Solar Panels |  | 0.325 | 10 | 254 | 26 |  | Fixed | Roof
NJSTRE1546346448 |  | Transition Incentive Program | Willingboro Twp | 8046 | 13 | 15.93 | Residential | Yes | Behind the Meter | Net-metered residential rooftop and canopy |  | None | SunnyMac LLC | PSE&G | Accepted | 2020-12-09 | 2020-12-14 | 2021-12-14 | REC | TwinPeak 2 Mono | Solar Panels |  | 0.325 | 8 | 343 | 26 |  | Fixed | Roof
NJSTRE1546346453 |  | Transition Incentive Program | Englewood | 7631 | 7 | 8.5 | Residential | No | Behind the Meter | Net-metered residential rooftop and canopy |  | None | Trinity Solar | PSE&G | Accepted | 2020-12-09 | 2020-12-14 | 2021-12-14 | Solar Edge | SE7600H-US | Inverters | 7600 |  | 1 |  |  | 0.97 |  | Outside | side of home
NJSTRE1546346453 |  | Transition Incentive Program | Englewood | 7631 | 7 | 8.5 | Residential | No | Behind the Meter | Net-metered residential rooftop and canopy |  | None | Trinity Solar | PSE&G | Accepted | 2020-12-09 | 2020-12-14 | 2021-12-14 | Hanwha 340 | Q.PEAK DUO BLK-G6 340 | Solar Panels |  | 0.34 | 16 | 91 | 23 |  | Fixed | Roof
NJSTRE1546346453 |  | Transition Incentive Program | Englewood | 7631 | 7 | 8.5 | Residential | No | Behind the Meter | Net-metered residential rooftop and canopy |  | None | Trinity Solar | PSE&G | Accepted | 2020-12-09 | 2020-12-14 | 2021-12-14 | Hanwha 340 | Q.PEAK DUO BLK-G6 340 | Solar Panels |  | 0.34 | 9 | 271 | 23 |  | Fixed | Roof
NJSTRE1546346559 |  | Transition Incentive Program | Bloomfield | 7003 | 9 | 4.2 | Residential | No | Behind the Meter | Net-metered residential rooftop and canopy |  | None | Pro Custom Solar dba Momentum Solar | PSE&G | Accepted | 2020-12-09 | 2020-12-14 | 2021-12-14 | Enphase | IQ7Plus-72-2-US | Inverters | 290 |  | 10 |  |  | 0.97 |  | Outdoor | Roof
NJSTRE1546346559 |  | Transition Incentive Program | Bloomfield | 7003 | 9 | 4.2 | Residential | No | Behind the Meter | Net-metered residential rooftop and canopy |  | None | Pro Custom Solar dba Momentum Solar | PSE&G | Accepted | 2020-12-09 | 2020-12-14 | 2021-12-14 | LG ELECTRONICS | LG 350N1C-V5 | Solar Panels |  | 0.35 | 12 | 173 | 21 |  | Fixed | Roof
NJSTRE1546346578 |  | Transition Incentive Program | Newark | 7106 | 9 | 11.55 | Residential | Yes | Behind the Meter | Net-metered residential rooftop and canopy |  | None | Pro Custom Solar dba Momentum Solar | PSE&G | Accepted | 2020-12-09 | 2020-12-14 | 2021-12-14 | Enphase | IQ7Plus-72-2-US | Inverters | 290 |  | 33 |  |  | 0.97 |  | Outdoor | Roof
NJSTRE1546346578 |  | Transition Incentive Program | Newark | 7106 | 9 | 11.55 | Residential | Yes | Behind the Meter | Net-metered residential rooftop and canopy |  | None | Pro Custom Solar dba Momentum Solar | PSE&G | Accepted | 2020-12-09 | 2020-12-14 | 2021-12-14 | LG ELECTRONICS | LG 350N1C-V5 | Solar Panels |  | 0.35 | 16 | 288 | 23 |  | Fixed | Roof
NJSTRE1546346578 |  | Transition Incentive Program | Newark | 7106 | 9 | 11.55 | Residential | Yes | Behind the Meter | Net-metered residential rooftop and canopy |  | None | Pro Custom Solar dba Momentum Solar | PSE&G | Accepted | 2020-12-09 | 2020-12-14 | 2021-12-14 | LG ELECTRONICS | LG 350N1C-V5 | Solar Panels |  | 0.35 | 12 | 108 | 23 |  | Fixed | Roof
NJSTRE1546346578 |  | Transition Incentive Program | Newark | 7106 | 9 | 11.55 | Residential | Yes | Behind the Meter | Net-metered residential rooftop and canopy |  | None | Pro Custom Solar dba Momentum Solar | PSE&G | Accepted | 2020-12-09 | 2020-12-14 | 2021-12-14 | LG ELECTRONICS | LG 350N1C-V5 | Solar Panels |  | 0.35 | 5 | 197 | 30 |  | Fixed | Roof
NJSTRE1546346587 |  | Transition Incentive Program | Evesham TWP | 8053 | 13 | 16.32 | Residential | Yes | Behind the Meter | Net-metered residential rooftop and canopy |  | None | Tesla Energy Operations Inc. | PSE&G | Accepted | 2020-12-09 | 2020-12-14 | 2021-12-14 | Tesla | AC Powerwall 2.0 | Electric Storage Battery |  |  | 2 |  |  |  | Lithium Ion |  | Inside garage
NJSTRE1546346587 |  | Transition Incentive Program | Evesham TWP | 8053 | 13 | 16.32 | Residential | Yes | Behind the Meter | Net-metered residential rooftop and canopy |  | None | Tesla Energy Operations Inc. | PSE&G | Accepted | 2020-12-09 | 2020-12-14 | 2021-12-14 | SolarEdge Technologies | SE7600H-US [240V] | Inverters | 7600 |  | 2 |  |  | 0.99 |  | Outside | Outside
NJSTRE1546346587 |  | Transition Incentive Program | Evesham TWP | 8053 | 13 | 16.32 | Residential | Yes | Behind the Meter | Net-metered residential rooftop and canopy |  | None | Tesla Energy Operations Inc. | PSE&G | Accepted | 2020-12-09 | 2020-12-14 | 2021-12-14 | Hanwha Q-CELLS | Q.Peak DUO BLK-G6+ 340 | Solar Panels |  | 0.34 | 24 | 173 | 34 |  | Fixed | Roof
NJSTRE1546346587 |  | Transition Incentive Program | Evesham TWP | 8053 | 13 | 16.32 | Residential | Yes | Behind the Meter | Net-metered residential rooftop and canopy |  | None | Tesla Energy Operations Inc. | PSE&G | Accepted | 2020-12-09 | 2020-12-14 | 2021-12-14 | Hanwha Q-CELLS | Q.Peak DUO BLK-G6+ 340 | Solar Panels |  | 0.34 | 24 | 353 | 34 |  | Fixed | Roof
NJSTRE1546346588 |  | Transition Incentive Program | Mount Holly | 8060 | 13 | 5.6 | Residential | Yes | Behind the Meter | Net-metered residential rooftop and canopy |  | None | Pro Custom Solar dba Momentum Solar | PSE&G | Accepted | 2020-12-09 | 2020-12-18 | 2021-12-18 | Enphase | IQ7Plus-72-2-US | Inverters | 290 |  | 16 |  |  | 0.97 |  | Outdoor | Roof
NJSTRE1546346588 |  | Transition Incentive Program | Mount Holly | 8060 | 13 | 5.6 | Residential | Yes | Behind the Meter | Net-metered residential rooftop and canopy |  | None | Pro Custom Solar dba Momentum Solar | PSE&G | Accepted | 2020-12-09 | 2020-12-18 | 2021-12-18 | LG ELECTRONICS | LG 350N1C-V5 | Solar Panels |  | 0.35 | 16 | 193 | 20 |  | Fixed | Roof
NJSTRE1546346603 |  | Transition Incentive Program | Bloomfield | 7003 | 9 | 3.5 | Residential | Yes | Behind the Meter | Net-metered residential rooftop and canopy |  | None | Pro Custom Solar dba Momentum Solar | PSE&G | Accepted | 2020-12-09 | 2020-12-14 | 2021-12-14 | Enphase | IQ7Plus-72-2-US | Inverters | 290 |  | 10 |  |  | 0.97 |  | Outdoor | Roof
NJSTRE1546346603 |  | Transition Incentive Program | Bloomfield | 7003 | 9 | 3.5 | Residential | Yes | Behind the Meter | Net-metered residential rooftop and canopy |  | None | Pro Custom Solar dba Momentum Solar | PSE&G | Accepted | 2020-12-09 | 2020-12-14 | 2021-12-14 | LG ELECTRONICS | LG 350N1C-V5 | Solar Panels |  | 0.35 | 10 | 76 | 35 |  | Fixed | Roof
NJSTRE1546351259 |  | Transition Incentive Program | Neptune | 7753 | 17 | 8.4 | Residential | No | Behind the Meter | Net-metered residential rooftop and canopy |  | None | Suntuity Solar LLC | JCP&L | Accepted | 2020-12-10 | 2020-12-14 | 2021-12-14 | Enphase Energy | IQ7-60-2-US | Inverters | 240 |  | 24 |  |  | 0.97 |  | Outdoor | Behind the PV Modules
NJSTRE1546351259 |  | Transition Incentive Program | Neptune | 7753 | 17 | 8.4 | Residential | No | Behind the Meter | Net-metered residential rooftop and canopy |  | None | Suntuity Solar LLC | JCP&L | Accepted | 2020-12-10 | 2020-12-14 | 2021-12-14 | Longi | LR4-60HPB-350M | Solar Panels |  | 0.35 | 15 | 297 | 22 |  | Fixed | Roof
NJSTRE1546351259 |  | Transition Incentive Program | Neptune | 7753 | 17 | 8.4 | Residential | No | Behind the Meter | Net-metered residential rooftop and canopy |  | None | Suntuity Solar LLC | JCP&L | Accepted | 2020-12-10 | 2020-12-14 | 2021-12-14 | Longi | LR4-60HPB-350M | Solar Panels |  | 0.35 | 9 | 117 | 22 |  | Fixed | Roof
NJSTRE1546351278 |  | Transition Incentive Program | Piscataway | 8854 | 11 | 6.4 | Residential | No | Behind the Meter | Net-metered residential rooftop and canopy |  | None | Solar Mite Solutions | PSE&G | Accepted | 2020-12-10 | 2020-12-14 | 2021-12-14 | Enphase | IQ7-60-2 | Inverters | 0.24 |  | 20 |  |  | 0.98 |  | Outdoor | under solar module
NJSTRE1546351278 |  | Transition Incentive Program | Piscataway | 8854 | 11 | 6.4 | Residential | No | Behind the Meter | Net-metered residential rooftop and canopy |  | None | Solar Mite Solutions | PSE&G | Accepted | 2020-12-10 | 2020-12-14 | 2021-12-14 | Hanwha | Q.PEAK DUO BLK-G5 | Solar Panels |  | 0.32 | 20 | 153 | 23 |  | Fixed | Roof | Array1
NJSTRE1546351283 |  | Transition Incentive Program | Waahington TWP | 8012 | 14 | 19.84 | Residential | No | Behind the Meter | Net-metered residential rooftop and canopy |  | None | Orbit Energy & Power, LLC | AC Electric | Accepted | 2020-12-10 | 2020-12-14 | 2021-12-14 | ENPHASE ENERGY | IQ7-60-2-US | Inverters | 240 |  | 62 |  |  | 0.99 |  | Other | UNDER EACH PANEL
NJSTRE1546351283 |  | Transition Incentive Program | Waahington TWP | 8012 | 14 | 19.84 | Residential | No | Behind the Meter | Net-metered residential rooftop and canopy |  | None | Orbit Energy & Power, LLC | AC Electric | Accepted | 2020-12-10 | 2020-12-14 | 2021-12-14 | HANWHA | Q PEAK CELLS 320W | Solar Panels |  | 0.32 | 4 | 344 | 30 |  | Fixed | Roof
NJSTRE1546351283 |  | Transition Incentive Program | Waahington TWP | 8012 | 14 | 19.84 | Residential | No | Behind the Meter | Net-metered residential rooftop and canopy |  | None | Orbit Energy & Power, LLC | AC Electric | Accepted | 2020-12-10 | 2020-12-14 | 2021-12-14 | HANWHA | Q PEAK CELLS 320W | Solar Panels |  | 0.32 | 8 | 164 | 30 |  | Fixed | Roof
NJSTRE1546351283 |  | Transition Incentive Program | Waahington TWP | 8012 | 14 | 19.84 | Residential | No | Behind the Meter | Net-metered residential rooftop and canopy |  | None | Orbit Energy & Power, LLC | AC Electric | Accepted | 2020-12-10 | 2020-12-14 | 2021-12-14 | HANWHA | Q PEAK CELLS 320W | Solar Panels |  | 0.32 | 3 | 74 | 30 |  | Fixed | Roof
NJSTRE1546351283 |  | Transition Incentive Program | Waahington TWP | 8012 | 14 | 19.84 | Residential | No | Behind the Meter | Net-metered residential rooftop and canopy |  | None | Orbit Energy & Power, LLC | AC Electric | Accepted | 2020-12-10 | 2020-12-14 | 2021-12-14 | HANWHA | Q PEAK CELLS 320W | Solar Panels |  | 0.32 | 4 | 74 | 41 |  | Fixed | Roof
NJSTRE1546351283 |  | Transition Incentive Program | Waahington TWP | 8012 | 14 | 19.84 | Residential | No | Behind the Meter | Net-metered residential rooftop and canopy |  | None | Orbit Energy & Power, LLC | AC Electric | Accepted | 2020-12-10 | 2020-12-14 | 2021-12-14 | HANWHA | Q PEAK CELLS 320W | Solar Panels |  | 0.32 | 10 | 254 | 36 |  | Fixed | Roof
NJSTRE1546351283 |  | Transition Incentive Program | Waahington TWP | 8012 | 14 | 19.84 | Residential | No | Behind the Meter | Net-metered residential rooftop and canopy |  | None | Orbit Energy & Power, LLC | AC Electric | Accepted | 2020-12-10 | 2020-12-14 | 2021-12-14 | HANWHA | Q PEAK CELLS 320W | Solar Panels |  | 0.32 | 6 | 74 | 24 |  | Fixed | Roof
NJSTRE1546351283 |  | Transition Incentive Program | Waahington TWP | 8012 | 14 | 19.84 | Residential | No | Behind the Meter | Net-metered residential rooftop and canopy |  | None | Orbit Energy & Power, LLC | AC Electric | Accepted | 2020-12-10 | 2020-12-14 | 2021-12-14 | HANWHA | Q PEAK CELLS 320W | Solar Panels |  | 0.32 | 6 | 254 | 24 |  | Fixed | Roof
NJSTRE1546351283 |  | Transition Incentive Program | Waahington TWP | 8012 | 14 | 19.84 | Residential | No | Behind the Meter | Net-metered residential rooftop and canopy |  | None | Orbit Energy & Power, LLC | AC Electric | Accepted | 2020-12-10 | 2020-12-14 | 2021-12-14 | HANWHA | Q PEAK CELLS 320W | Solar Panels |  | 0.32 | 10 | 344 | 36 |  | Fixed | Roof
NJSTRE1546351283 |  | Transition Incentive Program | Waahington TWP | 8012 | 14 | 19.84 | Residential | No | Behind the Meter | Net-metered residential rooftop and canopy |  | None | Orbit Energy & Power, LLC | AC Electric | Accepted | 2020-12-10 | 2020-12-14 | 2021-12-14 | HANWHA | Q PEAK CELLS 320W | Solar Panels |  | 0.32 | 7 | 164 | 36 |  | Fixed | Roof
NJSTRE1546351283 |  | Transition Incentive Program | Waahington TWP | 8012 | 14 | 19.84 | Residential | No | Behind the Meter | Net-metered residential rooftop and canopy |  | None | Orbit Energy & Power, LLC | AC Electric | Accepted | 2020-12-10 | 2020-12-14 | 2021-12-14 | HANWHA | Q PEAK CELLS 320W | Solar Panels |  | 0.32 | 4 | 254 | 41 |  | Fixed | Roof
NJSTRE1546351327 |  | Transition Incentive Program | Blackwood | 8012 | 14 | 9.14 | Municipality | Yes | Behind the Meter | Net-metered residential rooftop and canopy |  | None | Solar Energy World | Park Ridge | Accepted | 2020-12-10 | 2020-12-14 | 2021-12-14 | SolarEdge Technologies | SE7600H-USRGM | Inverters | 7600 |  | 1 |  |  | 0.985 |  | Outside | near meter
NJSTRE1546351327 |  | Transition Incentive Program | Blackwood | 8012 | 14 | 9.14 | Municipality | Yes | Behind the Meter | Net-metered residential rooftop and canopy |  | None | Solar Energy World | Park Ridge | Accepted | 2020-12-10 | 2020-12-14 | 2021-12-14 | Hanwha Q-Cells | Q.PEAK DUO BLK-G5 315 | Solar Panels |  | 0.315 | 14 | 37 | 27 |  | Fixed | Roof
NJSTRE1546351327 |  | Transition Incentive Program | Blackwood | 8012 | 14 | 9.14 | Municipality | Yes | Behind the Meter | Net-metered residential rooftop and canopy |  | None | Solar Energy World | Park Ridge | Accepted | 2020-12-10 | 2020-12-14 | 2021-12-14 | Hanwha Q-Cells - | Q.PEAK DUO BLK-G5 315 | Solar Panels |  | 0.315 | 5 | 127 | 27 |  | Fixed | Roof
NJSTRE1546351327 |  | Transition Incentive Program | Blackwood | 8012 | 14 | 9.14 | Municipality | Yes | Behind the Meter | Net-metered residential rooftop and canopy |  | None | Solar Energy World | Park Ridge | Accepted | 2020-12-10 | 2020-12-14 | 2021-12-14 | Hanwha Q-Cells | Q.PEAK DUO BLK-G5 315 | Solar Panels |  | 0.315 | 10 | 216 | 27 |  | Fixed | Roof
NJSTRE1546351330 |  | Transition Incentive Program | Collings Lakes | 8094 | 15 | 9.43 | Residential | No | Behind the Meter | Net-metered residential rooftop and canopy |  | None | SunnyMac LLC | AC Electric | Accepted | 2020-12-10 | 2020-12-14 | 2021-12-14 | Solaredge | SE7600H-US | Inverters | 7600 |  | 1 |  |  | 0.99 |  | Outdoor | Next to Meter
NJSTRE1546351330 |  | Transition Incentive Program | Collings Lakes | 8094 | 15 | 9.43 | Residential | No | Behind the Meter | Net-metered residential rooftop and canopy |  | None | SunnyMac LLC | AC Electric | Accepted | 2020-12-10 | 2020-12-14 | 2021-12-14 | REC | TwinPeak 2 Mono | Solar Panels |  | 0.325 | 6 | 108 | 18 |  | Fixed | Roof
NJSTRE1546351330 |  | Transition Incentive Program | Collings Lakes | 8094 | 15 | 9.43 | Residential | No | Behind the Meter | Net-metered residential rooftop and canopy |  | None | SunnyMac LLC | AC Electric | Accepted | 2020-12-10 | 2020-12-14 | 2021-12-14 | REC | TwinPeak 2 Mono | Solar Panels |  | 0.325 | 10 | 105 | 18 |  | Fixed | Roof
NJSTRE1546351330 |  | Transition Incentive Program | Collings Lakes | 8094 | 15 | 9.43 | Residential | No | Behind the Meter | Net-metered residential rooftop and canopy |  | None | SunnyMac LLC | AC Electric | Accepted | 2020-12-10 | 2020-12-14 | 2021-12-14 | REC | TwinPeak 2 Mono | Solar Panels |  | 0.325 | 13 | 285 | 18 |  | Fixed | Roof
NJSTRE1546351342 |  | Transition Incentive Program | South Brunswick Twp | 8824 | 11 | 5.2 | Residential | No | Behind the Meter | Net-metered residential rooftop and canopy |  | None | SunnyMac LLC | PSE&G | Accepted | 2020-12-10 | 2020-12-14 | 2021-12-14 | Solaredge | SE5000H-US | Inverters | 5000 |  | 1 |  |  | 0.99 |  | Outdoor | Next to Meter
NJSTRE1546351342 |  | Transition Incentive Program | South Brunswick Twp | 8824 | 11 | 5.2 | Residential | No | Behind the Meter | Net-metered residential rooftop and canopy |  | None | SunnyMac LLC | PSE&G | Accepted | 2020-12-10 | 2020-12-14 | 2021-12-14 | REC | TwinPeak 2 Mono | Solar Panels |  | 0.325 | 16 | 161 | 18 |  | Fixed | Roof
NJSTRE1546351370 |  | Transition Incentive Program | Evesham Twp | 8053 | 13 | 300.11 | Commercial | No | Behind the Meter | Net-metered non-residential rooftop and canopy |  | None | National Energy Partners, LLC | PSE&G | Accepted | 2020-12-10 | 2020-12-14 | 2021-12-14 | SolarEdge Technologies | SE66.6KUS | Inverters | 66600 |  | 4 |  |  | 0.985 |  | Outdoor | Near the point of interconnection
NJSTRE1546351370 |  | Transition Incentive Program | Evesham Twp | 8053 | 13 | 300.11 | Commercial | No | Behind the Meter | Net-metered non-residential rooftop and canopy |  | None | National Energy Partners, LLC | PSE&G | Accepted | 2020-12-10 | 2020-12-14 | 2021-12-14 | Jinko Solar | EAGLE HC 72M-G2 405 W | Solar Panels |  | 0.405 | 741 | 207 | 5 |  | Fixed | Roof
NJSTRE1546351402 |  | Transition Incentive Program | Westfield | 7090 | 10 | 4.69 | Residential | Yes | Behind the Meter | Net-metered residential rooftop and canopy |  | None | Trinity Solar | PSE&G | Accepted | 2020-12-10 | 2020-12-14 | 2021-12-14 | Solar Edge | SE3800H-US000BNC4 | Inverters | 3800 |  | 1 |  |  | 0.97 |  | Outdoor | side of home
NJSTRE1546351402 |  | Transition Incentive Program | Westfield | 7090 | 10 | 4.69 | Residential | Yes | Behind the Meter | Net-metered residential rooftop and canopy |  | None | Trinity Solar | PSE&G | Accepted | 2020-12-10 | 2020-12-14 | 2021-12-14 | HANWHA | Q.PEAK DUO BLK-G6 335 | Solar Panels |  | 0.335 | 14 | 149 | 31 |  | Fixed | Roof
NJSTRE1546351412 |  | Transition Incentive Program | Lyndhurst | 7071 | 7 | 3.69 | Residential | No | Behind the Meter | Net-metered residential rooftop and canopy |  | PSEG | Venture Solar | PSE&G | Accepted | 2020-12-10 | 2020-12-14 | 2021-12-14 | Enphase | IQ7-60-2-US | Inverters | 0.25 |  | 11 |  |  | 0.976 |  | Outside | Outside
NJSTRE1546351412 |  | Transition Incentive Program | Lyndhurst | 7071 | 7 | 3.69 | Residential | No | Behind the Meter | Net-metered residential rooftop and canopy |  | PSEG | Venture Solar | PSE&G | Accepted | 2020-12-10 | 2020-12-14 | 2021-12-14 | LG Electronics | LG335N1C-V5 | Solar Panels |  | 0.335 | 5 | 119 | 33 |  | Fixed | Roof
NJSTRE1546351412 |  | Transition Incentive Program | Lyndhurst | 7071 | 7 | 3.69 | Residential | No | Behind the Meter | Net-metered residential rooftop and canopy |  | PSEG | Venture Solar | PSE&G | Accepted | 2020-12-10 | 2020-12-14 | 2021-12-14 | LG Electronics | LG335N1C-V5 | Solar Panels |  | 0.335 | 6 | 119 | 22 |  | Fixed | Roof
NJSTRE1546351413 |  | Transition Incentive Program | Evesham Twp | 8053 | 13 | 425.66 | Commercial | No | Behind the Meter | Net-metered non-residential rooftop and canopy |  | None | National Energy Partners, LLC | PSE&G | Accepted | 2020-12-10 | 2020-12-14 | 2021-12-14 | SolarEdge Technologies | SE66.6KUS | Inverters | 66600 |  | 5 |  |  | 0.985 |  | Outdoor | Near the point of interconnection
NJSTRE1546351413 |  | Transition Incentive Program | Evesham Twp | 8053 | 13 | 425.66 | Commercial | No | Behind the Meter | Net-metered non-residential rooftop and canopy |  | None | National Energy Partners, LLC | PSE&G | Accepted | 2020-12-10 | 2020-12-14 | 2021-12-14 | Jinko Solar | JINKO EAGLE HC 72M G2 405W | Solar Panels |  | 0.405 | 1051 | 207 | 5 |  | Fixed | Roof
NJSTRE1546351416 |  | Transition Incentive Program | Parsippany | 7054 | 3 | 8.5 | Residential | Yes | Behind the Meter | Net-metered residential rooftop and canopy |  | None | Tesla Energy Operations Inc. | JCP&L | Accepted | 2020-12-10 | 2020-12-14 | 2021-12-14 | Delta Electronics | M8-TL-US [240V] | Inverters | 7680 |  | 1 |  |  | 0.975 |  | Outside | Outside
NJSTRE1546351416 |  | Transition Incentive Program | Parsippany | 7054 | 3 | 8.5 | Residential | Yes | Behind the Meter | Net-metered residential rooftop and canopy |  | None | Tesla Energy Operations Inc. | JCP&L | Accepted | 2020-12-10 | 2020-12-14 | 2021-12-14 | Hanwha Q-CELLS | Q.Peak DUO BLK-G6+ 340 | Solar Panels |  | 0.34 | 25 | 253 | 34 |  | Fixed | Roof
NJSTRE1546351419 |  | Transition Incentive Program | Clementon | 8021 | 14 | 7.85 | Residential | Yes | Behind the Meter | Net-metered residential rooftop and canopy |  | None | Geoscape Solar | AC Electric | Accepted | 2020-12-11 | 2020-12-16 | 2021-12-16 | SunPower | PVS5x | Meters |  |  | 1 |  |  |  | Yes | Outdoor
NJSTRE1546351419 |  | Transition Incentive Program | Clementon | 8021 | 14 | 7.85 | Residential | Yes | Behind the Meter | Net-metered residential rooftop and canopy |  | None | Geoscape Solar | AC Electric | Accepted | 2020-12-11 | 2020-12-16 | 2021-12-16 | SunPower | E20 327-E-AC | Inverters | 320 |  | 24 |  |  | 0.975 |  | Outdoor | Attached to panel
NJSTRE1546351419 |  | Transition Incentive Program | Clementon | 8021 | 14 | 7.85 | Residential | Yes | Behind the Meter | Net-metered residential rooftop and canopy |  | None | Geoscape Solar | AC Electric | Accepted | 2020-12-11 | 2020-12-16 | 2021-12-16 | SunPower | E20 327-E-AC | Solar Panels |  | 0.327 | 18 | 149 | 23 |  | Fixed | Roof
NJSTRE1546351419 |  | Transition Incentive Program | Clementon | 8021 | 14 | 7.85 | Residential | Yes | Behind the Meter | Net-metered residential rooftop and canopy |  | None | Geoscape Solar | AC Electric | Accepted | 2020-12-11 | 2020-12-16 | 2021-12-16 | SunPowre | E20 327-E-AC | Solar Panels |  | 0.327 | 6 | 23 | 149 |  | Fixed | Roof
NJSTRE1546351432 |  | Transition Incentive Program | Erial | 8081 | 14 | 5.12 | Residential | No | Behind the Meter | Net-metered residential rooftop and canopy |  | None | Orbit Energy & Power, LLC | AC Electric | Accepted | 2020-12-15 | 2020-12-15 | 2021-12-15 | ENPHASE ENERGY | IQ7-60-2-US | Inverters | 240 |  | 16 |  |  | 0.99 |  | Other | UNDER EACH PANEL
NJSTRE1546351432 |  | Transition Incentive Program | Erial | 8081 | 14 | 5.12 | Residential | No | Behind the Meter | Net-metered residential rooftop and canopy |  | None | Orbit Energy & Power, LLC | AC Electric | Accepted | 2020-12-15 | 2020-12-15 | 2021-12-15 | HANWHA | Q PEAK CELLS 320W | Solar Panels |  | 0.32 | 16 | 154 | 20 |  | Fixed | Roof
NJSTRE1546351438 |  | Transition Incentive Program | Millstone | 8510 | 17 | 24.1 | Residential | Yes | Behind the Meter | Net-metered residential rooftop and canopy |  | None | Sunrun Installation Services, Inc. | JCP&L | Accepted | 2020-12-10 | 2020-12-14 | 2021-12-14 | LG Chem | RESU 10H SEG | Electric Storage Battery |  |  | 2 |  |  |  | Lithium Ion |  | outside
NJSTRE1546351438 |  | Transition Incentive Program | Millstone | 8510 | 17 | 24.1 | Residential | Yes | Behind the Meter | Net-metered residential rooftop and canopy |  | None | Sunrun Installation Services, Inc. | JCP&L | Accepted | 2020-12-10 | 2020-12-14 | 2021-12-14 | Delta Electronics | E6-TL-US | Inverters | 6000 |  | 1 |  |  | 0.96 |  | Outdoor | Next To Meter
NJSTRE1546351438 |  | Transition Incentive Program | Millstone | 8510 | 17 | 24.1 | Residential | Yes | Behind the Meter | Net-metered residential rooftop and canopy |  | None | Sunrun Installation Services, Inc. | JCP&L | Accepted | 2020-12-10 | 2020-12-14 | 2021-12-14 | Delta Electronics | M10-TL-US | Inverters | 10000 |  | 2 |  |  | 0.96 |  | Outdoor | Next To Meter
NJSTRE1546351438 |  | Transition Incentive Program | Millstone | 8510 | 17 | 24.1 | Residential | Yes | Behind the Meter | Net-metered residential rooftop and canopy |  | None | Sunrun Installation Services, Inc. | JCP&L | Accepted | 2020-12-10 | 2020-12-14 | 2021-12-14 | Delta Electronics | M6-TL-US | Inverters | 6000 |  | 1 |  |  | 0.96 |  | Outdoor | Next To Meter
NJSTRE1546351438 |  | Transition Incentive Program | Millstone | 8510 | 17 | 24.1 | Residential | Yes | Behind the Meter | Net-metered residential rooftop and canopy |  | None | Sunrun Installation Services, Inc. | JCP&L | Accepted | 2020-12-10 | 2020-12-14 | 2021-12-14 | LONGi Green Energy Technology Co Ltd | LR6-60HPB-305M | Solar Panels |  | 0.305 | 5 | 330 | 32 |  | Fixed | Roof
NJSTRE1546351438 |  | Transition Incentive Program | Millstone | 8510 | 17 | 24.1 | Residential | Yes | Behind the Meter | Net-metered residential rooftop and canopy |  | None | Sunrun Installation Services, Inc. | JCP&L | Accepted | 2020-12-10 | 2020-12-14 | 2021-12-14 | LONGi Green Energy Technology Co Ltd | LR6-60HPB-305M | Solar Panels |  | 0.305 | 7 | 60 | 34 |  | Fixed | Roof
NJSTRE1546351438 |  | Transition Incentive Program | Millstone | 8510 | 17 | 24.1 | Residential | Yes | Behind the Meter | Net-metered residential rooftop and canopy |  | None | Sunrun Installation Services, Inc. | JCP&L | Accepted | 2020-12-10 | 2020-12-14 | 2021-12-14 | LONGi Green Energy Technology Co Ltd | LR6-60HPB-305M | Solar Panels |  | 0.305 | 8 | 330 | 32 |  | Fixed | Roof
NJSTRE1546351438 |  | Transition Incentive Program | Millstone | 8510 | 17 | 24.1 | Residential | Yes | Behind the Meter | Net-metered residential rooftop and canopy |  | None | Sunrun Installation Services, Inc. | JCP&L | Accepted | 2020-12-10 | 2020-12-14 | 2021-12-14 | LONGi Green Energy Technology Co Ltd | LR6-60HPB-305M | Solar Panels |  | 0.305 | 23 | 150 | 32 |  | Fixed | Roof
NJSTRE1546351438 |  | Transition Incentive Program | Millstone | 8510 | 17 | 24.1 | Residential | Yes | Behind the Meter | Net-metered residential rooftop and canopy |  | None | Sunrun Installation Services, Inc. | JCP&L | Accepted | 2020-12-10 | 2020-12-14 | 2021-12-14 | LONGi Green Energy Technology Co Ltd | LR6-60HPB-305M | Solar Panels |  | 0.305 | 5 | 240 | 32 |  | Fixed | Roof
NJSTRE1546351438 |  | Transition Incentive Program | Millstone | 8510 | 17 | 24.1 | Residential | Yes | Behind the Meter | Net-metered residential rooftop and canopy |  | None | Sunrun Installation Services, Inc. | JCP&L | Accepted | 2020-12-10 | 2020-12-14 | 2021-12-14 | LONGi Green Energy Technology Co Ltd | LR6-60HPB-305M | Solar Panels |  | 0.305 | 8 | 240 | 19 |  | Fixed | Roof
NJSTRE1546351438 |  | Transition Incentive Program | Millstone | 8510 | 17 | 24.1 | Residential | Yes | Behind the Meter | Net-metered residential rooftop and canopy |  | None | Sunrun Installation Services, Inc. | JCP&L | Accepted | 2020-12-10 | 2020-12-14 | 2021-12-14 | LONGi Green Energy Technology Co Ltd | LR6-60HPB-305M | Solar Panels |  | 0.305 | 8 | 60 | 19 |  | Fixed | Roof
NJSTRE1546351438 |  | Transition Incentive Program | Millstone | 8510 | 17 | 24.1 | Residential | Yes | Behind the Meter | Net-metered residential rooftop and canopy |  | None | Sunrun Installation Services, Inc. | JCP&L | Accepted | 2020-12-10 | 2020-12-14 | 2021-12-14 | LONGi Green Energy Technology Co Ltd | LR6-60HPB-305M | Solar Panels |  | 0.305 | 8 | 60 | 34 |  | Fixed | Roof
NJSTRE1546351438 |  | Transition Incentive Program | Millstone | 8510 | 17 | 24.1 | Residential | Yes | Behind the Meter | Net-metered residential rooftop and canopy |  | None | Sunrun Installation Services, Inc. | JCP&L | Accepted | 2020-12-10 | 2020-12-14 | 2021-12-14 | LONGi Green Energy Technology Co Ltd | LR6-60HPB-305M | Solar Panels |  | 0.305 | 7 | 60 | 19 |  | Fixed | Roof
NJSTRE1546351447 |  | Transition Incentive Program | Ringoes | 8551 | 4 | 11.47 | Residential | No | Behind the Meter | Net-metered residential rooftop and canopy |  | None | Whitman Construction, LLC | JCP&L | Accepted | 2020-12-10 | 2020-12-14 | 2021-12-14 | enphase energy | iq7plus-72-2-us | Inverters | 295 |  | 31 |  |  | 0.975 |  | Outdoor | microinverters located under modules
NJSTRE1546351447 |  | Transition Incentive Program | Ringoes | 8551 | 4 | 11.47 | Residential | No | Behind the Meter | Net-metered residential rooftop and canopy |  | None | Whitman Construction, LLC | JCP&L | Accepted | 2020-12-10 | 2020-12-14 | 2021-12-14 | solaria power | xt 370r pd | Solar Panels |  | 0.37 | 16 | 234 | 27 |  | Fixed | Pole
NJSTRE1546351447 |  | Transition Incentive Program | Ringoes | 8551 | 4 | 11.47 | Residential | No | Behind the Meter | Net-metered residential rooftop and canopy |  | None | Whitman Construction, LLC | JCP&L | Accepted | 2020-12-10 | 2020-12-14 | 2021-12-14 | solaria power | xt 370r pd | Solar Panels |  | 0.37 | 1 | 54 | 24 |  | Fixed | Roof
NJSTRE1546351447 |  | Transition Incentive Program | Ringoes | 8551 | 4 | 11.47 | Residential | No | Behind the Meter | Net-metered residential rooftop and canopy |  | None | Whitman Construction, LLC | JCP&L | Accepted | 2020-12-10 | 2020-12-14 | 2021-12-14 | solaria power | xt 370r pd | Solar Panels |  | 0.37 | 1 | 144 | 27 |  | Fixed | Roof
NJSTRE1546351447 |  | Transition Incentive Program | Ringoes | 8551 | 4 | 11.47 | Residential | No | Behind the Meter | Net-metered residential rooftop and canopy |  | None | Whitman Construction, LLC | JCP&L | Accepted | 2020-12-10 | 2020-12-14 | 2021-12-14 | solaria power | xt 370r pd | Solar Panels |  | 0.37 | 2 | 234 | 24 |  | Fixed | Roof
NJSTRE1546351447 |  | Transition Incentive Program | Ringoes | 8551 | 4 | 11.47 | Residential | No | Behind the Meter | Net-metered residential rooftop and canopy |  | None | Whitman Construction, LLC | JCP&L | Accepted | 2020-12-10 | 2020-12-14 | 2021-12-14 | solaria power | xt 370r pd | Solar Panels |  | 0.37 | 11 | 54 | 27 |  | Fixed | Roof
NJSTRE1546351452 |  | Transition Incentive Program | Swedesboro | 8085 | 15 | 17.64 | Residential | Yes | Behind the Meter | Net-metered residential rooftop and canopy |  | None | Solar Energy World | AC Electric | Accepted | 2020-12-10 | 2020-12-15 | 2021-12-15 | SolarEdge Technologies | SE10000H-USRGM | Inverters | 10000 |  | 1 |  |  | 0.98 |  | Outdoor | near meter
NJSTRE1546351452 |  | Transition Incentive Program | Swedesboro | 8085 | 15 | 17.64 | Residential | Yes | Behind the Meter | Net-metered residential rooftop and canopy |  | None | Solar Energy World | AC Electric | Accepted | 2020-12-10 | 2020-12-15 | 2021-12-15 | SolarEdge Technologies | SE3800H-USRGM | Inverters | 3800 |  | 1 |  |  | 0.982 |  | Outside | near meter
NJSTRE1546351452 |  | Transition Incentive Program | Swedesboro | 8085 | 15 | 17.64 | Residential | Yes | Behind the Meter | Net-metered residential rooftop and canopy |  | None | Solar Energy World | AC Electric | Accepted | 2020-12-10 | 2020-12-15 | 2021-12-15 | Hanwha | Q.PEAK DUO BLK-G5 315 | Solar Panels |  | 0.315 | 7 | 172 | 40 |  | Fixed | Roof
NJSTRE1546351452 |  | Transition Incentive Program | Swedesboro | 8085 | 15 | 17.64 | Residential | Yes | Behind the Meter | Net-metered residential rooftop and canopy |  | None | Solar Energy World | AC Electric | Accepted | 2020-12-10 | 2020-12-15 | 2021-12-15 | Hanwha | Q.PEAK DUO BLK-G5 315 | Solar Panels |  | 0.315 | 15 | 172 | 40 |  | Fixed | Roof
NJSTRE1546351452 |  | Transition Incentive Program | Swedesboro | 8085 | 15 | 17.64 | Residential | Yes | Behind the Meter | Net-metered residential rooftop and canopy |  | None | Solar Energy World | AC Electric | Accepted | 2020-12-10 | 2020-12-15 | 2021-12-15 | Hanwha | Q.PEAK DUO BLK-G5 315 | Solar Panels |  | 0.315 | 34 | 83 | 40 |  | Fixed | Roof
NJSTRE1546351457 |  | Transition Incentive Program | Turnersville | 8012 | 14 | 15.93 | Residential | No | Behind the Meter | Net-metered residential rooftop and canopy |  | None | SunnyMac LLC | AC Electric | Accepted | 2020-12-10 | 2020-12-14 | 2021-12-14 | Solaredge | SE11400H-US | Inverters | 11400 |  | 1 |  |  | 0.99 |  | Outdoor | Next to MEter
NJSTRE1546351457 |  | Transition Incentive Program | Turnersville | 8012 | 14 | 15.93 | Residential | No | Behind the Meter | Net-metered residential rooftop and canopy |  | None | SunnyMac LLC | AC Electric | Accepted | 2020-12-10 | 2020-12-14 | 2021-12-14 | REC | TwinPeak 2 Mono | Solar Panels |  | 0.325 | 17 | 262 | 20 |  | Fixed | Roof
NJSTRE1546351457 |  | Transition Incentive Program | Turnersville | 8012 | 14 | 15.93 | Residential | No | Behind the Meter | Net-metered residential rooftop and canopy |  | None | SunnyMac LLC | AC Electric | Accepted | 2020-12-10 | 2020-12-14 | 2021-12-14 | REC | TwinPeak 2 Mono | Solar Panels |  | 0.325 | 7 | 82 | 20 |  | Fixed | Roof
NJSTRE1546351457 |  | Transition Incentive Program | Turnersville | 8012 | 14 | 15.93 | Residential | No | Behind the Meter | Net-metered residential rooftop and canopy |  | None | SunnyMac LLC | AC Electric | Accepted | 2020-12-10 | 2020-12-14 | 2021-12-14 | REC | TwinPeak 2 Mono | Solar Panels |  | 0.325 | 25 | 172 | 20 |  | Fixed | Roof
NJSTRE1546351461 |  | Transition Incentive Program | Ewing TWP | 8638 | 12 | 7.82 | Residential | Yes | Behind the Meter | Net-metered residential rooftop and canopy |  | None | Tesla Energy Operations Inc. | PSE&G | Accepted | 2020-12-10 | 2020-12-14 | 2021-12-14 | SolarEdge Technologies | SE7600H-US [240V] | Inverters | 7600 |  | 1 |  |  | 0.99 |  | Outside | Outside
NJSTRE1546351461 |  | Transition Incentive Program | Ewing TWP | 8638 | 12 | 7.82 | Residential | Yes | Behind the Meter | Net-metered residential rooftop and canopy |  | None | Tesla Energy Operations Inc. | PSE&G | Accepted | 2020-12-10 | 2020-12-14 | 2021-12-14 | Hanwha Q-CELLS | Q.Peak DUO BLK-G6+ 340 | Solar Panels |  | 0.34 | 5 | 332 | 18 |  | Fixed | Roof
NJSTRE1546351461 |  | Transition Incentive Program | Ewing TWP | 8638 | 12 | 7.82 | Residential | Yes | Behind the Meter | Net-metered residential rooftop and canopy |  | None | Tesla Energy Operations Inc. | PSE&G | Accepted | 2020-12-10 | 2020-12-14 | 2021-12-14 | Hanwha Q-CELLS | Q.Peak DUO BLK-G6+ 340 | Solar Panels |  | 0.34 | 12 | 152 | 18 |  | Fixed | Roof
NJSTRE1546351461 |  | Transition Incentive Program | Ewing TWP | 8638 | 12 | 7.82 | Residential | Yes | Behind the Meter | Net-metered residential rooftop and canopy |  | None | Tesla Energy Operations Inc. | PSE&G | Accepted | 2020-12-10 | 2020-12-14 | 2021-12-14 | Hanwha Q-CELLS | Q.Peak DUO BLK-G6+ 340 | Solar Panels |  | 0.34 | 6 | 152 | 18 |  | Fixed | Roof
NJSTRE1546351501 |  | Transition Incentive Program | North Bergen | 7047 | 8 | 12.2 | Residential | Yes | Behind the Meter | Net-metered residential rooftop and canopy |  | None | Sunrun Installation Services, Inc. | PSE&G | Accepted | 2020-12-10 | 2020-12-14 | 2021-12-14 | Enphase Energy | IQ7-60-x-US (240V) | Inverters | 240 |  | 40 |  |  | 0.96 |  | Outdoor | Rooftop
NJSTRE1546351501 |  | Transition Incentive Program | North Bergen | 7047 | 8 | 12.2 | Residential | Yes | Behind the Meter | Net-metered residential rooftop and canopy |  | None | Sunrun Installation Services, Inc. | PSE&G | Accepted | 2020-12-10 | 2020-12-14 | 2021-12-14 | LONGi Green Energy Technology Co Ltd | LR6-60HPB-305M | Solar Panels |  | 0.305 | 20 | 28 | 21 |  | Fixed | Roof
NJSTRE1546351501 |  | Transition Incentive Program | North Bergen | 7047 | 8 | 12.2 | Residential | Yes | Behind the Meter | Net-metered residential rooftop and canopy |  | None | Sunrun Installation Services, Inc. | PSE&G | Accepted | 2020-12-10 | 2020-12-14 | 2021-12-14 | LONGi Green Energy Technology Co Ltd | LR6-60HPB-305M | Solar Panels |  | 0.305 | 20 | 208 | 23 |  | Fixed | Roof
NJSTRE1546351506 |  | Transition Incentive Program | Swedesboro | 8085 | 15 | 5.44 | Residential | Yes | Behind the Meter | Net-metered residential rooftop and canopy |  | None | Vivint Solar Developer, LLC | AC Electric | Accepted | 2020-12-11 | 2020-12-14 | 2021-12-14 | SolarEdge | SE3800H-US | Inverters | 3800 |  | 1 |  |  | 0.992 |  | Outdoor | Near the Utility Meter
NJSTRE1546351506 |  | Transition Incentive Program | Swedesboro | 8085 | 15 | 5.44 | Residential | Yes | Behind the Meter | Net-metered residential rooftop and canopy |  | None | Vivint Solar Developer, LLC | AC Electric | Accepted | 2020-12-11 | 2020-12-14 | 2021-12-14 | Jinko Solar | JKM320M-60HBL | Solar Panels |  | 0.32 | 8 | 118 | 27 |  | Fixed | Roof
NJSTRE1546351506 |  | Transition Incentive Program | Swedesboro | 8085 | 15 | 5.44 | Residential | Yes | Behind the Meter | Net-metered residential rooftop and canopy |  | None | Vivint Solar Developer, LLC | AC Electric | Accepted | 2020-12-11 | 2020-12-14 | 2021-12-14 | Jinko Solar | JKM320M-60HBL | Solar Panels |  | 0.32 | 9 | 298 | 27 |  | Fixed | Roof
NJSTRE1546351534 |  | Transition Incentive Program | Piscataway | 8854 | 11 | 6.93 | Residential | Yes | Behind the Meter | Net-metered residential rooftop and canopy |  | None | Solar Energy World | PSE&G | Accepted | 2020-12-10 | 2020-12-14 | 2021-12-14 | SolarEdge Technologies | SE6000H-USRGM | Inverters | 6000 |  | 1 |  |  | 0.983 |  | Outside | near meter
NJSTRE1546351534 |  | Transition Incentive Program | Piscataway | 8854 | 11 | 6.93 | Residential | Yes | Behind the Meter | Net-metered residential rooftop and canopy |  | None | Solar Energy World | PSE&G | Accepted | 2020-12-10 | 2020-12-14 | 2021-12-14 | Hanwha | Q.PEAK DUO BLK-G5 315 | Solar Panels |  | 0.315 | 22 | 173 | 23 |  | Fixed | Roof
NJSTRE1546351540 |  | Transition Incentive Program | North Arlington | 7031 | 7 | 8.04 | Residential | Yes | Behind the Meter | Net-metered residential rooftop and canopy |  | None | Venture Solar | PSE&G | Accepted | 2020-12-10 | 2020-12-14 | 2021-12-14 | Enphase | IQ7-60-2-US | Inverters | 0.25 |  | 24 |  |  | 0.976 |  | Outside | Outside
NJSTRE1546351540 |  | Transition Incentive Program | North Arlington | 7031 | 7 | 8.04 | Residential | Yes | Behind the Meter | Net-metered residential rooftop and canopy |  | None | Venture Solar | PSE&G | Accepted | 2020-12-10 | 2020-12-14 | 2021-12-14 | Hanwha Q Cells | Q.PeakDuo-G5 335 | Solar Panels |  | 0.335 | 11 | 302 | 28 |  | Fixed | Roof
NJSTRE1546351540 |  | Transition Incentive Program | North Arlington | 7031 | 7 | 8.04 | Residential | Yes | Behind the Meter | Net-metered residential rooftop and canopy |  | None | Venture Solar | PSE&G | Accepted | 2020-12-10 | 2020-12-14 | 2021-12-14 | Hanwha Q Cells | Q.PeakDuo-Gg 335 | Solar Panels |  | 0.335 | 13 | 122 | 28 |  | Fixed | Roof
NJSTRE1546351553 |  | Transition Incentive Program | Hasbrouck Heights | 7604 | 7 | 5.18 | Residential | Yes | Behind the Meter | Net-metered residential rooftop and canopy |  | None | Sunrun Installation Services, Inc. | PSE&G | Accepted | 2020-12-10 | 2020-12-14 | 2021-12-14 | Enphase Energy | IQ7PLUS-72-x-US (240V) | Inverters | 290 |  | 15 |  |  | 0.96 |  | Outdoor | Rooftop
NJSTRE1546351553 |  | Transition Incentive Program | Hasbrouck Heights | 7604 | 7 | 5.18 | Residential | Yes | Behind the Meter | Net-metered residential rooftop and canopy |  | None | Sunrun Installation Services, Inc. | PSE&G | Accepted | 2020-12-10 | 2020-12-14 | 2021-12-14 | LG Electronics | LG345N1C-V5 | Solar Panels |  | 0.345 | 4 | 37 | 30 |  | Fixed | Roof
NJSTRE1546351553 |  | Transition Incentive Program | Hasbrouck Heights | 7604 | 7 | 5.18 | Residential | Yes | Behind the Meter | Net-metered residential rooftop and canopy |  | None | Sunrun Installation Services, Inc. | PSE&G | Accepted | 2020-12-10 | 2020-12-14 | 2021-12-14 | LG Electronics | LG345N1C-V5 | Solar Panels |  | 0.345 | 5 | 37 | 40 |  | Fixed | Roof
NJSTRE1546351553 |  | Transition Incentive Program | Hasbrouck Heights | 7604 | 7 | 5.18 | Residential | Yes | Behind the Meter | Net-metered residential rooftop and canopy |  | None | Sunrun Installation Services, Inc. | PSE&G | Accepted | 2020-12-10 | 2020-12-14 | 2021-12-14 | LG Electronics | LG345N1C-V5 | Solar Panels |  | 0.345 | 6 | 218 | 30 |  | Fixed | Roof
NJSTRE1546351562 |  | Transition Incentive Program | Mantua | 8051 | 15 | 10.24 | Residential | No | Behind the Meter | Net-metered residential rooftop and canopy |  | None | Orbit Energy & Power, LLC | AC Electric | Accepted | 2020-12-10 | 2020-12-15 | 2021-12-15 | ENPHASE ENERGY | IQ7-60-2-US | Inverters | 240 |  | 32 |  |  | 0.99 |  | Other | UNDER EACH PANEL
NJSTRE1546351562 |  | Transition Incentive Program | Mantua | 8051 | 15 | 10.24 | Residential | No | Behind the Meter | Net-metered residential rooftop and canopy |  | None | Orbit Energy & Power, LLC | AC Electric | Accepted | 2020-12-10 | 2020-12-15 | 2021-12-15 | HANWHA | Q PEAK CELLLS 320W | Solar Panels |  | 0.32 | 2 | 219 | 22 |  | Fixed | Roof
NJSTRE1546351562 |  | Transition Incentive Program | Mantua | 8051 | 15 | 10.24 | Residential | No | Behind the Meter | Net-metered residential rooftop and canopy |  | None | Orbit Energy & Power, LLC | AC Electric | Accepted | 2020-12-10 | 2020-12-15 | 2021-12-15 | HANWHA | Q PEAK CELLS 320W | Solar Panels |  | 0.32 | 24 | 39 | 22 |  | Fixed | Roof
NJSTRE1546351562 |  | Transition Incentive Program | Mantua | 8051 | 15 | 10.24 | Residential | No | Behind the Meter | Net-metered residential rooftop and canopy |  | None | Orbit Energy & Power, LLC | AC Electric | Accepted | 2020-12-10 | 2020-12-15 | 2021-12-15 | HANWHA | Q PEAK CELLS 320W | Solar Panels |  | 0.32 | 6 | 219 | 22 |  | Fixed | Roof
NJSTRE1546351581 |  | Transition Incentive Program | Sewell | 8080 | 15 | 5.1 | Residential | Yes | Behind the Meter | Net-metered residential rooftop and canopy |  | None | Trinity Solar | AC Electric | Accepted | 2020-12-10 | 2020-12-14 | 2021-12-14 | Solar Edge | SE3800H-US000BNC4 | Inverters | 3000 |  | 1 |  |  | 0.97 |  | Outdoor | side of home
NJSTRE1546351581 |  | Transition Incentive Program | Sewell | 8080 | 15 | 5.1 | Residential | Yes | Behind the Meter | Net-metered residential rooftop and canopy |  | None | Trinity Solar | AC Electric | Accepted | 2020-12-10 | 2020-12-14 | 2021-12-14 | HANWHA | Q.PEAK DUO BLK-G6 340 | Solar Panels |  | 0.34 | 15 | 101 | 23 |  | Fixed | Roof
NJSTRE1546351631 |  | Transition Incentive Program | Newark | 7103 | 9 | 348.39 | School Public K-12 | Yes | Behind the Meter | Net-metered non-residential rooftop and canopy |  | None | Eznergy | PSE&G | Accepted | 2020-12-10 | 2020-12-17 | 2021-12-17 | Chint | 50 KW SCA50TL-DO/US480 | Inverters | 50000 |  | 8 |  |  | 0.98 |  | Outdoor | Roof of building
NJSTRE1546351631 |  | Transition Incentive Program | Newark | 7103 | 9 | 348.39 | School Public K-12 | Yes | Behind the Meter | Net-metered non-residential rooftop and canopy |  | None | Eznergy | PSE&G | Accepted | 2020-12-10 | 2020-12-17 | 2021-12-17 | Hanwha | Q.Peak Duo L-G5.2395W | Solar Panels |  | 0.395 | 424 | 197 | 5 |  | Fixed | Roof
NJSTRE1546351631 |  | Transition Incentive Program | Newark | 7103 | 9 | 348.39 | School Public K-12 | Yes | Behind the Meter | Net-metered non-residential rooftop and canopy |  | None | Eznergy | PSE&G | Accepted | 2020-12-10 | 2020-12-17 | 2021-12-17 | Hanwha | Q.Peak Duo L-G5.2 395W | Solar Panels |  | 0.395 | 458 | 197 | 5 |  | Fixed | Roof
NJSTRE1546351639 |  | Transition Incentive Program | Bloomfield | 7003 | 9 | 3.66 | Residential | Yes | Behind the Meter | Net-metered residential rooftop and canopy |  | None | Sunrun Installation Services, Inc. | PSE&G | Accepted | 2020-12-10 | 2020-12-14 | 2021-12-14 | Enphase Energy | IQ7-60-x-US (240V) | Inverters | 240 |  | 12 |  |  | 0.96 |  | Outdoor | Rooftop
NJSTRE1546351639 |  | Transition Incentive Program | Bloomfield | 7003 | 9 | 3.66 | Residential | Yes | Behind the Meter | Net-metered residential rooftop and canopy |  | None | Sunrun Installation Services, Inc. | PSE&G | Accepted | 2020-12-10 | 2020-12-14 | 2021-12-14 | LONGi Green Energy Technology Co Ltd | LR6-60HPB-305M | Solar Panels |  | 0.305 | 12 | 110 | 34 |  | Fixed | Roof
NJSTRE1546351671 |  | Transition Incentive Program | New Egypt | 8533 | 18 | 10.88 | Residential | No | Behind the Meter | Net-metered residential rooftop and canopy |  | None | Trinity Solar | JCP&L | Accepted | 2020-12-10 | 2020-12-14 | 2021-12-14 | Solar Edge | SE10000H-US000BNC4 | Inverters | 10000 |  | 1 |  |  | 0.97 |  | Outdoor | side of home
NJSTRE1546351671 |  | Transition Incentive Program | New Egypt | 8533 | 18 | 10.88 | Residential | No | Behind the Meter | Net-metered residential rooftop and canopy |  | None | Trinity Solar | JCP&L | Accepted | 2020-12-10 | 2020-12-14 | 2021-12-14 | HANWHA | Q.PEAK DUO BLK-G6 340 | Solar Panels |  | 0.34 | 9 | 61 | 20 |  | Fixed | Roof
NJSTRE1546351671 |  | Transition Incentive Program | New Egypt | 8533 | 18 | 10.88 | Residential | No | Behind the Meter | Net-metered residential rooftop and canopy |  | None | Trinity Solar | JCP&L | Accepted | 2020-12-10 | 2020-12-14 | 2021-12-14 | HANWHA | Q.PEAK DUO BLK-G6 340 | Solar Panels |  | 0.34 | 14 | 151 | 26 |  | Fixed | Roof
NJSTRE1546351671 |  | Transition Incentive Program | New Egypt | 8533 | 18 | 10.88 | Residential | No | Behind the Meter | Net-metered residential rooftop and canopy |  | None | Trinity Solar | JCP&L | Accepted | 2020-12-10 | 2020-12-14 | 2021-12-14 | HANWHA | Q.PEAK DUO BLK-G6 340 | Solar Panels |  | 0.34 | 9 | 241 | 20 |  | Fixed | Roof
NJSTRE1546351672 |  | Transition Incentive Program | Haddon Township | 8033 | 14 | 7.13 | Residential | Yes | Behind the Meter | Net-metered residential rooftop and canopy |  | None | Freedom Forever New Jersey LLC | PSE&G | Accepted | 2020-12-22 | 2020-12-22 | 2021-12-22 | Solar Edge | SE6000H-US [SI1] RGM | Inverters | 6000 |  | 1 |  |  | 0.99 |  | Outdoor | n/a
NJSTRE1546351672 |  | Transition Incentive Program | Haddon Township | 8033 | 14 | 7.13 | Residential | Yes | Behind the Meter | Net-metered residential rooftop and canopy |  | None | Freedom Forever New Jersey LLC | PSE&G | Accepted | 2020-12-22 | 2020-12-22 | 2021-12-22 | Hanwha | Q. PLUS BFR-G4.1/TAA 285 | Solar Panels |  | 0.285 | 4 | 2 | 21 |  | Fixed | Roof | n/a
NJSTRE1546351672 |  | Transition Incentive Program | Haddon Township | 8033 | 14 | 7.13 | Residential | Yes | Behind the Meter | Net-metered residential rooftop and canopy |  | None | Freedom Forever New Jersey LLC | PSE&G | Accepted | 2020-12-22 | 2020-12-22 | 2021-12-22 | Hanwha | Q. PLUS BFR-G4.1/TAA 285 | Solar Panels |  | 0.285 | 21 | 1 | 21 |  | Fixed | Roof | n/a
NJSTRE1546351674 |  | Transition Incentive Program | Millville | 8332 | 20 | 7.93 | Residential | Yes | Behind the Meter | Net-metered residential rooftop and canopy |  | None | Sunrun Installation Services, Inc. | AC Electric | Accepted | 2020-12-10 | 2020-12-21 | 2021-12-21 | Enphase Energy | IQ7-60-x-US (240V) | Inverters | 240 |  | 26 |  |  | 0.96 |  | Outdoor | Rooftop
NJSTRE1546351674 |  | Transition Incentive Program | Millville | 8332 | 20 | 7.93 | Residential | Yes | Behind the Meter | Net-metered residential rooftop and canopy |  | None | Sunrun Installation Services, Inc. | AC Electric | Accepted | 2020-12-10 | 2020-12-21 | 2021-12-21 | LONGi Green Energy Technology Co Ltd | LR6-60HPB-305M | Solar Panels |  | 0.305 | 18 | 294 | 34 |  | Fixed | Roof
NJSTRE1546351674 |  | Transition Incentive Program | Millville | 8332 | 20 | 7.93 | Residential | Yes | Behind the Meter | Net-metered residential rooftop and canopy |  | None | Sunrun Installation Services, Inc. | AC Electric | Accepted | 2020-12-10 | 2020-12-21 | 2021-12-21 | LONGi Green Energy Technology Co Ltd | LR6-60HPB-305M | Solar Panels |  | 0.305 | 8 | 114 | 34 |  | Fixed | Roof
NJSTRE1546351676 |  | Transition Incentive Program | Willingboro | 8046 | 13 | 10.39 | Residential | Yes | Behind the Meter | Net-metered residential rooftop and canopy |  | None | Solar Energy World | PSE&G | Accepted | 2020-12-10 | 2020-12-14 | 2021-12-14 | Enphase Energy | IQ7-60-2-US | Inverters | 240 |  | 31 |  |  | 0.976 |  | Outside | near panels
NJSTRE1546351676 |  | Transition Incentive Program | Willingboro | 8046 | 13 | 10.39 | Residential | Yes | Behind the Meter | Net-metered residential rooftop and canopy |  | None | Solar Energy World | PSE&G | Accepted | 2020-12-10 | 2020-12-14 | 2021-12-14 | Hanwha Q-Cells | Q.PEAK DUO BLK-G6 | Solar Panels |  | 0.335 | 12 | 205 | 20 |  | Fixed | Roof
NJSTRE1546351676 |  | Transition Incentive Program | Willingboro | 8046 | 13 | 10.39 | Residential | Yes | Behind the Meter | Net-metered residential rooftop and canopy |  | None | Solar Energy World | PSE&G | Accepted | 2020-12-10 | 2020-12-14 | 2021-12-14 | Hanwha Q-Cells | Q.PEAK DUO BLK-G6 | Solar Panels |  | 0.335 | 19 | 205 | 25 |  | Fixed | Roof
NJSTRE1546351697 |  | Transition Incentive Program | Jackson Township | 8527 | 18 | 15.87 | Residential | Yes | Behind the Meter | Net-metered residential rooftop and canopy |  | None | Sunrun Installation Services, Inc. | JCP&L | Accepted | 2020-12-10 | 2020-12-14 | 2021-12-14 | Enphase Energy | IQ7PLUS-72-x-US (240V) | Inverters | 290 |  | 46 |  |  | 0.96 |  | Outdoor | Rooftop
NJSTRE1546351697 |  | Transition Incentive Program | Jackson Township | 8527 | 18 | 15.87 | Residential | Yes | Behind the Meter | Net-metered residential rooftop and canopy |  | None | Sunrun Installation Services, Inc. | JCP&L | Accepted | 2020-12-10 | 2020-12-14 | 2021-12-14 | LG Electronics | LG345N1C-V5 | Solar Panels |  | 0.345 | 25 | 275 | 35 |  | Fixed | Roof
NJSTRE1546351697 |  | Transition Incentive Program | Jackson Township | 8527 | 18 | 15.87 | Residential | Yes | Behind the Meter | Net-metered residential rooftop and canopy |  | None | Sunrun Installation Services, Inc. | JCP&L | Accepted | 2020-12-10 | 2020-12-14 | 2021-12-14 | LG Electronics | LG345N1C-V5 | Solar Panels |  | 0.345 | 21 | 95 | 33 |  | Fixed | Roof
NJSTRE1546351702 |  | Transition Incentive Program | Pennsauken Township | 8109 | 14 | 7.48 | Residential | Yes | Behind the Meter | Net-metered residential rooftop and canopy |  | None | Castle Energy, LLC | PSE&G | Accepted | 2020-12-10 | 2020-12-14 | 2021-12-14 | Enphase Energy | IQ7-60-2-US | Inverters | 240 |  | 22 |  |  | 0.967 |  | Outdoor | on the rooftop under each solar panel
NJSTRE1546351702 |  | Transition Incentive Program | Pennsauken Township | 8109 | 14 | 7.48 | Residential | Yes | Behind the Meter | Net-metered residential rooftop and canopy |  | None | Castle Energy, LLC | PSE&G | Accepted | 2020-12-10 | 2020-12-14 | 2021-12-14 | Hanwha Q-Cells | Q.Peak DUO BLK-G6 340 | Solar Panels |  | 0.34 | 22 | 181 | 23 |  | Fixed | Roof
NJSTRE1546351707 |  | Transition Incentive Program | Patterson City | 7504 | 6 | 8.12 | Residential | Yes | Behind the Meter | Net-metered residential rooftop and canopy |  | None | Freedom Forever New Jersey LLC | PSE&G | Accepted | 2020-12-10 | 2020-12-14 | 2021-12-14 | Solar Edge | SE7600H-US [SI1] RGM | Inverters | 7600 |  | 1 |  |  | 0.99 |  | Outdoor | n/a
NJSTRE1546351707 |  | Transition Incentive Program | Patterson City | 7504 | 6 | 8.12 | Residential | Yes | Behind the Meter | Net-metered residential rooftop and canopy |  | None | Freedom Forever New Jersey LLC | PSE&G | Accepted | 2020-12-10 | 2020-12-14 | 2021-12-14 | Hanwha | 244 18th Avenue, Paterson, NJ 07504 | Solar Panels |  | 0.29 | 9 | 1 | 45 |  | Fixed | Roof | n/a
NJSTRE1546351707 |  | Transition Incentive Program | Patterson City | 7504 | 6 | 8.12 | Residential | Yes | Behind the Meter | Net-metered residential rooftop and canopy |  | None | Freedom Forever New Jersey LLC | PSE&G | Accepted | 2020-12-10 | 2020-12-14 | 2021-12-14 | Hanwha | Q.PLUS BFR-G4.1- 290 | Solar Panels |  | 0.29 | 19 | 2 | 45 |  | Fixed | Roof | n/a
NJSTRE1546351708 |  | Transition Incentive Program | Princeton | 8540 | 12 | 7.02 | Residential | No | Behind the Meter | Net-metered residential rooftop and canopy |  | None | Sunrun Installation Services, Inc. | New Construction | Accepted | 2020-12-10 | 2020-12-14 | 2021-12-14 | Enphase Energy | IQ7-60-x-US (240V) | Inverters | 240 |  | 23 |  |  | 0.96 |  | Outdoor | Rooftop
NJSTRE1546351708 |  | Transition Incentive Program | Princeton | 8540 | 12 | 7.02 | Residential | No | Behind the Meter | Net-metered residential rooftop and canopy |  | None | Sunrun Installation Services, Inc. | New Construction | Accepted | 2020-12-10 | 2020-12-14 | 2021-12-14 | LONGi Green Energy Technology Co Ltd | LR6-60HPB-305M | Solar Panels |  | 0.305 | 5 | 161 | 42 |  | Fixed | Roof
NJSTRE1546351708 |  | Transition Incentive Program | Princeton | 8540 | 12 | 7.02 | Residential | No | Behind the Meter | Net-metered residential rooftop and canopy |  | None | Sunrun Installation Services, Inc. | New Construction | Accepted | 2020-12-10 | 2020-12-14 | 2021-12-14 | LONGi Green Energy Technology Co Ltd | LR6-60HPB-305M | Solar Panels |  | 0.305 | 7 | 251 | 26 |  | Fixed | Roof
NJSTRE1546351708 |  | Transition Incentive Program | Princeton | 8540 | 12 | 7.02 | Residential | No | Behind the Meter | Net-metered residential rooftop and canopy |  | None | Sunrun Installation Services, Inc. | New Construction | Accepted | 2020-12-10 | 2020-12-14 | 2021-12-14 | LONGi Green Energy Technology Co Ltd | LR6-60HPB-305M | Solar Panels |  | 0.305 | 3 | 160 | 35 |  | Fixed | Roof
NJSTRE1546351708 |  | Transition Incentive Program | Princeton | 8540 | 12 | 7.02 | Residential | No | Behind the Meter | Net-metered residential rooftop and canopy |  | None | Sunrun Installation Services, Inc. | New Construction | Accepted | 2020-12-10 | 2020-12-14 | 2021-12-14 | LONGi Green Energy Technology Co Ltd | LR6-60HPB-305M | Solar Panels |  | 0.305 | 8 | 71 | 35 |  | Fixed | Roof
NJSTRE1546351733 |  | Transition Incentive Program | Parlin | 8859 | 11 | 6.3 | Residential | Yes | Behind the Meter | Net-metered residential rooftop and canopy |  | None | Pro Custom Solar dba Momentum Solar | JCP&L | Accepted | 2020-12-10 | 2020-12-14 | 2021-12-14 | Enphase | IQ7Plus-72-2-US | Inverters | 290 |  | 18 |  |  | 0.97 |  | Outdoor | Roof
NJSTRE1546351733 |  | Transition Incentive Program | Parlin | 8859 | 11 | 6.3 | Residential | Yes | Behind the Meter | Net-metered residential rooftop and canopy |  | None | Pro Custom Solar dba Momentum Solar | JCP&L | Accepted | 2020-12-10 | 2020-12-14 | 2021-12-14 | LG ELECTRONICS | LG 350N1C-V5 | Solar Panels |  | 0.35 | 18 | 180 | 21 |  | Fixed | Roof
NJSTRE1546351741 |  | Transition Incentive Program | Camden | 8105 | 14 | 4.76 | Residential | Yes | Behind the Meter | Net-metered residential rooftop and canopy |  | None | Castle Energy, LLC | PSE&G | Accepted | 2020-12-10 | 2020-12-14 | 2021-12-14 | Enphase Energy | IQ7-60-2-US | Inverters | 240 |  | 14 |  |  | 0.967 |  | Outdoor | on the rooftop under each solar panel
NJSTRE1546351741 |  | Transition Incentive Program | Camden | 8105 | 14 | 4.76 | Residential | Yes | Behind the Meter | Net-metered residential rooftop and canopy |  | None | Castle Energy, LLC | PSE&G | Accepted | 2020-12-10 | 2020-12-14 | 2021-12-14 | Hanwha Q-Cells | Q.Peak DUO BLK-G6 340 | Solar Panels |  | 0.34 | 14 | 166 | 10 |  | Fixed | Roof
NJSTRE1546351748 |  | Transition Incentive Program | Englewood | 7631 | 7 | 4.16 | Residential | Yes | Behind the Meter | Net-metered residential rooftop and canopy |  | None | Vivint Solar Developer, LLC | PSE&G | Accepted | 2020-12-14 | 2020-12-15 | 2021-12-15 | SolarEdge | SE3800H | Inverters | 3800 |  | 1 |  |  | 0.992 |  | Outdoor | Near the Utility Meter
NJSTRE1546351748 |  | Transition Incentive Program | Englewood | 7631 | 7 | 4.16 | Residential | Yes | Behind the Meter | Net-metered residential rooftop and canopy |  | None | Vivint Solar Developer, LLC | PSE&G | Accepted | 2020-12-14 | 2020-12-15 | 2021-12-15 | Jinko Solar | JKM320M-60HBL | Solar Panels |  | 0.32 | 13 | 217 | 31 |  | Fixed | Roof
NJSTRE1546351750 |  | Transition Incentive Program | Princeton | 8540 | 12 | 15.87 | Residential | No | Behind the Meter | Net-metered residential rooftop and canopy |  | None | Sunrun Installation Services, Inc. | PSE&G | Accepted | 2020-12-10 | 2020-12-14 | 2021-12-14 | Enphase Energy | IQ7PLUS-72-x-US (240V) | Inverters | 290 |  | 46 |  |  | 0.96 |  | Outdoor | Rooftop
NJSTRE1546351750 |  | Transition Incentive Program | Princeton | 8540 | 12 | 15.87 | Residential | No | Behind the Meter | Net-metered residential rooftop and canopy |  | None | Sunrun Installation Services, Inc. | PSE&G | Accepted | 2020-12-10 | 2020-12-14 | 2021-12-14 | LG Electronics | LG345N1C-V5 | Solar Panels |  | 0.345 | 26 | 15 | 19 |  | Fixed | Roof
NJSTRE1546351750 |  | Transition Incentive Program | Princeton | 8540 | 12 | 15.87 | Residential | No | Behind the Meter | Net-metered residential rooftop and canopy |  | None | Sunrun Installation Services, Inc. | PSE&G | Accepted | 2020-12-10 | 2020-12-14 | 2021-12-14 | LG Electronics | LG345N1C-V5 | Solar Panels |  | 0.345 | 8 | 195 | 22 |  | Fixed | Roof
NJSTRE1546351750 |  | Transition Incentive Program | Princeton | 8540 | 12 | 15.87 | Residential | No | Behind the Meter | Net-metered residential rooftop and canopy |  | None | Sunrun Installation Services, Inc. | PSE&G | Accepted | 2020-12-10 | 2020-12-14 | 2021-12-14 | LG Electronics | LG345N1C-V5 | Solar Panels |  | 0.345 | 12 | 195 | 36 |  | Fixed | Roof
NJSTRE1546351752 |  | Transition Incentive Program | Wildwood | 8260 | 21 | 2.38 | Residential | Yes | Behind the Meter | Net-metered residential rooftop and canopy |  | None | Trinity Solar | AC Electric | Accepted | 2020-12-10 | 2020-12-28 | 2021-12-28 | ENPHASE | IQ7PLUS-72-2-US | Inverters | 280 |  | 7 |  |  | 0.96 |  | Outdoor | under panels
NJSTRE1546351752 |  | Transition Incentive Program | Wildwood | 8260 | 21 | 2.38 | Residential | Yes | Behind the Meter | Net-metered residential rooftop and canopy |  | None | Trinity Solar | AC Electric | Accepted | 2020-12-10 | 2020-12-28 | 2021-12-28 | Hanwha | Q.PEAK DUO BLK-G6 340 | Solar Panels |  | 0.34 | 7 | 224 | 22 |  | Fixed | Roof
NJSTRE1546351759 |  | Transition Incentive Program | Maple Shade | 8052 | 13 | 4.76 | Residential | No | Behind the Meter | Net-metered residential rooftop and canopy |  | None | Vision Solar LLC | PSE&G | Accepted | 2020-12-10 | 2020-12-14 | 2021-12-14 | ENPHASE | IQ7-60-2-US | Inverters | 0.24 |  | 14 |  |  | 0.96 |  | Other | BEHIND EACH PANEL
NJSTRE1546351759 |  | Transition Incentive Program | Maple Shade | 8052 | 13 | 4.76 | Residential | No | Behind the Meter | Net-metered residential rooftop and canopy |  | None | Vision Solar LLC | PSE&G | Accepted | 2020-12-10 | 2020-12-14 | 2021-12-14 | HANWHA Q-CELLS | Q.PEAK DUO BLK-G6+ 340 | Solar Panels |  | 0.34 | 7 | 127 | 32 |  | Fixed | Roof
NJSTRE1546351759 |  | Transition Incentive Program | Maple Shade | 8052 | 13 | 4.76 | Residential | No | Behind the Meter | Net-metered residential rooftop and canopy |  | None | Vision Solar LLC | PSE&G | Accepted | 2020-12-10 | 2020-12-14 | 2021-12-14 | HANWHA Q-CELLS | Q.PEAK DUO BLK-G6+ 340 | Solar Panels |  | 0.34 | 7 | 309 | 32 |  | Fixed | Roof
NJSTRE1546351767 |  | Transition Incentive Program | Short Hills | 7078 | 9 | 12.24 | Residential | No | Behind the Meter | Net-metered residential rooftop and canopy |  | None | Tesla Energy Operations Inc. | JCP&L | Accepted | 2020-12-10 | 2020-12-14 | 2021-12-14 | SolarEdge Technologies | SE10000H-US [240V] | Inverters | 10000 |  | 1 |  |  | 0.99 |  | Indoor | Inside garage
NJSTRE1546351767 |  | Transition Incentive Program | Short Hills | 7078 | 9 | 12.24 | Residential | No | Behind the Meter | Net-metered residential rooftop and canopy |  | None | Tesla Energy Operations Inc. | JCP&L | Accepted | 2020-12-10 | 2020-12-14 | 2021-12-14 | Hanwha Q-CELLS | Q.Peak DUO BLK-G6+ 340 | Solar Panels |  | 0.34 | 22 | 208 | 22 |  | Fixed | Roof
NJSTRE1546351767 |  | Transition Incentive Program | Short Hills | 7078 | 9 | 12.24 | Residential | No | Behind the Meter | Net-metered residential rooftop and canopy |  | None | Tesla Energy Operations Inc. | JCP&L | Accepted | 2020-12-10 | 2020-12-14 | 2021-12-14 | Hanwha Q-CELLS | Q.Peak DUO BLK-G6+ 340 | Solar Panels |  | 0.34 | 14 | 28 | 22 |  | Fixed | Roof
NJSTRE1546351773 |  | Transition Incentive Program | Pennsauken Township | 8109 | 14 | 13.26 | Residential | No | Behind the Meter | Net-metered residential rooftop and canopy |  | None | Castle Energy, LLC | PSE&G | Accepted | 2020-12-10 | 2020-12-14 | 2021-12-14 | Enphase Energy | IQ7-60-2-US | Inverters | 0.24 |  | 39 |  |  | 0.967 |  | Outdoor | on the rooftop under each solar panel
NJSTRE1546351773 |  | Transition Incentive Program | Pennsauken Township | 8109 | 14 | 13.26 | Residential | No | Behind the Meter | Net-metered residential rooftop and canopy |  | None | Castle Energy, LLC | PSE&G | Accepted | 2020-12-10 | 2020-12-14 | 2021-12-14 | Hanwha Q-Cells | Q.Peak DUO BLK-G6 340 | Solar Panels |  | 0.34 | 6 | 181 | 33 |  | Fixed | Roof
NJSTRE1546351773 |  | Transition Incentive Program | Pennsauken Township | 8109 | 14 | 13.26 | Residential | No | Behind the Meter | Net-metered residential rooftop and canopy |  | None | Castle Energy, LLC | PSE&G | Accepted | 2020-12-10 | 2020-12-14 | 2021-12-14 | Hanwha Q-Cells | Q.Peak DUO BLK-G6 340 | Solar Panels |  | 0.34 | 5 | 91 | 33 |  | Fixed | Roof
NJSTRE1546351773 |  | Transition Incentive Program | Pennsauken Township | 8109 | 14 | 13.26 | Residential | No | Behind the Meter | Net-metered residential rooftop and canopy |  | None | Castle Energy, LLC | PSE&G | Accepted | 2020-12-10 | 2020-12-14 | 2021-12-14 | Hanwha Q-Cells | Q.Peak DUO BLK-G6 340 | Solar Panels |  | 0.34 | 23 | 181 | 33 |  | Fixed | Roof
NJSTRE1546351773 |  | Transition Incentive Program | Pennsauken Township | 8109 | 14 | 13.26 | Residential | No | Behind the Meter | Net-metered residential rooftop and canopy |  | None | Castle Energy, LLC | PSE&G | Accepted | 2020-12-10 | 2020-12-14 | 2021-12-14 | Hanwha Q-Cells | Q.Peak DUO BLK-G6 340 | Solar Panels |  | 0.34 | 5 | 271 | 33 |  | Fixed | Roof
NJSTRE1546351778 |  | Transition Incentive Program | Clfton | 7013 | 6 | 10.56 | Residential | Yes | Behind the Meter | Net-metered residential rooftop and canopy |  | None | Vivint Solar Developer, LLC | PSE&G | Accepted | 2020-12-11 | 2020-12-14 | 2021-12-14 | SolarEdge | SE7600H-US | Inverters | 7600 |  | 1 |  |  | 0.992 |  | Outdoor | Near the Utility Meter
NJSTRE1546351778 |  | Transition Incentive Program | Clfton | 7013 | 6 | 10.56 | Residential | Yes | Behind the Meter | Net-metered residential rooftop and canopy |  | None | Vivint Solar Developer, LLC | PSE&G | Accepted | 2020-12-11 | 2020-12-14 | 2021-12-14 | Jinko Solar | JKM320M-60HBL | Solar Panels |  | 0.32 | 7 | 47 | 14 |  | Fixed | Roof
NJSTRE1546351778 |  | Transition Incentive Program | Clfton | 7013 | 6 | 10.56 | Residential | Yes | Behind the Meter | Net-metered residential rooftop and canopy |  | None | Vivint Solar Developer, LLC | PSE&G | Accepted | 2020-12-11 | 2020-12-14 | 2021-12-14 | Jinko Solar | JKM320M-60HBL | Solar Panels |  | 0.32 | 10 | 227 | 14 |  | Fixed | Roof
NJSTRE1546351778 |  | Transition Incentive Program | Clfton | 7013 | 6 | 10.56 | Residential | Yes | Behind the Meter | Net-metered residential rooftop and canopy |  | None | Vivint Solar Developer, LLC | PSE&G | Accepted | 2020-12-11 | 2020-12-14 | 2021-12-14 | Jinko Solar | JKM320M-60HBL | Solar Panels |  | 0.32 | 7 | 137 | 23 |  | Fixed | Roof
NJSTRE1546351778 |  | Transition Incentive Program | Clfton | 7013 | 6 | 10.56 | Residential | Yes | Behind the Meter | Net-metered residential rooftop and canopy |  | None | Vivint Solar Developer, LLC | PSE&G | Accepted | 2020-12-11 | 2020-12-14 | 2021-12-14 | Jinko Solar | JKM320M-60HBL | Solar Panels |  | 0.32 | 4 | 47 | 23 |  | Fixed | Roof
NJSTRE1546351778 |  | Transition Incentive Program | Clfton | 7013 | 6 | 10.56 | Residential | Yes | Behind the Meter | Net-metered residential rooftop and canopy |  | None | Vivint Solar Developer, LLC | PSE&G | Accepted | 2020-12-11 | 2020-12-14 | 2021-12-14 | Jinko Solar | JKM320M-60HBL | Solar Panels |  | 0.32 | 5 | 227 | 23 |  | Fixed | Roof
NJSTRE1546351783 |  | Transition Incentive Program | Bogota | 7603 | 7 | 2.72 | Residential | Yes | Behind the Meter | Net-metered residential rooftop and canopy |  | None | Trinity Solar | PSE&G | Accepted | 2020-12-10 | 2020-12-14 | 2021-12-14 | Solar Edge | SE3000 | Inverters | 3000 |  | 1 |  |  | 0.97 |  | Outside | side of home
NJSTRE1546351783 |  | Transition Incentive Program | Bogota | 7603 | 7 | 2.72 | Residential | Yes | Behind the Meter | Net-metered residential rooftop and canopy |  | None | Trinity Solar | PSE&G | Accepted | 2020-12-10 | 2020-12-14 | 2021-12-14 | Hanwha | Q.PEAK DUO BLK-G6 340 | Solar Panels |  | 0.34 | 8 | 200 | 31 |  | Fixed | Roof
NJSTRE1546351791 |  | Transition Incentive Program | Clifton | 7013 | 6 | 19.38 | Residential | No | Behind the Meter | Net-metered residential rooftop and canopy |  | None | Trinity Solar | PSE&G | Accepted | 2020-12-10 | 2020-12-14 | 2021-12-14 | Solar Edge | SE5000H-US000BNC4 | Inverters | 5000 |  | 1 |  |  | 0.97 |  | Outdoor | side of home
NJSTRE1546351791 |  | Transition Incentive Program | Clifton | 7013 | 6 | 19.38 | Residential | No | Behind the Meter | Net-metered residential rooftop and canopy |  | None | Trinity Solar | PSE&G | Accepted | 2020-12-10 | 2020-12-14 | 2021-12-14 | Solar Edge | SE10000H-US000BNC4 | Inverters | 10000 |  | 1 |  |  | 0.97 |  | Outdoor | side of home
NJSTRE1546351791 |  | Transition Incentive Program | Clifton | 7013 | 6 | 19.38 | Residential | No | Behind the Meter | Net-metered residential rooftop and canopy |  | None | Trinity Solar | PSE&G | Accepted | 2020-12-10 | 2020-12-14 | 2021-12-14 | HANWHA | Q.PEAK DUO BLK-G6 340 | Solar Panels |  | 0.34 | 27 | 112 | 23 |  | Fixed | Roof
NJSTRE1546351791 |  | Transition Incentive Program | Clifton | 7013 | 6 | 19.38 | Residential | No | Behind the Meter | Net-metered residential rooftop and canopy |  | None | Trinity Solar | PSE&G | Accepted | 2020-12-10 | 2020-12-14 | 2021-12-14 | HANWHA | Q.PEAK DUO BLK-G6 340 | Solar Panels |  | 0.34 | 30 | 292 | 24 |  | Fixed | Roof
NJSTRE1546351802 |  | Transition Incentive Program | Sewell | 8080 | 15 | 17.92 | Residential | Yes | Behind the Meter | Net-metered residential rooftop and canopy |  | None | Solar Energy World | AC Electric | Accepted | 2020-12-10 | 2020-12-14 | 2021-12-14 | SolarEdge Technologies | SE7600H-USRGM | Inverters | 7600 |  | 2 |  |  | 0.985 |  | Outside | near meter
NJSTRE1546351802 |  | Transition Incentive Program | Sewell | 8080 | 15 | 17.92 | Residential | Yes | Behind the Meter | Net-metered residential rooftop and canopy |  | None | Solar Energy World | AC Electric | Accepted | 2020-12-10 | 2020-12-14 | 2021-12-14 | Hanwha | Q.PEAK DUO BLK-G5 320 | Solar Panels |  | 0.32 | 7 | 227 | 30 |  | Fixed | Roof
NJSTRE1546351802 |  | Transition Incentive Program | Sewell | 8080 | 15 | 17.92 | Residential | Yes | Behind the Meter | Net-metered residential rooftop and canopy |  | None | Solar Energy World | AC Electric | Accepted | 2020-12-10 | 2020-12-14 | 2021-12-14 | Hanwha | Q.PEAK DUO BLK-G5 320 | Solar Panels |  | 0.32 | 25 | 227 | 30 |  | Fixed | Roof
NJSTRE1546351802 |  | Transition Incentive Program | Sewell | 8080 | 15 | 17.92 | Residential | Yes | Behind the Meter | Net-metered residential rooftop and canopy |  | None | Solar Energy World | AC Electric | Accepted | 2020-12-10 | 2020-12-14 | 2021-12-14 | Hanwha | Q.PEAK DUO BLK-G5 320 | Solar Panels |  | 0.32 | 24 | 46 | 30 |  | Fixed | Roof
NJSTRE1546351826 |  | Transition Incentive Program | Northfield | 8225 | 19 | 9.14 | Residential | Yes | Behind the Meter | Net-metered residential rooftop and canopy |  | None | Freedom Forever New Jersey LLC | AC Electric | Accepted | 2020-12-10 | 2020-12-14 | 2021-12-14 | Solar Edge | SE7600H-US [SI1] RGM | Inverters | 7600 |  | 1 |  |  | 0.99 |  | Outdoor | n/a
NJSTRE1546351826 |  | Transition Incentive Program | Northfield | 8225 | 19 | 9.14 | Residential | Yes | Behind the Meter | Net-metered residential rooftop and canopy |  | None | Freedom Forever New Jersey LLC | AC Electric | Accepted | 2020-12-10 | 2020-12-14 | 2021-12-14 | Longi | LR6- 60HPB-315M | Solar Panels |  | 0.315 | 17 | 1 | 32 |  | Fixed | Roof | n/a
NJSTRE1546351826 |  | Transition Incentive Program | Northfield | 8225 | 19 | 9.14 | Residential | Yes | Behind the Meter | Net-metered residential rooftop and canopy |  | None | Freedom Forever New Jersey LLC | AC Electric | Accepted | 2020-12-10 | 2020-12-14 | 2021-12-14 | Longi | LR6- 60HPB-315M | Solar Panels |  | 0.315 | 12 | 2 | 32 |  | Fixed | Roof | n/a
NJSTRE1546351844 |  | Transition Incentive Program | Sicklerville | 8081 | 14 | 9.45 | Residential | Yes | Behind the Meter | Net-metered residential rooftop and canopy |  | None | Solar Energy World | AC Electric | Accepted | 2020-12-10 | 2020-12-14 | 2021-12-14 | SolarEdge Technologies | SE7600H-USRGM | Inverters | 7600 |  | 1 |  |  | 0.985 |  | Outside | near meter
NJSTRE1546351844 |  | Transition Incentive Program | Sicklerville | 8081 | 14 | 9.45 | Residential | Yes | Behind the Meter | Net-metered residential rooftop and canopy |  | None | Solar Energy World | AC Electric | Accepted | 2020-12-10 | 2020-12-14 | 2021-12-14 | Hanwha | Q.PEAK DUO BLK-G5 315 | Solar Panels |  | 0.315 | 18 | 221 | 27 |  | Fixed | Roof
NJSTRE1546351844 |  | Transition Incentive Program | Sicklerville | 8081 | 14 | 9.45 | Residential | Yes | Behind the Meter | Net-metered residential rooftop and canopy |  | None | Solar Energy World | AC Electric | Accepted | 2020-12-10 | 2020-12-14 | 2021-12-14 | Hanwha | Q.PEAK DUO BLK-G5 315 | Solar Panels |  | 0.315 | 12 | 221 | 14 |  | Fixed | Roof
NJSTRE1546351848 |  | Transition Incentive Program | Elizabeth | 7201 | 10 | 7.36 | Residential | Yes | Behind the Meter | Net-metered residential rooftop and canopy |  | None | Vivint Solar Developer, LLC | PSE&G | Accepted | 2020-12-14 | 2020-12-14 | 2021-12-14 | SolarEdge | SE7600H-US | Inverters | 7600 |  | 1 |  |  | 0.992 |  | Outdoor | Near the Utility Meter
NJSTRE1546351848 |  | Transition Incentive Program | Elizabeth | 7201 | 10 | 7.36 | Residential | Yes | Behind the Meter | Net-metered residential rooftop and canopy |  | None | Vivint Solar Developer, LLC | PSE&G | Accepted | 2020-12-14 | 2020-12-14 | 2021-12-14 | Jinko Solar | JKM320M-60HBL | Solar Panels |  | 0.32 | 2 | 112 | 25 |  | Fixed | Roof
NJSTRE1546351848 |  | Transition Incentive Program | Elizabeth | 7201 | 10 | 7.36 | Residential | Yes | Behind the Meter | Net-metered residential rooftop and canopy |  | None | Vivint Solar Developer, LLC | PSE&G | Accepted | 2020-12-14 | 2020-12-14 | 2021-12-14 | Jinko Solar | JKM320M-60HBL | Solar Panels |  | 0.32 | 3 | 22 | 25 |  | Fixed | Roof
NJSTRE1546351848 |  | Transition Incentive Program | Elizabeth | 7201 | 10 | 7.36 | Residential | Yes | Behind the Meter | Net-metered residential rooftop and canopy |  | None | Vivint Solar Developer, LLC | PSE&G | Accepted | 2020-12-14 | 2020-12-14 | 2021-12-14 | Jinko Solar | JKM320M-60HBL | Solar Panels |  | 0.32 | 18 | 292 | 25 |  | Fixed | Roof
NJSTRE1546351863 |  | Transition Incentive Program | Pleasantville | 8232 | 19 | 7.14 | Residential | Yes | Behind the Meter | Net-metered residential rooftop and canopy |  | None | Castle Energy, LLC | AC Electric | Accepted | 2020-12-10 | 2020-12-14 | 2021-12-14 | Enphase Energy | IQ7-60-2-US | Inverters | 240 |  | 21 |  |  | 0.967 |  | Outdoor | on the rooftop under each solar module
NJSTRE1546351863 |  | Transition Incentive Program | Pleasantville | 8232 | 19 | 7.14 | Residential | Yes | Behind the Meter | Net-metered residential rooftop and canopy |  | None | Castle Energy, LLC | AC Electric | Accepted | 2020-12-10 | 2020-12-14 | 2021-12-14 | Hanwha Q-Cells | Q.Peak DUO BLK-G6 340 | Solar Panels |  | 0.34 | 10 | 304 | 35 |  | Fixed | Roof
NJSTRE1546351863 |  | Transition Incentive Program | Pleasantville | 8232 | 19 | 7.14 | Residential | Yes | Behind the Meter | Net-metered residential rooftop and canopy |  | None | Castle Energy, LLC | AC Electric | Accepted | 2020-12-10 | 2020-12-14 | 2021-12-14 | Hanwha Q-Cells | Q.Peak DUO BLK-G6 340 | Solar Panels |  | 0.34 | 11 | 124 | 35 |  | Fixed | Roof
NJSTRE1546351877 |  | Transition Incentive Program | Pine Hill | 8021 | 14 | 8 | Residential | Yes | Behind the Meter | Net-metered residential rooftop and canopy |  | None | Vivint Solar Developer, LLC | AC Electric | Accepted | 2020-12-14 | 2020-12-14 | 2021-12-14 | SolarEdge | SE7600H-US | Inverters | 7600 |  | 1 |  |  | 0.992 |  | Outdoor | Near the Utility Meter
NJSTRE1546351877 |  | Transition Incentive Program | Pine Hill | 8021 | 14 | 8 | Residential | Yes | Behind the Meter | Net-metered residential rooftop and canopy |  | None | Vivint Solar Developer, LLC | AC Electric | Accepted | 2020-12-14 | 2020-12-14 | 2021-12-14 | Jinko Solar | JKM320M-60HL | Solar Panels |  | 0.32 | 25 | 197 | 17 |  | Fixed | Roof
NJSTRE1546351900 |  | Transition Incentive Program | Westville Boro | 8093 | 15 | 5.19 | Residential | Yes | Behind the Meter | Net-metered residential rooftop and canopy |  | None | Bright Planet Solar | PSE&G | Accepted | 2020-12-10 | 2020-12-14 | 2021-12-14 | SOLAR EDGE | SE5000H-USRGM | Inverters | 5000 |  | 1 |  |  | 0.98 |  | Outdoor | OUTSIDE
NJSTRE1546351900 |  | Transition Incentive Program | Westville Boro | 8093 | 15 | 5.19 | Residential | Yes | Behind the Meter | Net-metered residential rooftop and canopy |  | None | Bright Planet Solar | PSE&G | Accepted | 2020-12-10 | 2020-12-14 | 2021-12-14 | LONGI | LR6-60HPB-305M | Solar Panels |  | 0.305 | 6 | 213 | 36 |  | Fixed | Roof
NJSTRE1546351900 |  | Transition Incentive Program | Westville Boro | 8093 | 15 | 5.19 | Residential | Yes | Behind the Meter | Net-metered residential rooftop and canopy |  | None | Bright Planet Solar | PSE&G | Accepted | 2020-12-10 | 2020-12-14 | 2021-12-14 | LONGI | LR6-60HPB-305M | Solar Panels |  | 0.305 | 11 | 213 | 18 |  | Fixed | Roof
NJSTRE1546351903 |  | Transition Incentive Program | Monroe Township | 8831 | 11 | 10.88 | Residential | Yes | Behind the Meter | Net-metered residential rooftop and canopy |  | None | Tesla Energy Operations Inc. | JCP&L | Accepted | 2020-12-10 | 2020-12-14 | 2021-12-14 | SolarEdge Technologies | SE10000H-US [240V] | Inverters | 10000 |  | 1 |  |  | 0.99 |  | Outside | Outside
NJSTRE1546351903 |  | Transition Incentive Program | Monroe Township | 8831 | 11 | 10.88 | Residential | Yes | Behind the Meter | Net-metered residential rooftop and canopy |  | None | Tesla Energy Operations Inc. | JCP&L | Accepted | 2020-12-10 | 2020-12-14 | 2021-12-14 | Hanwha Q-CELLS | Q.Peak DUO BLK-G6+ 340 | Solar Panels |  | 0.34 | 22 | 136 | 34 |  | Fixed | Roof
NJSTRE1546351903 |  | Transition Incentive Program | Monroe Township | 8831 | 11 | 10.88 | Residential | Yes | Behind the Meter | Net-metered residential rooftop and canopy |  | None | Tesla Energy Operations Inc. | JCP&L | Accepted | 2020-12-10 | 2020-12-14 | 2021-12-14 | Hanwha Q-CELLS | Q.Peak DUO BLK-G6+ 340 | Solar Panels |  | 0.34 | 10 | 136 | 34 |  | Fixed | Roof
NJSTRE1546352106 |  | Transition Incentive Program | Wayne | 7470 | 6 | 4.16 | Residential | Yes | Behind the Meter | Net-metered residential rooftop and canopy |  | None | Vivint Solar Developer, LLC | PSE&G | Accepted | 2020-12-14 | 2020-12-14 | 2021-12-14 | SolarEdge | SE3800H-US | Inverters | 3800 |  | 1 |  |  | 0.992 |  | Outdoor | Near the Utility Meter
NJSTRE1546352106 |  | Transition Incentive Program | Wayne | 7470 | 6 | 4.16 | Residential | Yes | Behind the Meter | Net-metered residential rooftop and canopy |  | None | Vivint Solar Developer, LLC | PSE&G | Accepted | 2020-12-14 | 2020-12-14 | 2021-12-14 | Jinko Solar | JKM320M-60HBL | Solar Panels |  | 0.32 | 13 | 165 | 30 |  | Fixed | Roof
NJSTRE1546352149 |  | Transition Incentive Program | Vineland | 8360 | 20 | 9.61 | Residential | Yes | Behind the Meter | Subsection (t): landfill, brownfield, areas of historic fill. |  | None | Bright Planet Solar | Vineland Muni Electric | Accepted | 2020-12-10 | 2020-12-14 | 2021-12-14 | SOLAR EDGE | SE7600H-USRGM | Inverters | 7600 |  | 1 |  |  | 0.98 |  | Outdoor | OUTSIDE
NJSTRE1546352149 |  | Transition Incentive Program | Vineland | 8360 | 20 | 9.61 | Residential | Yes | Behind the Meter | Subsection (t): landfill, brownfield, areas of historic fill. |  | None | Bright Planet Solar | Vineland Muni Electric | Accepted | 2020-12-10 | 2020-12-14 | 2021-12-14 | LONGI | LR6-60HPB-310M | Solar Panels |  | 0.31 | 7 | 94 | 26 |  | Fixed | Roof
NJSTRE1546352149 |  | Transition Incentive Program | Vineland | 8360 | 20 | 9.61 | Residential | Yes | Behind the Meter | Subsection (t): landfill, brownfield, areas of historic fill. |  | None | Bright Planet Solar | Vineland Muni Electric | Accepted | 2020-12-10 | 2020-12-14 | 2021-12-14 | LONGI | LR6-60HPB-310M | Solar Panels |  | 0.31 | 24 | 183 | 26 |  | Fixed | Roof
NJSTRE1546352150 |  | Transition Incentive Program | Ewing | 8618 | 12 | 4.69 | Residential | Yes | Behind the Meter | Net-metered residential rooftop and canopy |  | None | Vision Solar LLC | PSE&G | Accepted | 2020-12-10 | 2020-12-14 | 2021-12-14 | ENPHASE | IQ7-60-2-US | Inverters | 0.24 |  | 14 |  |  | 0.96 |  | Other | BEHIND EACH PANEL
NJSTRE1546352150 |  | Transition Incentive Program | Ewing | 8618 | 12 | 4.69 | Residential | Yes | Behind the Meter | Net-metered residential rooftop and canopy |  | None | Vision Solar LLC | PSE&G | Accepted | 2020-12-10 | 2020-12-14 | 2021-12-14 | HANWHA Q-CELLS | Q.PEAK DUO BLK-G6+ 335 | Solar Panels |  | 0.335 | 14 | 170 | 29 |  | Fixed | Roof
NJSTRE1546352162 |  | Transition Incentive Program | Jackson | 8527 | 18 | 84.7 | Commercial | Yes | Behind the Meter | Net-metered non-residential rooftop and canopy |  | None | SolareAmerica | JCP&L | Accepted | 2020-12-10 | 2020-12-14 | 2021-12-14 | Elkor | Mark II | Meters |  |  | 1 |  |  |  | Yes | Indoor
NJSTRE1546352162 |  | Transition Incentive Program | Jackson | 8527 | 18 | 84.7 | Commercial | Yes | Behind the Meter | Net-metered non-residential rooftop and canopy |  | None | SolareAmerica | JCP&L | Accepted | 2020-12-10 | 2020-12-14 | 2021-12-14 | APSystems | QS1 | Inverters | 1100 |  | 56 |  |  | 0.98 |  | Outdoor | Under Panels
NJSTRE1546352162 |  | Transition Incentive Program | Jackson | 8527 | 18 | 84.7 | Commercial | Yes | Behind the Meter | Net-metered non-residential rooftop and canopy |  | None | SolareAmerica | JCP&L | Accepted | 2020-12-10 | 2020-12-14 | 2021-12-14 | CSUN | CSUN-72-385 | Solar Panels |  | 0.385 | 220 | 137 | 10 |  | Fixed | Roof
NJSTRE1546352170 |  | Transition Incentive Program | South Plainfield | 7080 | 11 | 7.26 | Residential | No | Behind the Meter | Net-metered residential rooftop and canopy |  | None | Reliable Power and Solar | PSE&G | Accepted | 2020-12-10 | 2020-12-14 | 2021-12-14 | enphase | IQ7 | Inverters | 240 |  | 22 |  |  | 0.97 |  | Outdoor | roof
NJSTRE1546352170 |  | Transition Incentive Program | South Plainfield | 7080 | 11 | 7.26 | Residential | No | Behind the Meter | Net-metered residential rooftop and canopy |  | None | Reliable Power and Solar | PSE&G | Accepted | 2020-12-10 | 2020-12-14 | 2021-12-14 | trina | tsmdd05 | Solar Panels |  | 0.33 | 6 | 146 | 18 |  | Fixed | Roof | roof
NJSTRE1546352170 |  | Transition Incentive Program | South Plainfield | 7080 | 11 | 7.26 | Residential | No | Behind the Meter | Net-metered residential rooftop and canopy |  | None | Reliable Power and Solar | PSE&G | Accepted | 2020-12-10 | 2020-12-14 | 2021-12-14 | Trina | tsmdd05 | Solar Panels |  | 0.33 | 16 | 146 | 33 |  | Fixed | Roof | roof
NJSTRE1546352172 |  | Transition Incentive Program | Burlington | 8016 | 13 | 8.96 | Residential | Yes | Behind the Meter | Net-metered residential rooftop and canopy |  | None | Vivint Solar Developer, LLC | PSE&G | Accepted | 2020-12-14 | 2020-12-14 | 2021-12-14 | SolarEdge | SE7600H-US | Inverters | 7600 |  | 1 |  |  | 0.992 |  | Outdoor | Near the Utility Meter
NJSTRE1546352172 |  | Transition Incentive Program | Burlington | 8016 | 13 | 8.96 | Residential | Yes | Behind the Meter | Net-metered residential rooftop and canopy |  | None | Vivint Solar Developer, LLC | PSE&G | Accepted | 2020-12-14 | 2020-12-14 | 2021-12-14 | Jinko Solar | JKM320M-60HBL | Solar Panels |  | 0.32 | 12 | 295 | 19 |  | Fixed | Roof
NJSTRE1546352172 |  | Transition Incentive Program | Burlington | 8016 | 13 | 8.96 | Residential | Yes | Behind the Meter | Net-metered residential rooftop and canopy |  | None | Vivint Solar Developer, LLC | PSE&G | Accepted | 2020-12-14 | 2020-12-14 | 2021-12-14 | Jinko Solar | JKM320M-60HBL | Solar Panels |  | 0.32 | 16 | 115 | 19 |  | Fixed | Roof
NJSTRE1546352179 |  | Transition Incentive Program | Leonardo | 7737 | 17 | 83.55 | Commercial | Yes | Behind the Meter | Net-metered non-residential rooftop and canopy |  | None | SolareAmerica | JCP&L | Accepted | 2020-12-11 | 2020-12-15 | 2021-12-15 | Elkor | Mark II | Meters |  |  | 1 |  |  |  | Yes | Indoor
NJSTRE1546352179 |  | Transition Incentive Program | Leonardo | 7737 | 17 | 83.55 | Commercial | Yes | Behind the Meter | Net-metered non-residential rooftop and canopy |  | None | SolareAmerica | JCP&L | Accepted | 2020-12-11 | 2020-12-15 | 2021-12-15 | APSystems | QS1 | Inverters | 1100 |  | 55 |  |  | 0.98 |  | Outdoor | Under Panels
NJSTRE1546352179 |  | Transition Incentive Program | Leonardo | 7737 | 17 | 83.55 | Commercial | Yes | Behind the Meter | Net-metered non-residential rooftop and canopy |  | None | SolareAmerica | JCP&L | Accepted | 2020-12-11 | 2020-12-15 | 2021-12-15 | CSUN | CSUN 72 385 | Solar Panels |  | 0.385 | 217 | 195 | 10 |  | Fixed | Roof
NJSTRE1546352183 |  | Transition Incentive Program | Rahway | 7065 | 10 | 5.1 | Residential | No | Behind the Meter | Net-metered residential rooftop and canopy |  | None | Green Sun Energy Services, LLC | PSE&G | Accepted | 2020-12-11 | 2020-12-14 | 2021-12-14 | SolarEdge | SE3800H-US000NNC2 | Meters | 3800 |  | 1 |  |  |  | Yes | Outdoor
NJSTRE1546352183 |  | Transition Incentive Program | Rahway | 7065 | 10 | 5.1 | Residential | No | Behind the Meter | Net-metered residential rooftop and canopy |  | None | Green Sun Energy Services, LLC | PSE&G | Accepted | 2020-12-11 | 2020-12-14 | 2021-12-14 | SolarEdge | SE3800H-US000NNC2 | Inverters | 3800 |  | 1 |  |  | 0.99 |  | Outdoor | Next to utility meter
NJSTRE1546352183 |  | Transition Incentive Program | Rahway | 7065 | 10 | 5.1 | Residential | No | Behind the Meter | Net-metered residential rooftop and canopy |  | None | Green Sun Energy Services, LLC | PSE&G | Accepted | 2020-12-11 | 2020-12-14 | 2021-12-14 | Hanwha | Q.PEAK DUO BLK-G6 340 | Solar Panels |  | 0.34 | 15 | 191 | 27 |  | Fixed | Roof | Roof
NJSTRE1546352196 |  | Transition Incentive Program | Teaneck | 7666 | 7 | 5.44 | Residential | Yes | Behind the Meter | Net-metered residential rooftop and canopy |  | None | Vivint Solar Developer, LLC | PSE&G | Accepted | 2020-12-14 | 2020-12-14 | 2021-12-14 | SolarEdge | SE3800H-US | Inverters | 3800 |  | 1 |  |  | 0.992 |  | Outdoor | Near the Utility Meter
NJSTRE1546352196 |  | Transition Incentive Program | Teaneck | 7666 | 7 | 5.44 | Residential | Yes | Behind the Meter | Net-metered residential rooftop and canopy |  | None | Vivint Solar Developer, LLC | PSE&G | Accepted | 2020-12-14 | 2020-12-14 | 2021-12-14 | Jinko Solar | JKM320M-60HBL | Solar Panels |  | 0.32 | 4 | 202 | 34 |  | Fixed | Roof
NJSTRE1546352196 |  | Transition Incentive Program | Teaneck | 7666 | 7 | 5.44 | Residential | Yes | Behind the Meter | Net-metered residential rooftop and canopy |  | None | Vivint Solar Developer, LLC | PSE&G | Accepted | 2020-12-14 | 2020-12-14 | 2021-12-14 | Jinko Solar | JKM320M-60HBL | Solar Panels |  | 0.32 | 13 | 202 | 18 |  | Fixed | Roof
NJSTRE1546352204 |  | Transition Incentive Program | Somers Point | 8244 | 19 | 80.08 | Commercial | Yes | Behind the Meter | Net-metered non-residential rooftop and canopy |  | None | SolareAmerica | JCP&L | Accepted | 2020-12-10 | 2020-12-14 | 2021-12-14 | APSystems | QS1 | Inverters | 1100 |  | 52 |  |  | 0.98 |  | Outdoor | Under Panels
NJSTRE1546352204 |  | Transition Incentive Program | Somers Point | 8244 | 19 | 80.08 | Commercial | Yes | Behind the Meter | Net-metered non-residential rooftop and canopy |  | None | SolareAmerica | JCP&L | Accepted | 2020-12-10 | 2020-12-14 | 2021-12-14 | CSUN | CSUN 385 | Solar Panels |  | 0.385 | 208 | 33 | 10 |  | Fixed | Roof
NJSTRE1546352210 |  | Transition Incentive Program | Marlton | 8053 | 13 | 10.54 | Residential | Yes | Behind the Meter | Net-metered residential rooftop and canopy |  | None | Trinity Solar | PSE&G | Accepted | 2020-12-10 | 2020-12-14 | 2021-12-14 | Solar Edge | SE10000H-US | Inverters | 10000 |  | 1 |  |  | 0.97 |  | Outside | side of home
NJSTRE1546352210 |  | Transition Incentive Program | Marlton | 8053 | 13 | 10.54 | Residential | Yes | Behind the Meter | Net-metered residential rooftop and canopy |  | None | Trinity Solar | PSE&G | Accepted | 2020-12-10 | 2020-12-14 | 2021-12-14 | Hanwha 340 | Q.PEAK DUO BLK-G6 340 | Solar Panels |  | 0.34 | 27 | 169 | 23 |  | Fixed | Roof
NJSTRE1546352210 |  | Transition Incentive Program | Marlton | 8053 | 13 | 10.54 | Residential | Yes | Behind the Meter | Net-metered residential rooftop and canopy |  | None | Trinity Solar | PSE&G | Accepted | 2020-12-10 | 2020-12-14 | 2021-12-14 | Hanwha 340 | Q.PEAK DUO BLK-G6 340 | Solar Panels |  | 0.34 | 4 | 170 | 20 |  | Fixed | Roof
NJSTRE1546352216 |  | Transition Incentive Program | Vineland | 8360 | 20 | 2.94 | Residential | Yes | Behind the Meter | Net-metered residential rooftop and canopy |  | None | Castle Energy, LLC | Vineland Muni Electric | Accepted | 2020-12-10 | 2020-12-14 | 2021-12-14 | SunPower | SPR-E20-327-E-AC | Inverters | 320 |  | 9 |  |  | 0.975 |  | Outdoor | on the rooftop under each solar panel
NJSTRE1546352216 |  | Transition Incentive Program | Vineland | 8360 | 20 | 2.94 | Residential | Yes | Behind the Meter | Net-metered residential rooftop and canopy |  | None | Castle Energy, LLC | Vineland Muni Electric | Accepted | 2020-12-10 | 2020-12-14 | 2021-12-14 | SunPower | SPR-E20-327-E-AC | Solar Panels |  | 0.327 | 3 | 184 | 9 |  | Fixed | Roof
NJSTRE1546352216 |  | Transition Incentive Program | Vineland | 8360 | 20 | 2.94 | Residential | Yes | Behind the Meter | Net-metered residential rooftop and canopy |  | None | Castle Energy, LLC | Vineland Muni Electric | Accepted | 2020-12-10 | 2020-12-14 | 2021-12-14 | SunPower | SPR-E20-327-E-AC | Solar Panels |  | 0.327 | 2 | 274 | 9 |  | Fixed | Roof
NJSTRE1546352216 |  | Transition Incentive Program | Vineland | 8360 | 20 | 2.94 | Residential | Yes | Behind the Meter | Net-metered residential rooftop and canopy |  | None | Castle Energy, LLC | Vineland Muni Electric | Accepted | 2020-12-10 | 2020-12-14 | 2021-12-14 | SunPower | SPR-E20-327-E-AC | Solar Panels |  | 0.327 | 2 | 4 | 9 |  | Fixed | Roof
NJSTRE1546352216 |  | Transition Incentive Program | Vineland | 8360 | 20 | 2.94 | Residential | Yes | Behind the Meter | Net-metered residential rooftop and canopy |  | None | Castle Energy, LLC | Vineland Muni Electric | Accepted | 2020-12-10 | 2020-12-14 | 2021-12-14 | SunPower | SPR-E20-327-E-AC | Solar Panels |  | 0.327 | 2 | 4 | 9 |  | Fixed | Roof
NJSTRE1546352217 |  | Transition Incentive Program | Fairview | 7022 | 7 | 2.56 | Residential | Yes | Behind the Meter | Net-metered residential rooftop and canopy |  | None | Vivint Solar Developer, LLC | PSE&G | Accepted | 2020-12-14 | 2020-12-14 | 2021-12-14 | SolarEdge | SE3800H-US | Inverters | 3800 |  | 1 |  |  | 0.992 |  | Outdoor | Near the Utility Meter
NJSTRE1546352217 |  | Transition Incentive Program | Fairview | 7022 | 7 | 2.56 | Residential | Yes | Behind the Meter | Net-metered residential rooftop and canopy |  | None | Vivint Solar Developer, LLC | PSE&G | Accepted | 2020-12-14 | 2020-12-14 | 2021-12-14 | Jinko Solar | JKM320M-60HBL | Solar Panels |  | 0.32 | 8 | 27 | 40 |  | Fixed | Roof
NJSTRE1546352220 |  | Transition Incentive Program | Hamilton | 8619 | 12 | 4.41 | Residential | Yes | Behind the Meter | Net-metered residential rooftop and canopy |  | None | Solar Energy World | PSE&G | Accepted | 2020-12-10 | 2020-12-14 | 2021-12-14 | Solaredge | SE3800H-USRGM | Inverters | 3800 |  | 1 |  |  | 0.982 |  | Outdoor | near meter
NJSTRE1546352220 |  | Transition Incentive Program | Hamilton | 8619 | 12 | 4.41 | Residential | Yes | Behind the Meter | Net-metered residential rooftop and canopy |  | None | Solar Energy World | PSE&G | Accepted | 2020-12-10 | 2020-12-14 | 2021-12-14 | Hanwha | Q.PEAK DUO BLK-G5 315 | Solar Panels |  | 0.315 | 14 | 176 | 34 |  | Fixed | Roof
NJSTRE1546352232 |  | Transition Incentive Program | Galloway | 8205 | 19 | 69.3 | Commercial | Yes | Behind the Meter | Net-metered non-residential rooftop and canopy |  | None | SolareAmerica | AC Electric | Accepted | 2020-12-10 | 2020-12-15 | 2021-12-15 | APSystems | QS1 | Inverters | 1100 |  | 45 |  |  | 0.98 |  | Outdoor | Under Panels
NJSTRE1546352232 |  | Transition Incentive Program | Galloway | 8205 | 19 | 69.3 | Commercial | Yes | Behind the Meter | Net-metered non-residential rooftop and canopy |  | None | SolareAmerica | AC Electric | Accepted | 2020-12-10 | 2020-12-15 | 2021-12-15 | CSUN | CSUN 385 | Solar Panels |  | 0.385 | 180 | 220 | 10 |  | Fixed | Roof
NJSTRE1546352241 |  | Transition Incentive Program | South Orange | 7079 | 9 | 9.75 | Residential | No | Behind the Meter | Net-metered residential rooftop and canopy |  | None | Infinity Solar Systems | PSE&G | Accepted | 2020-12-10 | 2020-12-14 | 2021-12-14 | ENPHASE | IQ7-60-X-US | Inverters | 240 |  | 30 |  |  | 0.95 |  | Outdoor | OUTDOOR ON ROOF UNDER PANEL
NJSTRE1546352241 |  | Transition Incentive Program | South Orange | 7079 | 9 | 9.75 | Residential | No | Behind the Meter | Net-metered residential rooftop and canopy |  | None | Infinity Solar Systems | PSE&G | Accepted | 2020-12-10 | 2020-12-14 | 2021-12-14 | CANADIAN SOLAR | CS1H-325-MS | Solar Panels |  | 0.325 | 30 | 121 | 15 |  | Fixed | Roof
NJSTRE1546352242 |  | Transition Incentive Program | Northfield | 8225 | 19 | 6.12 | Residential | Yes | Behind the Meter | Net-metered residential rooftop and canopy |  | None | Trinity Solar | AC Electric | Accepted | 2020-12-10 | 2020-12-14 | 2021-12-14 | Solar Edge | SE5000H-US | Inverters | 5000 |  | 1 |  |  | 0.97 |  | Outdoor | side of home
NJSTRE1546352242 |  | Transition Incentive Program | Northfield | 8225 | 19 | 6.12 | Residential | Yes | Behind the Meter | Net-metered residential rooftop and canopy |  | None | Trinity Solar | AC Electric | Accepted | 2020-12-10 | 2020-12-14 | 2021-12-14 | Hanwha 340 | Q.PEAK DUO BLK-G6 340 | Solar Panels |  | 0.34 | 11 | 222 | 20 |  | Fixed | Roof
NJSTRE1546352242 |  | Transition Incentive Program | Northfield | 8225 | 19 | 6.12 | Residential | Yes | Behind the Meter | Net-metered residential rooftop and canopy |  | None | Trinity Solar | AC Electric | Accepted | 2020-12-10 | 2020-12-14 | 2021-12-14 | Hanwha 340 | Q.PEAK DUO BLK-G6 340 | Solar Panels |  | 0.34 | 7 | 42 | 20 |  | Fixed | Roof
NJSTRE1546352243 |  | Transition Incentive Program | Egg Harbor Township | 8234 | 19 | 69.3 | Commercial | Yes | Behind the Meter | Net-metered non-residential rooftop and canopy |  | None | SolareAmerica | AC Electric | Accepted | 2020-12-10 | 2020-12-14 | 2021-12-14 | APSystems | QS1 | Inverters | 1100 |  | 45 |  |  | 0.98 |  | Outdoor | Under Panels
NJSTRE1546352243 |  | Transition Incentive Program | Egg Harbor Township | 8234 | 19 | 69.3 | Commercial | Yes | Behind the Meter | Net-metered non-residential rooftop and canopy |  | None | SolareAmerica | AC Electric | Accepted | 2020-12-10 | 2020-12-14 | 2021-12-14 | CSUN | CSUN 385 | Solar Panels |  | 0.385 | 180 | 22 | 10 |  | Fixed | Roof
NJSTRE1546352252 |  | Transition Incentive Program | Millville | 8332 | 20 | 69.3 | Commercial | Yes | Behind the Meter | Net-metered non-residential rooftop and canopy |  | None | SolareAmerica | AC Electric | Accepted | 2020-12-10 | 2020-12-15 | 2021-12-15 | APSystems | QS1 | Inverters | 1100 |  | 45 |  |  | 0.98 |  | Outdoor | Under Panels
NJSTRE1546352252 |  | Transition Incentive Program | Millville | 8332 | 20 | 69.3 | Commercial | Yes | Behind the Meter | Net-metered non-residential rooftop and canopy |  | None | SolareAmerica | AC Electric | Accepted | 2020-12-10 | 2020-12-15 | 2021-12-15 | CSUN | CSUN385 | Solar Panels |  | 0.385 | 180 | 3 | 10 |  | Fixed | Roof
NJSTRE1546352253 |  | Transition Incentive Program | Winnlingboro | 8046 | 13 | 8.96 | Residential | Yes | Behind the Meter | Net-metered residential rooftop and canopy |  | None | Vivint Solar Developer, LLC | PSE&G | Accepted | 2020-12-14 | 2020-12-18 | 2021-12-18 | SolarEdge | SE7600H-US | Inverters | 7600 |  | 1 |  |  | 0.992 |  | Outdoor | Near the Utility Meter
NJSTRE1546352253 |  | Transition Incentive Program | Winnlingboro | 8046 | 13 | 8.96 | Residential | Yes | Behind the Meter | Net-metered residential rooftop and canopy |  | None | Vivint Solar Developer, LLC | PSE&G | Accepted | 2020-12-14 | 2020-12-18 | 2021-12-18 | Jinko Solar | JKM320M-60HBL | Solar Panels |  | 0.32 | 3 | 338 | 18 |  | Fixed | Roof
NJSTRE1546352253 |  | Transition Incentive Program | Winnlingboro | 8046 | 13 | 8.96 | Residential | Yes | Behind the Meter | Net-metered residential rooftop and canopy |  | None | Vivint Solar Developer, LLC | PSE&G | Accepted | 2020-12-14 | 2020-12-18 | 2021-12-18 | Jinko Solar | JKM320M-60HBL | Solar Panels |  | 0.32 | 8 | 338 | 16 |  | Fixed | Roof
NJSTRE1546352253 |  | Transition Incentive Program | Winnlingboro | 8046 | 13 | 8.96 | Residential | Yes | Behind the Meter | Net-metered residential rooftop and canopy |  | None | Vivint Solar Developer, LLC | PSE&G | Accepted | 2020-12-14 | 2020-12-18 | 2021-12-18 | Jinko Solar | JKM320M-60HBL | Solar Panels |  | 0.32 | 14 | 158 | 20 |  | Fixed | Roof
NJSTRE1546352253 |  | Transition Incentive Program | Winnlingboro | 8046 | 13 | 8.96 | Residential | Yes | Behind the Meter | Net-metered residential rooftop and canopy |  | None | Vivint Solar Developer, LLC | PSE&G | Accepted | 2020-12-14 | 2020-12-18 | 2021-12-18 | Jinko Solar | JKM320M-60HBL | Solar Panels |  | 0.32 | 3 | 158 | 18 |  | Fixed | Roof
NJSTRE1546352264 |  | Transition Incentive Program | Old Bridge | 8857 | 11 | 80.08 | Commercial | Yes | Behind the Meter | Net-metered non-residential rooftop and canopy |  | None | SolareAmerica | JCP&L | Accepted | 2020-12-10 | 2020-12-14 | 2021-12-14 | APSystems | QS1 | Inverters | 1100 |  | 52 |  |  | 0.98 |  | Outdoor | Under Panels
NJSTRE1546352264 |  | Transition Incentive Program | Old Bridge | 8857 | 11 | 80.08 | Commercial | Yes | Behind the Meter | Net-metered non-residential rooftop and canopy |  | None | SolareAmerica | JCP&L | Accepted | 2020-12-10 | 2020-12-14 | 2021-12-14 | CSUN | CSUN385 | Solar Panels |  | 0.385 | 208 | 7 | 10 |  | Fixed | Roof
NJSTRE1546352269 |  | Transition Incentive Program | Howell Township | 7731 | 17 | 7.14 | Residential | No | Behind the Meter | Net-metered residential rooftop and canopy |  | None | Trinity Solar | JCP&L | Accepted | 2020-12-10 | 2020-12-14 | 2021-12-14 | GENERAC | APKE00014 | Inverters | 7600 |  | 1 |  |  | 0.97 |  | Outside | side of home
NJSTRE1546352269 |  | Transition Incentive Program | Howell Township | 7731 | 17 | 7.14 | Residential | No | Behind the Meter | Net-metered residential rooftop and canopy |  | None | Trinity Solar | JCP&L | Accepted | 2020-12-10 | 2020-12-14 | 2021-12-14 | Hanwha | Q.PEAK DUO BLK-G6 340 | Solar Panels |  | 0.34 | 17 | 172 | 25 |  | Fixed | Roof
NJSTRE1546352269 |  | Transition Incentive Program | Howell Township | 7731 | 17 | 7.14 | Residential | No | Behind the Meter | Net-metered residential rooftop and canopy |  | None | Trinity Solar | JCP&L | Accepted | 2020-12-10 | 2020-12-14 | 2021-12-14 | Hanwha | Q.PEAK DUO BLK-G6 340 | Solar Panels |  | 0.34 | 4 | 172 | 19 |  | Fixed | Roof
NJSTRE1546352276 |  | Transition Incentive Program | Brooklawn | 8030 | 14 | 80.08 | Commercial | Yes | Behind the Meter | Net-metered non-residential rooftop and canopy |  | None | SolareAmerica | PSE&G | Accepted | 2020-12-10 | 2020-12-14 | 2021-12-14 | APSYstems | QS1 | Inverters | 1100 |  | 52 |  |  | 0.98 |  | Outdoor | Under Panels
NJSTRE1546352276 |  | Transition Incentive Program | Brooklawn | 8030 | 14 | 80.08 | Commercial | Yes | Behind the Meter | Net-metered non-residential rooftop and canopy |  | None | SolareAmerica | PSE&G | Accepted | 2020-12-10 | 2020-12-14 | 2021-12-14 | CSUN | CSUN | Solar Panels |  | 0.385 | 208 | 307 | 10 |  | Fixed | Roof
NJSTRE1546352277 |  | Transition Incentive Program | Marlton | 8053 | 13 | 16.64 | Residential | Yes | Behind the Meter | Net-metered residential rooftop and canopy |  | None | Vivint Solar Developer, LLC | PSE&G | Accepted | 2020-12-14 | 2020-12-15 | 2021-12-15 | SolarEdge | SE7600H-US | Inverters | 7.6 |  | 2 |  |  | 0.992 |  | Outdoor | Near the Utility Meter
NJSTRE1546352277 |  | Transition Incentive Program | Marlton | 8053 | 13 | 16.64 | Residential | Yes | Behind the Meter | Net-metered residential rooftop and canopy |  | None | Vivint Solar Developer, LLC | PSE&G | Accepted | 2020-12-14 | 2020-12-15 | 2021-12-15 | Jinko Solar | JKM320M-60HBL | Solar Panels |  | 0.32 | 18 | 76 | 27 |  | Fixed | Roof
NJSTRE1546352277 |  | Transition Incentive Program | Marlton | 8053 | 13 | 16.64 | Residential | Yes | Behind the Meter | Net-metered residential rooftop and canopy |  | None | Vivint Solar Developer, LLC | PSE&G | Accepted | 2020-12-14 | 2020-12-15 | 2021-12-15 | Jinko Solar | JKM320M-60HBL | Solar Panels |  | 0.32 | 16 | 256 | 27 |  | Fixed | Roof
NJSTRE1546352277 |  | Transition Incentive Program | Marlton | 8053 | 13 | 16.64 | Residential | Yes | Behind the Meter | Net-metered residential rooftop and canopy |  | None | Vivint Solar Developer, LLC | PSE&G | Accepted | 2020-12-14 | 2020-12-15 | 2021-12-15 | Jinko Solar | JKM320M-60HBL | Solar Panels |  | 0.32 | 9 | 76 | 26 |  | Fixed | Roof
NJSTRE1546352277 |  | Transition Incentive Program | Marlton | 8053 | 13 | 16.64 | Residential | Yes | Behind the Meter | Net-metered residential rooftop and canopy |  | None | Vivint Solar Developer, LLC | PSE&G | Accepted | 2020-12-14 | 2020-12-15 | 2021-12-15 | Jinko Solar | JKM320M-60HBL | Solar Panels |  | 0.32 | 9 | 256 | 26 |  | Fixed | Roof
NJSTRE1546352284 |  | Transition Incentive Program | Stratford | 8084 | 14 | 6.46 | Residential | Yes | Behind the Meter | Net-metered residential rooftop and canopy |  | None | Trinity Solar | AC Electric | Accepted | 2020-12-10 | 2020-12-14 | 2021-12-14 | Solar Edge | SE5000H-US | Inverters | 5000 |  | 1 |  |  | 0.97 |  | Outside | Side of home
NJSTRE1546352284 |  | Transition Incentive Program | Stratford | 8084 | 14 | 6.46 | Residential | Yes | Behind the Meter | Net-metered residential rooftop and canopy |  | None | Trinity Solar | AC Electric | Accepted | 2020-12-10 | 2020-12-14 | 2021-12-14 | Hanwha 340 | Q.PEAK DUO BLK-G6 340 | Solar Panels |  | 0.34 | 16 | 206 | 19 |  | Fixed | Roof
NJSTRE1546352284 |  | Transition Incentive Program | Stratford | 8084 | 14 | 6.46 | Residential | Yes | Behind the Meter | Net-metered residential rooftop and canopy |  | None | Trinity Solar | AC Electric | Accepted | 2020-12-10 | 2020-12-14 | 2021-12-14 | Hanwha 340 | Q.PEAK DUO BLK-G6 340 | Solar Panels |  | 0.34 | 3 | 206 | 19 |  | Fixed | Roof
NJSTRE1546352286 |  | Transition Incentive Program | N. Plainfield Boro | 7060 | 10 | 80.08 | Commercial | Yes | Behind the Meter | Grid supply (subsection (r)) ground mount |  | None | SolareAmerica | PSE&G | Accepted | 2020-12-10 | 2020-12-15 | 2021-12-15 | APSystems | QS1 | Inverters | 1100 |  | 52 |  |  | 0.98 |  | Outdoor | Under panels
NJSTRE1546352286 |  | Transition Incentive Program | N. Plainfield Boro | 7060 | 10 | 80.08 | Commercial | Yes | Behind the Meter | Grid supply (subsection (r)) ground mount |  | None | SolareAmerica | PSE&G | Accepted | 2020-12-10 | 2020-12-15 | 2021-12-15 | CSUN | CSUN385 | Solar Panels |  | 0.385 | 208 | 138 | 10 |  | Fixed | Roof
NJSTRE1546352300 |  | Transition Incentive Program | Roselle Boro | 7203 | 10 | 80.08 | Commercial | Yes | Behind the Meter | Net-metered non-residential rooftop and canopy |  | None | SolareAmerica | PSE&G | Accepted | 2020-12-10 | 2020-12-14 | 2021-12-14 | APsystems | QS1 | Inverters | 1100 |  | 52 |  |  | 0.98 |  | Outdoor | Under Panels
NJSTRE1546352300 |  | Transition Incentive Program | Roselle Boro | 7203 | 10 | 80.08 | Commercial | Yes | Behind the Meter | Net-metered non-residential rooftop and canopy |  | None | SolareAmerica | PSE&G | Accepted | 2020-12-10 | 2020-12-14 | 2021-12-14 | CSUN | CSUN385 | Solar Panels |  | 0.385 | 208 | 155 | 10 |  | Fixed | Roof
NJSTRE1546352339 |  | Transition Incentive Program | Edison TWP | 8817 | 11 | 5.78 | Residential | Yes | Behind the Meter | Net-metered residential rooftop and canopy |  | None | Tesla Energy Operations Inc. | PSE&G | Accepted | 2020-12-10 | 2020-12-14 | 2021-12-14 | Tesla | AC Powerwall 2.0 | Electric Storage Battery |  |  | 1 |  |  |  | Lithium Ion |  | Inside garage
NJSTRE1546352339 |  | Transition Incentive Program | Edison TWP | 8817 | 11 | 5.78 | Residential | Yes | Behind the Meter | Net-metered residential rooftop and canopy |  | None | Tesla Energy Operations Inc. | PSE&G | Accepted | 2020-12-10 | 2020-12-14 | 2021-12-14 | Delta Electronics | M8-TL-US [240V] | Inverters | 7680 |  | 1 |  |  | 0.975 |  | Indoor | Inside garage
NJSTRE1546352339 |  | Transition Incentive Program | Edison TWP | 8817 | 11 | 5.78 | Residential | Yes | Behind the Meter | Net-metered residential rooftop and canopy |  | None | Tesla Energy Operations Inc. | PSE&G | Accepted | 2020-12-10 | 2020-12-14 | 2021-12-14 | Hanwha Q-CELLS | Q.Peak DUO BLK-G6+ 340 | Solar Panels |  | 0.34 | 17 | 125 | 30 |  | Fixed | Roof
NJSTRE1546354109 |  | Transition Incentive Program | Hopatcong | 7843 | 1 | 9.8 | Residential | Yes | Behind the Meter | Net-metered residential rooftop and canopy |  | None | Pro Custom Solar dba Momentum Solar | JCP&L | Accepted | 2020-12-10 | 2020-12-14 | 2021-12-14 | Enphase | IQ7Plus-72-2-US | Inverters | 290 |  | 28 |  |  | 0.97 |  | Outdoor | Roof
NJSTRE1546354109 |  | Transition Incentive Program | Hopatcong | 7843 | 1 | 9.8 | Residential | Yes | Behind the Meter | Net-metered residential rooftop and canopy |  | None | Pro Custom Solar dba Momentum Solar | JCP&L | Accepted | 2020-12-10 | 2020-12-14 | 2021-12-14 | LG ELECTRONICS | LG 350N1C-V5 | Solar Panels |  | 0.35 | 15 | 300 | 12 |  | Fixed | Roof
NJSTRE1546354109 |  | Transition Incentive Program | Hopatcong | 7843 | 1 | 9.8 | Residential | Yes | Behind the Meter | Net-metered residential rooftop and canopy |  | None | Pro Custom Solar dba Momentum Solar | JCP&L | Accepted | 2020-12-10 | 2020-12-14 | 2021-12-14 | LG ELECTRONICS | LG 350N1C-V5 | Solar Panels |  | 0.35 | 13 | 120 | 16 |  | Fixed | Roof
NJSTRE1546356520 |  | Transition Incentive Program | Hamilton TWP MER | 8690 | 12 | 12.24 | Residential | No | Behind the Meter | Net-metered residential rooftop and canopy |  | None | Tesla Energy Operations Inc. | PSE&G | Accepted | 2020-12-10 | 2020-12-14 | 2021-12-14 | SolarEdge Technologies | SE10000H-US [240V] | Inverters | 10000 |  | 1 |  |  | 0.99 |  | Outside | Outside
NJSTRE1546356520 |  | Transition Incentive Program | Hamilton TWP MER | 8690 | 12 | 12.24 | Residential | No | Behind the Meter | Net-metered residential rooftop and canopy |  | None | Tesla Energy Operations Inc. | PSE&G | Accepted | 2020-12-10 | 2020-12-14 | 2021-12-14 | Hanwha Q-CELLS | Q.Peak DUO BLK-G6+ 340 | Solar Panels |  | 0.34 | 10 | 63 | 28 |  | Fixed | Roof
NJSTRE1546356520 |  | Transition Incentive Program | Hamilton TWP MER | 8690 | 12 | 12.24 | Residential | No | Behind the Meter | Net-metered residential rooftop and canopy |  | None | Tesla Energy Operations Inc. | PSE&G | Accepted | 2020-12-10 | 2020-12-14 | 2021-12-14 | Hanwha Q-CELLS | Q.Peak DUO BLK-G6+ 340 | Solar Panels |  | 0.34 | 10 | 243 | 28 |  | Fixed | Roof
NJSTRE1546356520 |  | Transition Incentive Program | Hamilton TWP MER | 8690 | 12 | 12.24 | Residential | No | Behind the Meter | Net-metered residential rooftop and canopy |  | None | Tesla Energy Operations Inc. | PSE&G | Accepted | 2020-12-10 | 2020-12-14 | 2021-12-14 | Hanwha Q-CELLS | Q.Peak DUO BLK-G6+ 340 | Solar Panels |  | 0.34 | 7 | 153 | 23 |  | Fixed | Roof
NJSTRE1546356520 |  | Transition Incentive Program | Hamilton TWP MER | 8690 | 12 | 12.24 | Residential | No | Behind the Meter | Net-metered residential rooftop and canopy |  | None | Tesla Energy Operations Inc. | PSE&G | Accepted | 2020-12-10 | 2020-12-14 | 2021-12-14 | Hanwha Q-CELLS | Q.Peak DUO BLK-G6+ 340 | Solar Panels |  | 0.34 | 9 | 333 | 23 |  | Fixed | Roof
NJSTRE1546356561 |  | Transition Incentive Program | Phillipsburg | 8865 | 2 | 61.99 | Commercial | Yes | Behind the Meter | Net-metered non-residential rooftop and canopy |  | None | SolareAmerica | JCP&L | Accepted | 2020-12-10 | 2020-12-14 | 2021-12-14 | APSystems | QS1 | Inverters | 1100 |  | 41 |  |  | 0.98 |  | Outdoor | Under Panels
NJSTRE1546356561 |  | Transition Incentive Program | Phillipsburg | 8865 | 2 | 61.99 | Commercial | Yes | Behind the Meter | Net-metered non-residential rooftop and canopy |  | None | SolareAmerica | JCP&L | Accepted | 2020-12-10 | 2020-12-14 | 2021-12-14 | CSUN | CSUN385 | Solar Panels |  | 0.385 | 161 | 245 | 10 |  | Fixed | Roof
NJSTRE1546356566 |  | Transition Incentive Program | Edison TWP | 8820 | 11 | 12.24 | Residential | Yes | Behind the Meter | Net-metered residential rooftop and canopy |  | None | Tesla Energy Operations Inc. | PSE&G | Accepted | 2020-12-10 | 2020-12-14 | 2021-12-14 | SolarEdge Technologies | SE10000H-US [240V] | Inverters | 10000 |  | 1 |  |  | 0.99 |  | Outside | Outside
NJSTRE1546356566 |  | Transition Incentive Program | Edison TWP | 8820 | 11 | 12.24 | Residential | Yes | Behind the Meter | Net-metered residential rooftop and canopy |  | None | Tesla Energy Operations Inc. | PSE&G | Accepted | 2020-12-10 | 2020-12-14 | 2021-12-14 | Hanwha Q-CELLS | Q.Peak DUO BLK-G6+ 340 | Solar Panels |  | 0.34 | 9 | 87 | 40 |  | Fixed | Roof
NJSTRE1546356566 |  | Transition Incentive Program | Edison TWP | 8820 | 11 | 12.24 | Residential | Yes | Behind the Meter | Net-metered residential rooftop and canopy |  | None | Tesla Energy Operations Inc. | PSE&G | Accepted | 2020-12-10 | 2020-12-14 | 2021-12-14 | Hanwha Q-CELLS | Q.Peak DUO BLK-G6+ 340 | Solar Panels |  | 0.34 | 9 | 267 | 40 |  | Fixed | Roof
NJSTRE1546356566 |  | Transition Incentive Program | Edison TWP | 8820 | 11 | 12.24 | Residential | Yes | Behind the Meter | Net-metered residential rooftop and canopy |  | None | Tesla Energy Operations Inc. | PSE&G | Accepted | 2020-12-10 | 2020-12-14 | 2021-12-14 | Hanwha Q-CELLS | Q.Peak DUO BLK-G6+ 340 | Solar Panels |  | 0.34 | 18 | 178 | 45 |  | Fixed | Roof
NJSTRE1546356573 |  | Transition Incentive Program | Hammonton | 8037 | 19 | 84.7 | Commercial | Yes | Behind the Meter | Net-metered non-residential rooftop and canopy |  | None | SolareAmerica | AC Electric | Accepted | 2020-12-10 | 2020-12-23 | 2021-12-23 | APSystems | QS1 | Inverters | 1100 |  | 56 |  |  | 0.98 |  | Outdoor | Under Panels
NJSTRE1546356573 |  | Transition Incentive Program | Hammonton | 8037 | 19 | 84.7 | Commercial | Yes | Behind the Meter | Net-metered non-residential rooftop and canopy |  | None | SolareAmerica | AC Electric | Accepted | 2020-12-10 | 2020-12-23 | 2021-12-23 | CSUN | CSUN385 | Solar Panels |  | 0.385 | 220 | 106 | 10 |  | Fixed | Roof | Two Canopies 106 Az and 14 AZ
NJSTRE1546356574 |  | Transition Incentive Program | Fairfield Township | 7004 | 9 | 61.99 | Commercial | Yes | Behind the Meter | Net-metered non-residential rooftop and canopy |  | None | SolareAmerica | PSE&G | Accepted | 2020-12-10 | 2020-12-15 | 2021-12-15 | APSystems | QS1 | Inverters | 1100 |  | 41 |  |  | 0.98 |  | Outdoor | Under Panels
NJSTRE1546356574 |  | Transition Incentive Program | Fairfield Township | 7004 | 9 | 61.99 | Commercial | Yes | Behind the Meter | Net-metered non-residential rooftop and canopy |  | None | SolareAmerica | PSE&G | Accepted | 2020-12-10 | 2020-12-15 | 2021-12-15 | CSUN | CSUN385 | Solar Panels |  | 0.385 | 161 | 353 | 10 |  | Fixed | Roof
NJSTRE1546356579 |  | Transition Incentive Program | Edison | 8820 | 11 | 8.05 | Residential | No | Behind the Meter | Net-metered residential rooftop and canopy |  | None | Pro Custom Solar dba Momentum Solar | PSE&G | Accepted | 2020-12-10 | 2020-12-14 | 2021-12-14 | Enphase | IQ7Plus-72-2-US | Inverters | 290 |  | 23 |  |  | 0.97 |  | Outdoor | Roof
NJSTRE1546356579 |  | Transition Incentive Program | Edison | 8820 | 11 | 8.05 | Residential | No | Behind the Meter | Net-metered residential rooftop and canopy |  | None | Pro Custom Solar dba Momentum Solar | PSE&G | Accepted | 2020-12-10 | 2020-12-14 | 2021-12-14 | LG ELECTRONICS | LG 350N1C-V5 | Solar Panels |  | 0.35 | 16 | 246 | 34 |  | Fixed | Roof
NJSTRE1546356579 |  | Transition Incentive Program | Edison | 8820 | 11 | 8.05 | Residential | No | Behind the Meter | Net-metered residential rooftop and canopy |  | None | Pro Custom Solar dba Momentum Solar | PSE&G | Accepted | 2020-12-10 | 2020-12-14 | 2021-12-14 | LG ELECTRONICS | LG 350N1C-V5 | Solar Panels |  | 0.35 | 7 | 246 | 34 |  | Fixed | Roof
NJSTRE1546356588 |  | Transition Incentive Program | Neptune | 7753 | 17 | 3.85 | Residential | Yes | Behind the Meter | Net-metered residential rooftop and canopy |  | None | Pro Custom Solar dba Momentum Solar | JCP&L | Accepted | 2020-12-10 | 2020-12-14 | 2021-12-14 | Enphase | IQ7Plus-72-2-US | Inverters | 290 |  | 11 |  |  | 0.97 |  | Outdoor | Roof
NJSTRE1546356588 |  | Transition Incentive Program | Neptune | 7753 | 17 | 3.85 | Residential | Yes | Behind the Meter | Net-metered residential rooftop and canopy |  | None | Pro Custom Solar dba Momentum Solar | JCP&L | Accepted | 2020-12-10 | 2020-12-14 | 2021-12-14 | LG ELECTRONICS | LG 350N1C-V5 | Solar Panels |  | 0.35 | 11 | 153 | 18 |  | Fixed | Roof
NJSTRE1546356589 |  | Transition Incentive Program | Plainfield | 7060 | 10 | 5.6 | Residential | Yes | Behind the Meter | Net-metered residential rooftop and canopy |  | None | Pro Custom Solar dba Momentum Solar | PSE&G | Accepted | 2020-12-10 | 2020-12-14 | 2021-12-14 | Enphase | IQ7Plus-72-2-US | Inverters | 290 |  | 16 |  |  | 0.97 |  | Outdoor | Roof
NJSTRE1546356589 |  | Transition Incentive Program | Plainfield | 7060 | 10 | 5.6 | Residential | Yes | Behind the Meter | Net-metered residential rooftop and canopy |  | None | Pro Custom Solar dba Momentum Solar | PSE&G | Accepted | 2020-12-10 | 2020-12-14 | 2021-12-14 | LG ELECTRONICS | LG 350N1C-V5 | Solar Panels |  | 0.35 | 12 | 168 | 20 |  | Fixed | Roof
NJSTRE1546356589 |  | Transition Incentive Program | Plainfield | 7060 | 10 | 5.6 | Residential | Yes | Behind the Meter | Net-metered residential rooftop and canopy |  | None | Pro Custom Solar dba Momentum Solar | PSE&G | Accepted | 2020-12-10 | 2020-12-14 | 2021-12-14 | LG ELECTRONICS | LG 350N1C-V5 | Solar Panels |  | 0.35 | 4 | 78 | 20 |  | Fixed | Roof
NJSTRE1546356636 |  | Transition Incentive Program | Galloway | 8215 | 19 | 84.7 | Commercial | Yes | Behind the Meter | Net-metered non-residential rooftop and canopy |  | None | SolareAmerica | AC Electric | Accepted | 2020-12-10 | 2020-12-14 | 2021-12-14 | APSystems | QS1 | Inverters | 1100 |  | 56 |  |  | 0.95 |  | Outdoor | Under Panels
NJSTRE1546356636 |  | Transition Incentive Program | Galloway | 8215 | 19 | 84.7 | Commercial | Yes | Behind the Meter | Net-metered non-residential rooftop and canopy |  | None | SolareAmerica | AC Electric | Accepted | 2020-12-10 | 2020-12-14 | 2021-12-14 | CSUN | CSUN385 | Solar Panels |  | 0.385 | 220 | 106 | 10 |  | Fixed | Roof | Two Canopies 106 & 14
NJSTRE1546356644 |  | Transition Incentive Program | Swedesboro (Woolwhich Twp) | 8085 | 15 | 84.7 | Commercial | Yes | Behind the Meter | Net-metered non-residential rooftop and canopy |  | None | SolareAmerica | AC Electric | Accepted | 2020-12-10 | 2020-12-14 | 2021-12-14 | APSystems | QS1 | Inverters | 1100 |  | 55 |  |  | 0.98 |  | Outdoor | Under Panels
NJSTRE1546356644 |  | Transition Incentive Program | Swedesboro (Woolwhich Twp) | 8085 | 15 | 84.7 | Commercial | Yes | Behind the Meter | Net-metered non-residential rooftop and canopy |  | None | SolareAmerica | AC Electric | Accepted | 2020-12-10 | 2020-12-14 | 2021-12-14 | CSUN | CSUN385 | Solar Panels |  | 0.385 | 220 | 285 | 10 |  | Fixed | Roof | Two Canopies 285 & 15
NJSTRE1546356649 |  | Transition Incentive Program | Piscataway | 8854 | 11 | 80.08 | Commercial | Yes | Behind the Meter | Net-metered non-residential rooftop and canopy |  | None | SolareAmerica | PSE&G | Accepted | 2020-12-10 | 2020-12-14 | 2021-12-14 | APSystems | QS1 | Inverters | 1100 |  | 41 |  |  | 0.98 |  | Outdoor | Under Panels
NJSTRE1546356649 |  | Transition Incentive Program | Piscataway | 8854 | 11 | 80.08 | Commercial | Yes | Behind the Meter | Net-metered non-residential rooftop and canopy |  | None | SolareAmerica | PSE&G | Accepted | 2020-12-10 | 2020-12-14 | 2021-12-14 | CSUN | CSUN385 | Solar Panels |  | 0.385 | 208 | 281 | 10 |  | Fixed | Roof
NJSTRE1546362183 |  | Transition Incentive Program | Budd Lake | 7828 | 3 | 8.84 | Residential | Yes | Behind the Meter | Net-metered residential rooftop and canopy |  | None | Trinity Solar | JCP&L | Accepted | 2020-12-11 | 2020-12-14 | 2021-12-14 | Solar Edge | SE7600H-US000BNC4 | Inverters | 7600 |  | 1 |  |  | 0.97 |  | Outdoor | side of home
NJSTRE1546362183 |  | Transition Incentive Program | Budd Lake | 7828 | 3 | 8.84 | Residential | Yes | Behind the Meter | Net-metered residential rooftop and canopy |  | None | Trinity Solar | JCP&L | Accepted | 2020-12-11 | 2020-12-14 | 2021-12-14 | HANWHA | Q.PEAK DUO BLK-G6 340 | Solar Panels |  | 0.34 | 26 | 231 | 21 |  | Fixed | Roof
NJSTRE1546362185 |  | Transition Incentive Program | Trenton | 8610 | 12 | 3.74 | Residential | Yes | Behind the Meter | Net-metered residential rooftop and canopy |  | None | Trinity Solar | PSE&G | Accepted | 2020-12-11 | 2020-12-14 | 2021-12-14 | Solar Edge | SE3000H-US | Inverters | 3000 |  | 1 |  |  | 0.97 |  | Outside | side of home
NJSTRE1546362185 |  | Transition Incentive Program | Trenton | 8610 | 12 | 3.74 | Residential | Yes | Behind the Meter | Net-metered residential rooftop and canopy |  | None | Trinity Solar | PSE&G | Accepted | 2020-12-11 | 2020-12-14 | 2021-12-14 | Hanwha 340 | Q.PEAK DUO BLK-G6 340 | Solar Panels |  | 0.34 | 6 | 298 | 32 |  | Fixed | Roof
NJSTRE1546362185 |  | Transition Incentive Program | Trenton | 8610 | 12 | 3.74 | Residential | Yes | Behind the Meter | Net-metered residential rooftop and canopy |  | None | Trinity Solar | PSE&G | Accepted | 2020-12-11 | 2020-12-14 | 2021-12-14 | Hanwha 340 | Q.PEAK DUO BLK-G6 340 | Solar Panels |  | 0.34 | 5 | 208 | 32 |  | Fixed | Roof
NJSTRE1546362190 |  | Transition Incentive Program | Freehold | 7728 | 17 | 7.48 | Residential | Yes | Behind the Meter | Net-metered residential rooftop and canopy |  | None | Trinity Solar | JCP&L | Accepted | 2020-12-11 | 2020-12-14 | 2021-12-14 | Solar Edge | SE6000 | Inverters | 6000 |  | 1 |  |  | 0.97 |  | Outside | side of home
NJSTRE1546362190 |  | Transition Incentive Program | Freehold | 7728 | 17 | 7.48 | Residential | Yes | Behind the Meter | Net-metered residential rooftop and canopy |  | None | Trinity Solar | JCP&L | Accepted | 2020-12-11 | 2020-12-14 | 2021-12-14 | Hanwha | Q.PEAK DUO BLK-G6 340 | Solar Panels |  | 0.34 | 22 | 116 | 24 |  | Fixed | Roof
NJSTRE1546362222 |  | Transition Incentive Program | Williamstown | 8094 | 15 | 4.42 | Residential | Yes | Behind the Meter | Net-metered residential rooftop and canopy |  | None | Trinity Solar | AC Electric | Accepted | 2020-12-11 | 2020-12-14 | 2021-12-14 | Solar Edge | SE3800H-US | Inverters | 3800 |  | 1 |  |  | 0.97 |  | Outside | side of home
NJSTRE1546362222 |  | Transition Incentive Program | Williamstown | 8094 | 15 | 4.42 | Residential | Yes | Behind the Meter | Net-metered residential rooftop and canopy |  | None | Trinity Solar | AC Electric | Accepted | 2020-12-11 | 2020-12-14 | 2021-12-14 | Hanwha 340 | Q.PEAK DUO BLK-G6 340 | Solar Panels |  | 0.34 | 13 | 162 | 30 |  | Fixed | Roof
NJSTRE1546362232 |  | Transition Incentive Program | Toms River | 8757 | 18 | 8 | Residential | Yes | Behind the Meter | Net-metered residential rooftop and canopy |  | None | Vivint Solar Developer, LLC | JCP&L | Accepted | 2020-12-16 | 2020-12-16 | 2021-12-16 | Solar Edge | SE7600H-US | Inverters | 7600 |  | 1 |  |  | 0.992 |  | Outdoor | Near the Utility Meter
NJSTRE1546362232 |  | Transition Incentive Program | Toms River | 8757 | 18 | 8 | Residential | Yes | Behind the Meter | Net-metered residential rooftop and canopy |  | None | Vivint Solar Developer, LLC | JCP&L | Accepted | 2020-12-16 | 2020-12-16 | 2021-12-16 | JINKO SOLAR | JKM320M-60HBL | Solar Panels |  | 0.32 | 6 | 347 | 21 |  | Fixed | Roof
NJSTRE1546362232 |  | Transition Incentive Program | Toms River | 8757 | 18 | 8 | Residential | Yes | Behind the Meter | Net-metered residential rooftop and canopy |  | None | Vivint Solar Developer, LLC | JCP&L | Accepted | 2020-12-16 | 2020-12-16 | 2021-12-16 | JINKO SOLAR | JKM320M-60HBL | Solar Panels |  | 0.32 | 19 | 167 | 21 |  | Fixed | Roof
NJSTRE1546362242 |  | Transition Incentive Program | Metuchen | 8840 | 11 | 8.38 | Residential | Yes | Behind the Meter | Net-metered residential rooftop and canopy |  | PSEG | Venture Solar | PSE&G | Accepted | 2020-12-11 | 2020-12-15 | 2021-12-15 | Enphase | IQ7-60-2-US | Inverters | 0.25 |  | 25 |  |  | 0.976 |  | Outside | Outside
NJSTRE1546362242 |  | Transition Incentive Program | Metuchen | 8840 | 11 | 8.38 | Residential | Yes | Behind the Meter | Net-metered residential rooftop and canopy |  | PSEG | Venture Solar | PSE&G | Accepted | 2020-12-11 | 2020-12-15 | 2021-12-15 | Hanwha Q Cells | Q.PeakDuo-G5 335 | Solar Panels |  | 0.335 | 5 | 55 | 37 |  | Fixed | Roof
NJSTRE1546362242 |  | Transition Incentive Program | Metuchen | 8840 | 11 | 8.38 | Residential | Yes | Behind the Meter | Net-metered residential rooftop and canopy |  | PSEG | Venture Solar | PSE&G | Accepted | 2020-12-11 | 2020-12-15 | 2021-12-15 | Hanwha Q Cells | Q.PeakDuo-G5 335 | Solar Panels |  | 0.335 | 20 | 235 | 37 |  | Fixed | Roof
NJSTRE1546362266 |  | Transition Incentive Program | Montgomery TWP | 8502 | 5 | 6.8 | Residential | Yes | Behind the Meter | Net-metered residential rooftop and canopy |  | None | Tesla Energy Operations Inc. | PSE&G | Accepted | 2020-12-11 | 2020-12-15 | 2021-12-15 | Delta Electronics | M8-TL-US [240V] | Inverters | 7680 |  | 1 |  |  | 0.975 |  | Outside | Outside
NJSTRE1546362266 |  | Transition Incentive Program | Montgomery TWP | 8502 | 5 | 6.8 | Residential | Yes | Behind the Meter | Net-metered residential rooftop and canopy |  | None | Tesla Energy Operations Inc. | PSE&G | Accepted | 2020-12-11 | 2020-12-15 | 2021-12-15 | Hanwha Q-CELLS | Q.Peak DUO BLK-G6+ 340 | Solar Panels |  | 0.34 | 20 | 128 | 20 |  | Fixed | Roof
NJSTRE1546362272 |  | Transition Incentive Program | Edison Twp | 8817 | 11 | 10.68 | Residential | Yes | Behind the Meter | Net-metered residential rooftop and canopy |  | None | Bright Planet Solar | PSE&G | Accepted | 2020-12-11 | 2020-12-15 | 2021-12-15 | SOLAR EDGE | SE10000H-USRGM | Inverters | 10000 |  | 1 |  |  | 0.98 |  | Outdoor | OUTSIDE
NJSTRE1546362272 |  | Transition Incentive Program | Edison Twp | 8817 | 11 | 10.68 | Residential | Yes | Behind the Meter | Net-metered residential rooftop and canopy |  | None | Bright Planet Solar | PSE&G | Accepted | 2020-12-11 | 2020-12-15 | 2021-12-15 | LONGI | LR6-60HPB-305M | Solar Panels |  | 0.305 | 11 | 92 | 30 |  | Fixed | Roof
NJSTRE1546362272 |  | Transition Incentive Program | Edison Twp | 8817 | 11 | 10.68 | Residential | Yes | Behind the Meter | Net-metered residential rooftop and canopy |  | None | Bright Planet Solar | PSE&G | Accepted | 2020-12-11 | 2020-12-15 | 2021-12-15 | LONGI | LR6-60HPB-305M | Solar Panels |  | 0.305 | 24 | 273 | 30 |  | Fixed | Roof
NJSTRE1546362278 |  | Transition Incentive Program | Monroe Township | 8831 | 11 | 12.58 | Residential | No | Behind the Meter | Net-metered residential rooftop and canopy |  | None | Public Service Solar | JCP&L | Accepted | 2020-12-11 | 2020-12-15 | 2021-12-15 | Enphase | IQ7+ | Inverters | 0.29 |  | 37 |  |  | 0.96 |  | Outdoor | under panels
NJSTRE1546362278 |  | Transition Incentive Program | Monroe Township | 8831 | 11 | 12.58 | Residential | No | Behind the Meter | Net-metered residential rooftop and canopy |  | None | Public Service Solar | JCP&L | Accepted | 2020-12-11 | 2020-12-15 | 2021-12-15 | LG | N1K-L5 | Solar Panels |  | 0.34 | 37 | 96 | 36 |  | Fixed | Roof
NJSTRE1546362283 |  | Transition Incentive Program | Chesilhurst | 8089 | 14 | 4.27 | Residential | Yes | Behind the Meter | Subsection (t): landfill, brownfield, areas of historic fill. |  | None | Bright Planet Solar | AC Electric | Accepted | 2020-12-11 | 2020-12-14 | 2021-12-14 | SOLAR EDGE | SE3800H-USRGM | Inverters | 3800 |  | 1 |  |  | 0.98 |  | Outdoor | OUTSIDE
NJSTRE1546362283 |  | Transition Incentive Program | Chesilhurst | 8089 | 14 | 4.27 | Residential | Yes | Behind the Meter | Subsection (t): landfill, brownfield, areas of historic fill. |  | None | Bright Planet Solar | AC Electric | Accepted | 2020-12-11 | 2020-12-14 | 2021-12-14 | LONGI | LR6-60HPB-305M | Solar Panels |  | 0.305 | 14 | 196 | 22 |  | Fixed | Roof
NJSTRE1546362284 |  | Transition Incentive Program | South Brunswick TWP | 8810 | 11 | 8.16 | Residential | Yes | Behind the Meter | Net-metered residential rooftop and canopy |  | None | Tesla Energy Operations Inc. | PSE&G | Accepted | 2020-12-11 | 2020-12-14 | 2021-12-14 | SolarEdge Technologies | SE10000H-US [240V] | Inverters | 10000 |  | 1 |  |  | 0.99 |  | Outside | Outside
NJSTRE1546362284 |  | Transition Incentive Program | South Brunswick TWP | 8810 | 11 | 8.16 | Residential | Yes | Behind the Meter | Net-metered residential rooftop and canopy |  | None | Tesla Energy Operations Inc. | PSE&G | Accepted | 2020-12-11 | 2020-12-14 | 2021-12-14 | Hanwha Q-CELLS | Q.Peak DUO BLK-G6+ 340 | Solar Panels |  | 0.34 | 6 | 133 | 37 |  | Fixed | Roof
NJSTRE1546362284 |  | Transition Incentive Program | South Brunswick TWP | 8810 | 11 | 8.16 | Residential | Yes | Behind the Meter | Net-metered residential rooftop and canopy |  | None | Tesla Energy Operations Inc. | PSE&G | Accepted | 2020-12-11 | 2020-12-14 | 2021-12-14 | Hanwha Q-CELLS | Q.Peak DUO BLK-G6+ 340 | Solar Panels |  | 0.34 | 4 | 133 | 37 |  | Fixed | Roof
NJSTRE1546362284 |  | Transition Incentive Program | South Brunswick TWP | 8810 | 11 | 8.16 | Residential | Yes | Behind the Meter | Net-metered residential rooftop and canopy |  | None | Tesla Energy Operations Inc. | PSE&G | Accepted | 2020-12-11 | 2020-12-14 | 2021-12-14 | Hanwha Q-CELLS | Q.Peak DUO BLK-G6+ 340 | Solar Panels |  | 0.34 | 14 | 313 | 37 |  | Fixed | Roof
NJSTRE1546362293 |  | Transition Incentive Program | East Newark | 7029 | 8 | 5.44 | Residential | No | Behind the Meter | Net-metered residential ground mount |  | PSEG | Venture Solar | PSE&G | Accepted | 2020-12-11 | 2020-12-15 | 2021-12-15 | Enphase | IQ7-60-2-US | Inverters | 0.25 |  | 16 |  |  | 0.976 |  | Outside | Ouside
NJSTRE1546362293 |  | Transition Incentive Program | East Newark | 7029 | 8 | 5.44 | Residential | No | Behind the Meter | Net-metered residential ground mount |  | PSEG | Venture Solar | PSE&G | Accepted | 2020-12-11 | 2020-12-15 | 2021-12-15 | LG Electronics | LG340N1C-V5 | Solar Panels |  | 0.34 | 16 | 194 | 23 |  | Fixed | Roof
NJSTRE1546362303 |  | Transition Incentive Program | Warren | 7059 | 5 | 8.16 | Residential | Yes | Behind the Meter | Net-metered residential rooftop and canopy |  | None | Tesla Energy Operations Inc. | JCP&L | Accepted | 2020-12-11 | 2020-12-14 | 2021-12-14 | SolarEdge Technologies | SE7600H-US [240V] | Inverters | 7600 |  | 1 |  |  | 0.99 |  | Outside | Outside
NJSTRE1546362303 |  | Transition Incentive Program | Warren | 7059 | 5 | 8.16 | Residential | Yes | Behind the Meter | Net-metered residential rooftop and canopy |  | None | Tesla Energy Operations Inc. | JCP&L | Accepted | 2020-12-11 | 2020-12-14 | 2021-12-14 | Hanwha Q-CELLS | Q.Peak DUO BLK-G6+ 340 | Solar Panels |  | 0.34 | 7 | 164 | 20 |  | Fixed | Roof
NJSTRE1546362303 |  | Transition Incentive Program | Warren | 7059 | 5 | 8.16 | Residential | Yes | Behind the Meter | Net-metered residential rooftop and canopy |  | None | Tesla Energy Operations Inc. | JCP&L | Accepted | 2020-12-11 | 2020-12-14 | 2021-12-14 | Hanwha Q-CELLS | Q.Peak DUO BLK-G6+ 340 | Solar Panels |  | 0.34 | 13 | 256 | 23 |  | Fixed | Roof
NJSTRE1546362303 |  | Transition Incentive Program | Warren | 7059 | 5 | 8.16 | Residential | Yes | Behind the Meter | Net-metered residential rooftop and canopy |  | None | Tesla Energy Operations Inc. | JCP&L | Accepted | 2020-12-11 | 2020-12-14 | 2021-12-14 | Hanwha Q-CELLS | Q.Peak DUO BLK-G6+ 340 | Solar Panels |  | 0.34 | 4 | 254 | 23 |  | Fixed | Roof
NJSTRE1546362312 |  | Transition Incentive Program | Englishtown | 7726 | 17 | 10.88 | Residential | No | Behind the Meter | Net-metered residential rooftop and canopy |  | None | Public Service Solar | JCP&L | Accepted | 2020-12-11 | 2020-12-15 | 2021-12-15 | Enphase | IQ7+ | Inverters | 0.29 |  | 32 |  |  | 0.96 |  | Outdoor | under panels
NJSTRE1546362312 |  | Transition Incentive Program | Englishtown | 7726 | 17 | 10.88 | Residential | No | Behind the Meter | Net-metered residential rooftop and canopy |  | None | Public Service Solar | JCP&L | Accepted | 2020-12-11 | 2020-12-15 | 2021-12-15 | LG | N1K-L5 | Solar Panels |  | 0.34 | 24 | 180 | 18 |  | Fixed | Roof
NJSTRE1546362312 |  | Transition Incentive Program | Englishtown | 7726 | 17 | 10.88 | Residential | No | Behind the Meter | Net-metered residential rooftop and canopy |  | None | Public Service Solar | JCP&L | Accepted | 2020-12-11 | 2020-12-15 | 2021-12-15 | LG | N1K-L5 | Solar Panels |  | 0.34 | 4 | 91 | 14 |  | Fixed | Roof
NJSTRE1546362312 |  | Transition Incentive Program | Englishtown | 7726 | 17 | 10.88 | Residential | No | Behind the Meter | Net-metered residential rooftop and canopy |  | None | Public Service Solar | JCP&L | Accepted | 2020-12-11 | 2020-12-15 | 2021-12-15 | LG | N1K-L5 | Solar Panels |  | 0.34 | 4 | 271 | 22 |  | Fixed | Roof
NJSTRE1546362321 |  | Transition Incentive Program | Kendall Park | 8824 | 11 | 11.9 | Residential | No | Behind the Meter | Net-metered residential rooftop and canopy |  | None | Pro Custom Solar dba Momentum Solar | PSE&G | Accepted | 2020-12-11 | 2020-12-15 | 2021-12-15 | Enphase | IQ7Plus-72-2-US | Inverters | 290 |  | 34 |  |  | 0.97 |  | Outdoor | Roof
NJSTRE1546362321 |  | Transition Incentive Program | Kendall Park | 8824 | 11 | 11.9 | Residential | No | Behind the Meter | Net-metered residential rooftop and canopy |  | None | Pro Custom Solar dba Momentum Solar | PSE&G | Accepted | 2020-12-11 | 2020-12-15 | 2021-12-15 | LG ELECTRONICS | LG 350N1C-V5 | Solar Panels |  | 0.35 | 10 | 79 | 27 |  | Fixed | Roof
NJSTRE1546362321 |  | Transition Incentive Program | Kendall Park | 8824 | 11 | 11.9 | Residential | No | Behind the Meter | Net-metered residential rooftop and canopy |  | None | Pro Custom Solar dba Momentum Solar | PSE&G | Accepted | 2020-12-11 | 2020-12-15 | 2021-12-15 | LG ELECTRONICS | LG 350N1C-V5 | Solar Panels |  | 0.35 | 10 | 80 | 33 |  | Fixed | Roof
NJSTRE1546362321 |  | Transition Incentive Program | Kendall Park | 8824 | 11 | 11.9 | Residential | No | Behind the Meter | Net-metered residential rooftop and canopy |  | None | Pro Custom Solar dba Momentum Solar | PSE&G | Accepted | 2020-12-11 | 2020-12-15 | 2021-12-15 | LG ELECTRONICS | LG 350N1C-V5 | Solar Panels |  | 0.35 | 14 | 259 | 27 |  | Fixed | Roof
NJSTRE1546362328 |  | Transition Incentive Program | Keyport | 7735 | 17 | 8.54 | Residential | Yes | Behind the Meter | Net-metered residential rooftop and canopy |  | None | Bright Planet Solar | JCP&L | Accepted | 2020-12-11 | 2020-12-15 | 2021-12-15 | SOLAR EDGE | SE7600H-USRGM | Inverters | 7600 |  | 1 |  |  | 0.98 |  | Outdoor | OUTSIDE
NJSTRE1546362328 |  | Transition Incentive Program | Keyport | 7735 | 17 | 8.54 | Residential | Yes | Behind the Meter | Net-metered residential rooftop and canopy |  | None | Bright Planet Solar | JCP&L | Accepted | 2020-12-11 | 2020-12-15 | 2021-12-15 | LONGI | LR6-60HPB-305M | Solar Panels |  | 0.305 | 17 | 107 | 39 |  | Fixed | Roof
NJSTRE1546362328 |  | Transition Incentive Program | Keyport | 7735 | 17 | 8.54 | Residential | Yes | Behind the Meter | Net-metered residential rooftop and canopy |  | None | Bright Planet Solar | JCP&L | Accepted | 2020-12-11 | 2020-12-15 | 2021-12-15 | LONGI | LR6-60HPB-305M | Solar Panels |  | 0.305 | 9 | 287 | 4 |  | Fixed | Roof
NJSTRE1546362328 |  | Transition Incentive Program | Keyport | 7735 | 17 | 8.54 | Residential | Yes | Behind the Meter | Net-metered residential rooftop and canopy |  | None | Bright Planet Solar | JCP&L | Accepted | 2020-12-11 | 2020-12-15 | 2021-12-15 | LONGI | LR6-60HPB-305M | Solar Panels |  | 0.305 | 2 | 196 | 22 |  | Fixed | Roof
NJSTRE1546362335 |  | Transition Incentive Program | Millville | 8332 | 20 | 8.38 | Residential | No | Behind the Meter | Net-metered residential rooftop and canopy |  | None | EMT Renewables | AC Electric | Accepted | 2020-12-11 | 2020-12-15 | 2021-12-15 | Enphase | iq7+-72-2-us | Inverters | 0.29 |  | 25 |  |  | 0.97 |  | Other | behind the panels
NJSTRE1546362335 |  | Transition Incentive Program | Millville | 8332 | 20 | 8.38 | Residential | No | Behind the Meter | Net-metered residential rooftop and canopy |  | None | EMT Renewables | AC Electric | Accepted | 2020-12-11 | 2020-12-15 | 2021-12-15 | Hanwa Qcells | q.peak duo g6 340 | Solar Panels |  | 0.32 | 6 | 28 | 20 |  | Fixed | Roof
NJSTRE1546362335 |  | Transition Incentive Program | Millville | 8332 | 20 | 8.38 | Residential | No | Behind the Meter | Net-metered residential rooftop and canopy |  | None | EMT Renewables | AC Electric | Accepted | 2020-12-11 | 2020-12-15 | 2021-12-15 | Hanwa Q Cells | Qpeak DUO G6 340 | Solar Panels |  | 0.34 | 19 | 208 | 20 |  | Fixed | Roof
NJSTRE1546362348 |  | Transition Incentive Program | Newark City | 7106 | 9 | 4.34 | Residential | Yes | Behind the Meter | Net-metered residential rooftop and canopy |  | None | Bright Planet Solar | PSE&G | Accepted | 2020-12-11 | 2020-12-15 | 2021-12-15 | SOLAR EDGE | SE3800H-USRGM | Inverters | 3800 |  | 1 |  |  | 0.98 |  | Outdoor | OUTSIDE
NJSTRE1546362348 |  | Transition Incentive Program | Newark City | 7106 | 9 | 4.34 | Residential | Yes | Behind the Meter | Net-metered residential rooftop and canopy |  | None | Bright Planet Solar | PSE&G | Accepted | 2020-12-11 | 2020-12-15 | 2021-12-15 | HANWHA Q-CELLS | Q.PEAK DUO BLK-G5 310W | Solar Panels |  | 0.31 | 14 | 115 | 22 |  | Fixed | Roof
NJSTRE1546362349 |  | Transition Incentive Program | Franklin Township | 8873 | 5 | 4.36 | Residential | Yes | Behind the Meter | Net-metered residential rooftop and canopy |  | PSEG | Venture Solar | PSE&G | Accepted | 2020-12-11 | 2020-12-15 | 2021-12-15 | Enphase | IQ7-60-2-US | Inverters | 0.25 |  | 13 |  |  | 0.976 |  | Outside | Outside
NJSTRE1546362349 |  | Transition Incentive Program | Franklin Township | 8873 | 5 | 4.36 | Residential | Yes | Behind the Meter | Net-metered residential rooftop and canopy |  | PSEG | Venture Solar | PSE&G | Accepted | 2020-12-11 | 2020-12-15 | 2021-12-15 | Hanwha Q Cells | Q.PeakDuo-G5 335 | Solar Panels |  | 0.335 | 13 | 199 | 20 |  | Fixed | Roof
NJSTRE1546362402 |  | Transition Incentive Program | Allentown | 8501 | 17 | 8.16 | Residential | Yes | Behind the Meter | Net-metered residential rooftop and canopy |  | None | Trinity Solar | PSE&G | Accepted | 2020-12-11 | 2020-12-15 | 2021-12-15 | SolarEdge | SE7600H-US | Inverters | 7600 |  | 1 |  |  | 0.97 |  | Outside | side of home
NJSTRE1546362402 |  | Transition Incentive Program | Allentown | 8501 | 17 | 8.16 | Residential | Yes | Behind the Meter | Net-metered residential rooftop and canopy |  | None | Trinity Solar | PSE&G | Accepted | 2020-12-11 | 2020-12-15 | 2021-12-15 | Hanwha 340 | Q.PEAK DUO BLK-G6 340 | Solar Panels |  | 0.34 | 15 | 196 | 28 |  | Fixed | Roof
NJSTRE1546362402 |  | Transition Incentive Program | Allentown | 8501 | 17 | 8.16 | Residential | Yes | Behind the Meter | Net-metered residential rooftop and canopy |  | None | Trinity Solar | PSE&G | Accepted | 2020-12-11 | 2020-12-15 | 2021-12-15 | Hanwha 340 | Q.PEAK DUO BLK-G6 340 | Solar Panels |  | 0.34 | 9 | 196 | 21 |  | Fixed | Roof
NJSTRE1546362416 |  | Transition Incentive Program | Franklinville | 8322 | 15 | 9.1 | Residential | Yes | Behind the Meter | Net-metered residential rooftop and canopy |  | None | Pro Custom Solar dba Momentum Solar | AC Electric | Accepted | 2020-12-11 | 2020-12-15 | 2021-12-15 | Enphase | IQ7Plus-72-2-US | Inverters | 290 |  | 26 |  |  | 0.97 |  | Outdoor | Roof
NJSTRE1546362416 |  | Transition Incentive Program | Franklinville | 8322 | 15 | 9.1 | Residential | Yes | Behind the Meter | Net-metered residential rooftop and canopy |  | None | Pro Custom Solar dba Momentum Solar | AC Electric | Accepted | 2020-12-11 | 2020-12-15 | 2021-12-15 | LG ELECTRONICS | LG 350N1C-V5 | Solar Panels |  | 0.35 | 8 | 91 | 29 |  | Fixed | Roof
NJSTRE1546362416 |  | Transition Incentive Program | Franklinville | 8322 | 15 | 9.1 | Residential | Yes | Behind the Meter | Net-metered residential rooftop and canopy |  | None | Pro Custom Solar dba Momentum Solar | AC Electric | Accepted | 2020-12-11 | 2020-12-15 | 2021-12-15 | LG ELECTRONICS | LG 350N1C-V5 | Solar Panels |  | 0.35 | 18 | 271 | 30 |  | Fixed | Roof
NJSTRE1546362423 |  | Transition Incentive Program | Pennsauken | 8109 | 14 | 8.64 | Residential | Yes | Behind the Meter | Net-metered residential rooftop and canopy |  | None | Vivint Solar Developer, LLC | PSE&G | Accepted | 2020-12-14 | 2020-12-15 | 2021-12-15 | SolarEdge | SE7600H-US | Inverters | 7600 |  | 1 |  |  | 0.992 |  | Outdoor | Near the Utility Meter
NJSTRE1546362423 |  | Transition Incentive Program | Pennsauken | 8109 | 14 | 8.64 | Residential | Yes | Behind the Meter | Net-metered residential rooftop and canopy |  | None | Vivint Solar Developer, LLC | PSE&G | Accepted | 2020-12-14 | 2020-12-15 | 2021-12-15 | Jinko Solar | JKM320M-60HBL | Solar Panels |  | 0.32 | 18 | 304 | 18 |  | Fixed | Roof
NJSTRE1546362423 |  | Transition Incentive Program | Pennsauken | 8109 | 14 | 8.64 | Residential | Yes | Behind the Meter | Net-metered residential rooftop and canopy |  | None | Vivint Solar Developer, LLC | PSE&G | Accepted | 2020-12-14 | 2020-12-15 | 2021-12-15 | Jinko Solar | JKM320M-60HBL | Solar Panels |  | 0.32 | 9 | 124 | 18 |  | Fixed | Roof
NJSTRE1546362441 |  | Transition Incentive Program | Montgomery Twp | 8502 | 5 | 7.44 | Residential | Yes | Behind the Meter | Net-metered residential rooftop and canopy |  | None | Bright Planet Solar | PSE&G | Accepted | 2020-12-11 | 2020-12-15 | 2021-12-15 | SOLAR EGE | SE6000H-USRGM | Inverters | 6000 |  | 1 |  |  | 0.98 |  | Outdoor | OUTSIDE
NJSTRE1546362441 |  | Transition Incentive Program | Montgomery Twp | 8502 | 5 | 7.44 | Residential | Yes | Behind the Meter | Net-metered residential rooftop and canopy |  | None | Bright Planet Solar | PSE&G | Accepted | 2020-12-11 | 2020-12-15 | 2021-12-15 | LONGI | LR6-60HPB-310M | Solar Panels |  | 0.31 | 7 | 137 | 33 |  | Fixed | Roof
NJSTRE1546362441 |  | Transition Incentive Program | Montgomery Twp | 8502 | 5 | 7.44 | Residential | Yes | Behind the Meter | Net-metered residential rooftop and canopy |  | None | Bright Planet Solar | PSE&G | Accepted | 2020-12-11 | 2020-12-15 | 2021-12-15 | LONGI | LR6-60HPB-310M | Solar Panels |  | 0.31 | 6 | 137 | 33 |  | Fixed | Roof
NJSTRE1546362441 |  | Transition Incentive Program | Montgomery Twp | 8502 | 5 | 7.44 | Residential | Yes | Behind the Meter | Net-metered residential rooftop and canopy |  | None | Bright Planet Solar | PSE&G | Accepted | 2020-12-11 | 2020-12-15 | 2021-12-15 | LONGI | LR6-60HPB-310M | Solar Panels |  | 0.31 | 11 | 226 | 39 |  | Fixed | Roof
NJSTRE1546362464 |  | Transition Incentive Program | Pemberton | 8068 | 13 | 12.95 | Residential | Yes | Behind the Meter | Net-metered residential rooftop and canopy |  | None | Pro Custom Solar dba Momentum Solar | JCP&L | Accepted | 2020-12-11 | 2020-12-15 | 2021-12-15 | Enphase | IQ7Plus-72-2-US | Inverters | 290 |  | 37 |  |  | 0.97 |  | Outdoor | Roof
NJSTRE1546362464 |  | Transition Incentive Program | Pemberton | 8068 | 13 | 12.95 | Residential | Yes | Behind the Meter | Net-metered residential rooftop and canopy |  | None | Pro Custom Solar dba Momentum Solar | JCP&L | Accepted | 2020-12-11 | 2020-12-15 | 2021-12-15 | LG ELECTRONICS | LG 350N1C-V5 | Solar Panels |  | 0.35 | 8 | 19 | 24 |  | Fixed | Roof
NJSTRE1546362464 |  | Transition Incentive Program | Pemberton | 8068 | 13 | 12.95 | Residential | Yes | Behind the Meter | Net-metered residential rooftop and canopy |  | None | Pro Custom Solar dba Momentum Solar | JCP&L | Accepted | 2020-12-11 | 2020-12-15 | 2021-12-15 | LG ELECTRONICS | LG 350N1C-V5 | Solar Panels |  | 0.35 | 24 | 199 | 27 |  | Fixed | Roof
NJSTRE1546362464 |  | Transition Incentive Program | Pemberton | 8068 | 13 | 12.95 | Residential | Yes | Behind the Meter | Net-metered residential rooftop and canopy |  | None | Pro Custom Solar dba Momentum Solar | JCP&L | Accepted | 2020-12-11 | 2020-12-15 | 2021-12-15 | LG ELECTRONICS | LG 350N1C-V5 | Solar Panels |  | 0.35 | 5 | 199 | 27 |  | Fixed | Roof
NJSTRE1546362473 |  | Transition Incentive Program | Pitman | 8071 | 15 | 7.25 | Residential | Yes | Behind the Meter | Net-metered residential rooftop and canopy |  | None | Bright Planet Solar | AC Electric | Accepted | 2020-12-11 | 2020-12-15 | 2021-12-15 | SOLAR EDGE | SE6000H-USRGM | Inverters | 6000 |  | 1 |  |  | 0.98 |  | Outdoor | OUTSIDE
NJSTRE1546362473 |  | Transition Incentive Program | Pitman | 8071 | 15 | 7.25 | Residential | Yes | Behind the Meter | Net-metered residential rooftop and canopy |  | None | Bright Planet Solar | AC Electric | Accepted | 2020-12-11 | 2020-12-15 | 2021-12-15 | HANWHA Q-CELLS | Q.PEAK DUO BLK-G5 315W | Solar Panels |  | 0.315 | 5 | 322 | 42 |  | Fixed | Roof
NJSTRE1546362473 |  | Transition Incentive Program | Pitman | 8071 | 15 | 7.25 | Residential | Yes | Behind the Meter | Net-metered residential rooftop and canopy |  | None | Bright Planet Solar | AC Electric | Accepted | 2020-12-11 | 2020-12-15 | 2021-12-15 | HANWHA Q-CELLS | Q.PEAK DUO BLK-G5 315W | Solar Panels |  | 0.315 | 18 | 145 | 45 |  | Fixed | Roof
NJSTRE1546362481 |  | Transition Incentive Program | Manahawkin | 8050 | 18 | 14.49 | Residential | Yes | Behind the Meter | Net-metered residential rooftop and canopy |  | None | Freedom Forever New Jersey LLC | AC Electric | Accepted | 2020-12-11 | 2020-12-15 | 2021-12-15 | Solar Edge | SE11400H-US [SI1] RGM | Inverters | 1400 |  | 1 |  |  | 0.99 |  | Outdoor | n/a
NJSTRE1546362481 |  | Transition Incentive Program | Manahawkin | 8050 | 18 | 14.49 | Residential | Yes | Behind the Meter | Net-metered residential rooftop and canopy |  | None | Freedom Forever New Jersey LLC | AC Electric | Accepted | 2020-12-11 | 2020-12-15 | 2021-12-15 | Longi | LR6-60HPB-315M | Solar Panels |  | 0.315 | 23 | 1 | 26 |  | Fixed | Roof | n/a
NJSTRE1546362481 |  | Transition Incentive Program | Manahawkin | 8050 | 18 | 14.49 | Residential | Yes | Behind the Meter | Net-metered residential rooftop and canopy |  | None | Freedom Forever New Jersey LLC | AC Electric | Accepted | 2020-12-11 | 2020-12-15 | 2021-12-15 | Longi | LR6-60HPB-315M | Solar Panels |  | 0.315 | 18 | 2 | 26 |  | Fixed | Roof | n/a
NJSTRE1546362481 |  | Transition Incentive Program | Manahawkin | 8050 | 18 | 14.49 | Residential | Yes | Behind the Meter | Net-metered residential rooftop and canopy |  | None | Freedom Forever New Jersey LLC | AC Electric | Accepted | 2020-12-11 | 2020-12-15 | 2021-12-15 | Longi | LR6-60HPB-315M | Solar Panels |  | 0.315 | 5 | 3 | 26 |  | Fixed | Roof | n/a
NJSTRE1546362491 |  | Transition Incentive Program | Marlton | 8053 | 13 | 13.6 | Residential | No | Behind the Meter | Net-metered residential rooftop and canopy |  | None | Tesla Energy Operations Inc. | AC Electric | Accepted | 2020-12-11 | 2020-12-15 | 2021-12-15 | SolarEdge Technologies | SE7600H-US [240V] | Inverters | 7600 |  | 2 |  |  | 0.99 |  | Outside | Outside
NJSTRE1546362491 |  | Transition Incentive Program | Marlton | 8053 | 13 | 13.6 | Residential | No | Behind the Meter | Net-metered residential rooftop and canopy |  | None | Tesla Energy Operations Inc. | AC Electric | Accepted | 2020-12-11 | 2020-12-15 | 2021-12-15 | Hanwha Q-CELLS | Q.Peak DUO BLK-G6+ 340 | Solar Panels |  | 0.34 | 2 | 213 | 23 |  | Fixed | Roof
NJSTRE1546362491 |  | Transition Incentive Program | Marlton | 8053 | 13 | 13.6 | Residential | No | Behind the Meter | Net-metered residential rooftop and canopy |  | None | Tesla Energy Operations Inc. | AC Electric | Accepted | 2020-12-11 | 2020-12-15 | 2021-12-15 | Hanwha Q-CELLS | Q.Peak DUO BLK-G6+ 340 | Solar Panels |  | 0.34 | 16 | 33 | 23 |  | Fixed | Roof
NJSTRE1546362491 |  | Transition Incentive Program | Marlton | 8053 | 13 | 13.6 | Residential | No | Behind the Meter | Net-metered residential rooftop and canopy |  | None | Tesla Energy Operations Inc. | AC Electric | Accepted | 2020-12-11 | 2020-12-15 | 2021-12-15 | Hanwha Q-CELLS | Q.Peak DUO BLK-G6+ 340 | Solar Panels |  | 0.34 | 8 | 213 | 23 |  | Fixed | Roof
NJSTRE1546362491 |  | Transition Incentive Program | Marlton | 8053 | 13 | 13.6 | Residential | No | Behind the Meter | Net-metered residential rooftop and canopy |  | None | Tesla Energy Operations Inc. | AC Electric | Accepted | 2020-12-11 | 2020-12-15 | 2021-12-15 | Hanwha Q-CELLS | Q.Peak DUO BLK-G6+ 340 | Solar Panels |  | 0.34 | 4 | 33 | 23 |  | Fixed | Roof
NJSTRE1546362491 |  | Transition Incentive Program | Marlton | 8053 | 13 | 13.6 | Residential | No | Behind the Meter | Net-metered residential rooftop and canopy |  | None | Tesla Energy Operations Inc. | AC Electric | Accepted | 2020-12-11 | 2020-12-15 | 2021-12-15 | Hanwha Q-CELLS | Q.Peak DUO BLK-G6+ 340 | Solar Panels |  | 0.34 | 6 | 33 | 23 |  | Fixed | Roof
NJSTRE1546362491 |  | Transition Incentive Program | Marlton | 8053 | 13 | 13.6 | Residential | No | Behind the Meter | Net-metered residential rooftop and canopy |  | None | Tesla Energy Operations Inc. | AC Electric | Accepted | 2020-12-11 | 2020-12-15 | 2021-12-15 | Hanwha Q-CELLS | Q.Peak DUO BLK-G6+ 340 | Solar Panels |  | 0.34 | 4 | 213 | 23 |  | Fixed | Roof
NJSTRE1546362494 |  | Transition Incentive Program | Teaneck | 7666 | 7 | 6.3 | Residential | Yes | Behind the Meter | Net-metered residential rooftop and canopy |  | None | Pro Custom Solar dba Momentum Solar | PSE&G | Accepted | 2020-12-11 | 2020-12-15 | 2021-12-15 | Enphase | IQ7Plus-72-2-US | Inverters | 290 |  | 18 |  |  | 0.97 |  | Outdoor | Roof
NJSTRE1546362494 |  | Transition Incentive Program | Teaneck | 7666 | 7 | 6.3 | Residential | Yes | Behind the Meter | Net-metered residential rooftop and canopy |  | None | Pro Custom Solar dba Momentum Solar | PSE&G | Accepted | 2020-12-11 | 2020-12-15 | 2021-12-15 | LG ELECTRONICS | LG 350N1C-V5 | Solar Panels |  | 0.35 | 9 | 25 | 14 |  | Fixed | Roof
NJSTRE1546362494 |  | Transition Incentive Program | Teaneck | 7666 | 7 | 6.3 | Residential | Yes | Behind the Meter | Net-metered residential rooftop and canopy |  | None | Pro Custom Solar dba Momentum Solar | PSE&G | Accepted | 2020-12-11 | 2020-12-15 | 2021-12-15 | LG ELECTRONICS | LG 350N1C-V5 | Solar Panels |  | 0.35 | 9 | 205 | 43 |  | Fixed | Roof
NJSTRE1546362497 |  | Transition Incentive Program | Union | 7083 | 10 | 9.92 | Residential | Yes | Behind the Meter | Net-metered residential rooftop and canopy |  | None | Vivint Solar Developer, LLC | PSE&G | Accepted | 2020-12-16 | 2020-12-17 | 2021-12-17 | SolarEdge | SE7600H-US | Inverters | 7600 |  | 1 |  |  | 0.992 |  | Outdoor | Near the Utility Meter
NJSTRE1546362497 |  | Transition Incentive Program | Union | 7083 | 10 | 9.92 | Residential | Yes | Behind the Meter | Net-metered residential rooftop and canopy |  | None | Vivint Solar Developer, LLC | PSE&G | Accepted | 2020-12-16 | 2020-12-17 | 2021-12-17 | Jinko Solar | JKM320M-60HBL | Solar Panels |  | 0.32 | 5 | 201 | 20 |  | Fixed | Roof
NJSTRE1546362497 |  | Transition Incentive Program | Union | 7083 | 10 | 9.92 | Residential | Yes | Behind the Meter | Net-metered residential rooftop and canopy |  | None | Vivint Solar Developer, LLC | PSE&G | Accepted | 2020-12-16 | 2020-12-17 | 2021-12-17 | Jinko Solar | JKM320M-60HBL | Solar Panels |  | 0.32 | 14 | 201 | 39 |  | Fixed | Roof
NJSTRE1546362497 |  | Transition Incentive Program | Union | 7083 | 10 | 9.92 | Residential | Yes | Behind the Meter | Net-metered residential rooftop and canopy |  | None | Vivint Solar Developer, LLC | PSE&G | Accepted | 2020-12-16 | 2020-12-17 | 2021-12-17 | Jinko Solar | JKM320M-60HBL | Solar Panels |  | 0.32 | 4 | 111 | 38 |  | Fixed | Roof
NJSTRE1546362497 |  | Transition Incentive Program | Union | 7083 | 10 | 9.92 | Residential | Yes | Behind the Meter | Net-metered residential rooftop and canopy |  | None | Vivint Solar Developer, LLC | PSE&G | Accepted | 2020-12-16 | 2020-12-17 | 2021-12-17 | Jinko Solar | JKM320M-60HBL | Solar Panels |  | 0.32 | 8 | 21 | 28 |  | Fixed | Roof
NJSTRE1546362514 |  | Transition Incentive Program | East Brunswick | 8816 | 11 | 5.19 | Residential | No | Behind the Meter | Net-metered residential rooftop and canopy |  | None | Sunrun Installation Services, Inc. | PSE&G | Accepted | 2020-12-11 | 2020-12-15 | 2021-12-15 | Enphase Energy | IQ7-60-x-US (240V) | Inverters | 240 |  | 17 |  |  | 0.96 |  | Outdoor | Rooftop
NJSTRE1546362514 |  | Transition Incentive Program | East Brunswick | 8816 | 11 | 5.19 | Residential | No | Behind the Meter | Net-metered residential rooftop and canopy |  | None | Sunrun Installation Services, Inc. | PSE&G | Accepted | 2020-12-11 | 2020-12-15 | 2021-12-15 | LONGi Green Energy Technology Co Ltd | LR6-60HPB-305M | Solar Panels |  | 0.305 | 17 | 201 | 34 |  | Fixed | Roof
NJSTRE1546362516 |  | Transition Incentive Program | Collings Lake | 8094 | 15 | 23.1 | Residential | No | Behind the Meter | Net-metered residential rooftop and canopy |  | None | Sun Up Zero Down | AC Electric | Accepted | 2020-12-14 | 2020-12-15 | 2021-12-15 | Enphase | TBD | Meters |  |  | 1 |  |  |  | Yes | Outdoor
NJSTRE1546362516 |  | Transition Incentive Program | Collings Lake | 8094 | 15 | 23.1 | Residential | No | Behind the Meter | Net-metered residential rooftop and canopy |  | None | Sun Up Zero Down | AC Electric | Accepted | 2020-12-14 | 2020-12-15 | 2021-12-15 | Enphase | IQ7-60-2-US | Inverters | 240 |  | 70 |  |  | 0.976 |  | Outside | behind panel
NJSTRE1546362516 |  | Transition Incentive Program | Collings Lake | 8094 | 15 | 23.1 | Residential | No | Behind the Meter | Net-metered residential rooftop and canopy |  | None | Sun Up Zero Down | AC Electric | Accepted | 2020-12-14 | 2020-12-15 | 2021-12-15 | REC | REC330TP3M | Solar Panels |  | 0.33 | 18 | 289 | 18 |  | Fixed | Roof
NJSTRE1546362516 |  | Transition Incentive Program | Collings Lake | 8094 | 15 | 23.1 | Residential | No | Behind the Meter | Net-metered residential rooftop and canopy |  | None | Sun Up Zero Down | AC Electric | Accepted | 2020-12-14 | 2020-12-15 | 2021-12-15 | REC | REC330TP3M | Solar Panels |  | 0.33 | 15 | 109 | 18 |  | Fixed | Roof
NJSTRE1546362516 |  | Transition Incentive Program | Collings Lake | 8094 | 15 | 23.1 | Residential | No | Behind the Meter | Net-metered residential rooftop and canopy |  | None | Sun Up Zero Down | AC Electric | Accepted | 2020-12-14 | 2020-12-15 | 2021-12-15 | REC | REC330TP3M | Solar Panels |  | 0.33 | 14 | 200 | 7 |  | Fixed | Roof
NJSTRE1546362516 |  | Transition Incentive Program | Collings Lake | 8094 | 15 | 23.1 | Residential | No | Behind the Meter | Net-metered residential rooftop and canopy |  | None | Sun Up Zero Down | AC Electric | Accepted | 2020-12-14 | 2020-12-15 | 2021-12-15 | REC | REC330TP3M | Solar Panels |  | 0.33 | 23 | 200 | 18 |  | Fixed | Roof
NJSTRE1546362538 |  | Transition Incentive Program | Waterford Works | 8089 | 14 | 3.05 | Residential | Yes | Behind the Meter | Net-metered residential rooftop and canopy |  | None | Solar Energy World | AC Electric | Accepted | 2020-12-11 | 2020-12-15 | 2021-12-15 | SolarEdge Technologies | SE3000H-USRGM | Inverters | 3000 |  | 1 |  |  | 0.977 |  | Outdoor | near meter
NJSTRE1546362538 |  | Transition Incentive Program | Waterford Works | 8089 | 14 | 3.05 | Residential | Yes | Behind the Meter | Net-metered residential rooftop and canopy |  | None | Solar Energy World | AC Electric | Accepted | 2020-12-11 | 2020-12-15 | 2021-12-15 | LONGi Green Energy Technology Co Ltd | LR6-60HPB-305M | Solar Panels |  | 0.305 | 10 | 264 | 34 |  | Fixed | Roof
NJSTRE1546362540 |  | Transition Incentive Program | Ringwood | 7456 | 6 | 7.37 | Residential | Yes | Behind the Meter | Net-metered residential rooftop and canopy |  | PSEG | Venture Solar | PSE&G | Accepted | 2020-12-11 | 2020-12-15 | 2021-12-15 | Enphase | IQ7-60-2-US | Inverters | 0.25 |  | 22 |  |  | 0.976 |  | Outside | Outside
NJSTRE1546362540 |  | Transition Incentive Program | Ringwood | 7456 | 6 | 7.37 | Residential | Yes | Behind the Meter | Net-metered residential rooftop and canopy |  | PSEG | Venture Solar | PSE&G | Accepted | 2020-12-11 | 2020-12-15 | 2021-12-15 | Hanwha Q Cells | Q.PeakDuo-G5 335 | Solar Panels |  | 0.335 | 8 | 120 | 22 |  | Fixed | Roof
NJSTRE1546362540 |  | Transition Incentive Program | Ringwood | 7456 | 6 | 7.37 | Residential | Yes | Behind the Meter | Net-metered residential rooftop and canopy |  | PSEG | Venture Solar | PSE&G | Accepted | 2020-12-11 | 2020-12-15 | 2021-12-15 | Hanwha Q Cells | Q.PeakDuo-G5 335 | Solar Panels |  | 0.335 | 14 | 120 | 24 |  | Fixed | Roof
NJSTRE1546362553 |  | Transition Incentive Program | North Plainfield | 7060 | 10 | 3.52 | Residential | Yes | Behind the Meter | Net-metered residential rooftop and canopy |  | None | Vivint Solar Developer, LLC | PSE&G | Accepted | 2020-12-16 | 2020-12-17 | 2021-12-17 | SolarEdge | SE3800H-US | Inverters | 3800 |  | 1 |  |  | 0.992 |  | Outdoor | Near the Utility Meter
NJSTRE1546362553 |  | Transition Incentive Program | North Plainfield | 7060 | 10 | 3.52 | Residential | Yes | Behind the Meter | Net-metered residential rooftop and canopy |  | None | Vivint Solar Developer, LLC | PSE&G | Accepted | 2020-12-16 | 2020-12-17 | 2021-12-17 | Jinko Solar | JKM320M-60HBL | Solar Panels |  | 0.32 | 11 | 131 | 36 |  | Fixed | Roof
NJSTRE1546362567 |  | Transition Incentive Program | Vernon | 7462 | 1 | 12.24 | Residential | No | Behind the Meter | Net-metered residential rooftop and canopy |  | None | Tesla Energy Operations Inc. | Sussex Rural | Accepted | 2020-12-11 | 2020-12-15 | 2021-12-15 | Tesla | AC Powerwall 2.0 | Electric Storage Battery |  |  | 2 |  |  |  | Lithium Ion |  | Inside
NJSTRE1546362567 |  | Transition Incentive Program | Vernon | 7462 | 1 | 12.24 | Residential | No | Behind the Meter | Net-metered residential rooftop and canopy |  | None | Tesla Energy Operations Inc. | Sussex Rural | Accepted | 2020-12-11 | 2020-12-15 | 2021-12-15 | SolarEdge Technologies | SE10000H-US [240V] | Inverters | 10000 |  | 1 |  |  | 0.99 |  | Indoor | Inside
NJSTRE1546362567 |  | Transition Incentive Program | Vernon | 7462 | 1 | 12.24 | Residential | No | Behind the Meter | Net-metered residential rooftop and canopy |  | None | Tesla Energy Operations Inc. | Sussex Rural | Accepted | 2020-12-11 | 2020-12-15 | 2021-12-15 | Hanwha Q-CELLS | Q.Peak DUO BLK-G6+ 340 | Solar Panels |  | 0.34 | 16 | 228 | 34 |  | Fixed | Roof
NJSTRE1546362567 |  | Transition Incentive Program | Vernon | 7462 | 1 | 12.24 | Residential | No | Behind the Meter | Net-metered residential rooftop and canopy |  | None | Tesla Energy Operations Inc. | Sussex Rural | Accepted | 2020-12-11 | 2020-12-15 | 2021-12-15 | Hanwha Q-CELLS | Q.Peak DUO BLK-G6+ 340 | Solar Panels |  | 0.34 | 7 | 137 | 30 |  | Fixed | Roof
NJSTRE1546362567 |  | Transition Incentive Program | Vernon | 7462 | 1 | 12.24 | Residential | No | Behind the Meter | Net-metered residential rooftop and canopy |  | None | Tesla Energy Operations Inc. | Sussex Rural | Accepted | 2020-12-11 | 2020-12-15 | 2021-12-15 | Hanwha Q-CELLS | Q.Peak DUO BLK-G6+ 340 | Solar Panels |  | 0.34 | 13 | 227 | 34 |  | Fixed | Roof
NJSTRE1546362568 |  | Transition Incentive Program | Lakewood | 8701 | 18 | 5.25 | Residential | Yes | Behind the Meter | Net-metered residential rooftop and canopy |  | None | Pro Custom Solar dba Momentum Solar | JCP&L | Accepted | 2020-12-11 | 2020-12-15 | 2021-12-15 | Enphase | IQ7Plus-72-2-US | Inverters | 290 |  | 15 |  |  | 0.97 |  | Outdoor | Roof
NJSTRE1546362568 |  | Transition Incentive Program | Lakewood | 8701 | 18 | 5.25 | Residential | Yes | Behind the Meter | Net-metered residential rooftop and canopy |  | None | Pro Custom Solar dba Momentum Solar | JCP&L | Accepted | 2020-12-11 | 2020-12-15 | 2021-12-15 | LG ELECTRONICS | LG 350N1C-V5 | Solar Panels |  | 0.35 | 15 | 129 | 28 |  | Fixed | Roof
NJSTRE1546362579 |  | Transition Incentive Program | River Edge | 7661 | 7 | 36 | Commercial | No | Behind the Meter | Net-metered non-residential rooftop and canopy |  | None | Azimuth Renewable Energy | PSE&G | Accepted | 2020-12-14 | 2020-12-30 | 2021-12-30 | Fronious | RGm | Meters |  |  | 1 |  |  |  | Yes | Outdoor
NJSTRE1546362579 |  | Transition Incentive Program | River Edge | 7661 | 7 | 36 | Commercial | No | Behind the Meter | Net-metered non-residential rooftop and canopy |  | None | Azimuth Renewable Energy | PSE&G | Accepted | 2020-12-14 | 2020-12-30 | 2021-12-30 | Fronious | SYMO 10.3-3 208 | Inverters | 208 |  | 2 |  |  | 0.975 |  | Outdoor | side of building
NJSTRE1546362579 |  | Transition Incentive Program | River Edge | 7661 | 7 | 36 | Commercial | No | Behind the Meter | Net-metered non-residential rooftop and canopy |  | None | Azimuth Renewable Energy | PSE&G | Accepted | 2020-12-14 | 2020-12-30 | 2021-12-30 | Phono | PS400M1-24th | Solar Panels |  | 0.4 | 90 | 167 | 0.9 |  | Fixed | Roof
NJSTRE1546362792 |  | Transition Incentive Program | Union Twp Uni | 7083 | 10 | 7.75 | Residential | Yes | Behind the Meter | Net-metered residential rooftop and canopy |  | None | Bright Planet Solar | PSE&G | Accepted | 2020-12-11 | 2020-12-15 | 2021-12-15 | SOLAR EDGE | SE6000H-USRGM | Inverters | 6000 |  | 1 |  |  | 0.98 |  | Outdoor | OUTSIDE
NJSTRE1546362792 |  | Transition Incentive Program | Union Twp Uni | 7083 | 10 | 7.75 | Residential | Yes | Behind the Meter | Net-metered residential rooftop and canopy |  | None | Bright Planet Solar | PSE&G | Accepted | 2020-12-11 | 2020-12-15 | 2021-12-15 | HANWHA Q-CELLS | Q.PEAK DUO BLK-G5 310W | Solar Panels |  | 0.31 | 16 | 311 | 33 |  | Fixed | Roof
NJSTRE1546362792 |  | Transition Incentive Program | Union Twp Uni | 7083 | 10 | 7.75 | Residential | Yes | Behind the Meter | Net-metered residential rooftop and canopy |  | None | Bright Planet Solar | PSE&G | Accepted | 2020-12-11 | 2020-12-15 | 2021-12-15 | HANWHA Q-CELLS | Q.PEAK DUO BLK-G5 310W | Solar Panels |  | 0.31 | 6 | 130 | 33 |  | Fixed | Roof
NJSTRE1546362792 |  | Transition Incentive Program | Union Twp Uni | 7083 | 10 | 7.75 | Residential | Yes | Behind the Meter | Net-metered residential rooftop and canopy |  | None | Bright Planet Solar | PSE&G | Accepted | 2020-12-11 | 2020-12-15 | 2021-12-15 | HANWHA Q-CELLS | Q.PEAK DUO BLK-G5 310W | Solar Panels |  | 0.31 | 3 | 33 | 130 |  | Fixed | Roof
NJSTRE1546362800 |  | Transition Incentive Program | Kearny | 7032 | 8 | 8.05 | Residential | Yes | Behind the Meter | Net-metered residential rooftop and canopy |  | None | Pro Custom Solar dba Momentum Solar | PSE&G | Accepted | 2020-12-11 | 2020-12-15 | 2021-12-15 | Enphase | IQ7Plus-72-2-US | Inverters | 290 |  | 23 |  |  | 0.97 |  | Outdoor | Roof
NJSTRE1546362800 |  | Transition Incentive Program | Kearny | 7032 | 8 | 8.05 | Residential | Yes | Behind the Meter | Net-metered residential rooftop and canopy |  | None | Pro Custom Solar dba Momentum Solar | PSE&G | Accepted | 2020-12-11 | 2020-12-15 | 2021-12-15 | LG ELECTRONICS | LG 350N1C-V5 | Solar Panels |  | 0.35 | 11 | 124 | 16 |  | Fixed | Roof
NJSTRE1546362800 |  | Transition Incentive Program | Kearny | 7032 | 8 | 8.05 | Residential | Yes | Behind the Meter | Net-metered residential rooftop and canopy |  | None | Pro Custom Solar dba Momentum Solar | PSE&G | Accepted | 2020-12-11 | 2020-12-15 | 2021-12-15 | LG ELECTRONICS | LG 350N1C-V5 | Solar Panels |  | 0.35 | 3 | 304 | 19 |  | Fixed | Roof
NJSTRE1546362800 |  | Transition Incentive Program | Kearny | 7032 | 8 | 8.05 | Residential | Yes | Behind the Meter | Net-metered residential rooftop and canopy |  | None | Pro Custom Solar dba Momentum Solar | PSE&G | Accepted | 2020-12-11 | 2020-12-15 | 2021-12-15 | LG ELECTRONICS | LG 350N1C-V5 | Solar Panels |  | 0.35 | 9 | 124 | 19 |  | Fixed | Roof
NJSTRE1546362814 |  | Transition Incentive Program | Woodbridge Township | 7095 | 11 | 9.77 | Residential | Yes | Behind the Meter | Net-metered residential rooftop and canopy |  | None | Freedom Forever New Jersey LLC | PSE&G | Accepted | 2020-12-28 | 2020-12-28 | 2021-12-28 | Solar Edge | SE10000H-US [SI1] RGM | Inverters | 10000 |  | 1 |  |  | 0.99 |  | Outdoor | n/a
NJSTRE1546362814 |  | Transition Incentive Program | Woodbridge Township | 7095 | 11 | 9.77 | Residential | Yes | Behind the Meter | Net-metered residential rooftop and canopy |  | None | Freedom Forever New Jersey LLC | PSE&G | Accepted | 2020-12-28 | 2020-12-28 | 2021-12-28 | Longi | LR6- 60HPB-315M | Solar Panels |  | 0.315 | 4 | 3 | 11 |  | Fixed | Roof | n/a
NJSTRE1546362814 |  | Transition Incentive Program | Woodbridge Township | 7095 | 11 | 9.77 | Residential | Yes | Behind the Meter | Net-metered residential rooftop and canopy |  | None | Freedom Forever New Jersey LLC | PSE&G | Accepted | 2020-12-28 | 2020-12-28 | 2021-12-28 | Longi | LR6- 60HPB-315M | Solar Panels |  | 0.315 | 6 | 4 | 21 |  | Fixed | Roof | n/a
NJSTRE1546362814 |  | Transition Incentive Program | Woodbridge Township | 7095 | 11 | 9.77 | Residential | Yes | Behind the Meter | Net-metered residential rooftop and canopy |  | None | Freedom Forever New Jersey LLC | PSE&G | Accepted | 2020-12-28 | 2020-12-28 | 2021-12-28 | Longi | LR6- 60HPB-315M | Solar Panels |  | 0.315 | 4 | 2 | 39 |  | Fixed | Roof | n/a
NJSTRE1546362814 |  | Transition Incentive Program | Woodbridge Township | 7095 | 11 | 9.77 | Residential | Yes | Behind the Meter | Net-metered residential rooftop and canopy |  | None | Freedom Forever New Jersey LLC | PSE&G | Accepted | 2020-12-28 | 2020-12-28 | 2021-12-28 | Longi | LR6- 60HPB-315M | Solar Panels |  | 0.315 | 11 | 1 | 39 |  | Fixed | Roof | n/a
NJSTRE1546362814 |  | Transition Incentive Program | Woodbridge Township | 7095 | 11 | 9.77 | Residential | Yes | Behind the Meter | Net-metered residential rooftop and canopy |  | None | Freedom Forever New Jersey LLC | PSE&G | Accepted | 2020-12-28 | 2020-12-28 | 2021-12-28 | Longi | LR6- 60HPB-315M | Solar Panels |  | 0.315 | 6 | 5 | 21 |  | Fixed | Roof | n/a
NJSTRE1546362826 |  | Transition Incentive Program | Absecon | 8201 | 19 | 8.85 | Residential | Yes | Behind the Meter | Net-metered residential rooftop and canopy |  | None | Bright Planet Solar | AC Electric | Accepted | 2020-12-11 | 2020-12-16 | 2021-12-16 | SOLAR EDGE | SE7600H-USRGM | Inverters | 7600 |  | 1 |  |  | 0.98 |  | Outdoor | OUTSIDE
NJSTRE1546362826 |  | Transition Incentive Program | Absecon | 8201 | 19 | 8.85 | Residential | Yes | Behind the Meter | Net-metered residential rooftop and canopy |  | None | Bright Planet Solar | AC Electric | Accepted | 2020-12-11 | 2020-12-16 | 2021-12-16 | LONGI | LR6-60HPB-305M | Solar Panels |  | 0.305 | 16 | 356 | 26 |  | Fixed | Roof
NJSTRE1546362826 |  | Transition Incentive Program | Absecon | 8201 | 19 | 8.85 | Residential | Yes | Behind the Meter | Net-metered residential rooftop and canopy |  | None | Bright Planet Solar | AC Electric | Accepted | 2020-12-11 | 2020-12-16 | 2021-12-16 | LONGI | LR6-60HPB-305M | Solar Panels |  | 0.305 | 13 | 175 | 26 |  | Fixed | Roof
NJSTRE1546362836 |  | Transition Incentive Program | Pequannock Township | 7444 | 3 | 10.35 | Residential | Yes | Behind the Meter | Net-metered residential rooftop and canopy |  | None | Sunrun Installation Services, Inc. | JCP&L | Accepted | 2020-12-11 | 2020-12-15 | 2021-12-15 | Enphase Energy | IQ7PLUS-72-x-US (240V) | Inverters | 290 |  | 30 |  |  | 0.96 |  | Outdoor | Rooftop
NJSTRE1546362836 |  | Transition Incentive Program | Pequannock Township | 7444 | 3 | 10.35 | Residential | Yes | Behind the Meter | Net-metered residential rooftop and canopy |  | None | Sunrun Installation Services, Inc. | JCP&L | Accepted | 2020-12-11 | 2020-12-15 | 2021-12-15 | LG Electronics | LG345N1C-V5 | Solar Panels |  | 0.345 | 6 | 84 | 15 |  | Fixed | Roof
NJSTRE1546362836 |  | Transition Incentive Program | Pequannock Township | 7444 | 3 | 10.35 | Residential | Yes | Behind the Meter | Net-metered residential rooftop and canopy |  | None | Sunrun Installation Services, Inc. | JCP&L | Accepted | 2020-12-11 | 2020-12-15 | 2021-12-15 | LG Electronics | LG345N1C-V5 | Solar Panels |  | 0.345 | 24 | 264 | 15 |  | Fixed | Roof
NJSTRE1546362839 |  | Transition Incentive Program | Palmyra | 8065 | 13 | 12.03 | Residential | No | Behind the Meter | Net-metered residential rooftop and canopy |  | None | Solar States LLC | PSE&G | Accepted | 2020-12-11 | 2020-12-16 | 2021-12-16 | Enphase | IQ7-60-2-US | Inverters | 0.24 |  | 37 |  |  | 0.975 |  | Outside | Rooftop
NJSTRE1546362839 |  | Transition Incentive Program | Palmyra | 8065 | 13 | 12.03 | Residential | No | Behind the Meter | Net-metered residential rooftop and canopy |  | None | Solar States LLC | PSE&G | Accepted | 2020-12-11 | 2020-12-16 | 2021-12-16 | Hanwha | Q.PEAK DUO-G5-325 | Solar Panels |  | 0.325 | 14 | 233 | 44 |  | Fixed | Roof
NJSTRE1546362839 |  | Transition Incentive Program | Palmyra | 8065 | 13 | 12.03 | Residential | No | Behind the Meter | Net-metered residential rooftop and canopy |  | None | Solar States LLC | PSE&G | Accepted | 2020-12-11 | 2020-12-16 | 2021-12-16 | Hanwha | Q.PEAK DUO-G5 325 | Solar Panels |  | 0.325 | 23 | 53 | 18 |  | Fixed | Roof
NJSTRE1546362860 |  | Transition Incentive Program | River Edge | 7661 | 7 | 12.8 | Commercial | No | Behind the Meter | Net-metered non-residential rooftop and canopy |  | None | Azimuth Renewable Energy | PSE&G | Accepted | 2020-12-14 | 2020-12-30 | 2021-12-30 | Fronious | RGM | Meters |  |  | 1 |  |  |  | Yes | Outdoor
NJSTRE1546362860 |  | Transition Incentive Program | River Edge | 7661 | 7 | 12.8 | Commercial | No | Behind the Meter | Net-metered non-residential rooftop and canopy |  | None | Azimuth Renewable Energy | PSE&G | Accepted | 2020-12-14 | 2020-12-30 | 2021-12-30 | Fronious | SYMO 10.3-3 208 | Inverters | 208 |  | 1 |  |  | 0.975 |  | Outdoor | outside wall
NJSTRE1546362860 |  | Transition Incentive Program | River Edge | 7661 | 7 | 12.8 | Commercial | No | Behind the Meter | Net-metered non-residential rooftop and canopy |  | None | Azimuth Renewable Energy | PSE&G | Accepted | 2020-12-14 | 2020-12-30 | 2021-12-30 | Phono | PS400M1-24/th | Solar Panels |  | 0.4 | 32 | 167 | 9 |  | Fixed | Roof
NJSTRE1546362867 |  | Transition Incentive Program | Marlboro | 7746 | 17 | 15.3 | Residential | Yes | Behind the Meter | Net-metered residential rooftop and canopy |  | None | Tesla Energy Operations Inc. | JCP&L | Accepted | 2020-12-11 | 2020-12-15 | 2021-12-15 | Tesla | AC Powerwall 2.0 | Electric Storage Battery |  |  | 2 |  |  |  | Lithium Ion |  | Outside
NJSTRE1546362867 |  | Transition Incentive Program | Marlboro | 7746 | 17 | 15.3 | Residential | Yes | Behind the Meter | Net-metered residential rooftop and canopy |  | None | Tesla Energy Operations Inc. | JCP&L | Accepted | 2020-12-11 | 2020-12-15 | 2021-12-15 | SolarEdge Technologies | SE7600H-US [240V] | Inverters | 7600 |  | 2 |  |  | 0.99 |  | Outside | Outside
NJSTRE1546362867 |  | Transition Incentive Program | Marlboro | 7746 | 17 | 15.3 | Residential | Yes | Behind the Meter | Net-metered residential rooftop and canopy |  | None | Tesla Energy Operations Inc. | JCP&L | Accepted | 2020-12-11 | 2020-12-15 | 2021-12-15 | Hanwha Q-CELLS | Q.Peak DUO BLK-G6+ 340 | Solar Panels |  | 0.34 | 24 | 81 | 26 |  | Fixed | Roof
NJSTRE1546362867 |  | Transition Incentive Program | Marlboro | 7746 | 17 | 15.3 | Residential | Yes | Behind the Meter | Net-metered residential rooftop and canopy |  | None | Tesla Energy Operations Inc. | JCP&L | Accepted | 2020-12-11 | 2020-12-15 | 2021-12-15 | Hanwha Q-CELLS | Q.Peak DUO BLK-G6+ 340 | Solar Panels |  | 0.34 | 3 | 170 | 36 |  | Fixed | Roof
NJSTRE1546362867 |  | Transition Incentive Program | Marlboro | 7746 | 17 | 15.3 | Residential | Yes | Behind the Meter | Net-metered residential rooftop and canopy |  | None | Tesla Energy Operations Inc. | JCP&L | Accepted | 2020-12-11 | 2020-12-15 | 2021-12-15 | Hanwha Q-CELLS | Q.Peak DUO BLK-G6+ 340 | Solar Panels |  | 0.34 | 4 | 261 | 36 |  | Fixed | Roof
NJSTRE1546362867 |  | Transition Incentive Program | Marlboro | 7746 | 17 | 15.3 | Residential | Yes | Behind the Meter | Net-metered residential rooftop and canopy |  | None | Tesla Energy Operations Inc. | JCP&L | Accepted | 2020-12-11 | 2020-12-15 | 2021-12-15 | Hanwha Q-CELLS | Q.Peak DUO BLK-G6+ 340 | Solar Panels |  | 0.34 | 8 | 260 | 32 |  | Fixed | Roof
NJSTRE1546362867 |  | Transition Incentive Program | Marlboro | 7746 | 17 | 15.3 | Residential | Yes | Behind the Meter | Net-metered residential rooftop and canopy |  | None | Tesla Energy Operations Inc. | JCP&L | Accepted | 2020-12-11 | 2020-12-15 | 2021-12-15 | Hanwha Q-CELLS | Q.Peak DUO BLK-G6+ 340 | Solar Panels |  | 0.34 | 6 | 350 | 32 |  | Fixed | Roof
NJSTRE1546362874 |  | Transition Incentive Program | North Brunswick Township | 8902 | 11 | 7.14 | Residential | No | Behind the Meter | Net-metered residential rooftop and canopy |  | None | Public Service Solar | PSE&G | Accepted | 2020-12-11 | 2020-12-16 | 2021-12-16 | Enphase | N1K-L5 | Inverters | 0.29 |  | 21 |  |  | 0.96 |  | Outdoor | under panels
NJSTRE1546362874 |  | Transition Incentive Program | North Brunswick Township | 8902 | 11 | 7.14 | Residential | No | Behind the Meter | Net-metered residential rooftop and canopy |  | None | Public Service Solar | PSE&G | Accepted | 2020-12-11 | 2020-12-16 | 2021-12-16 | LG | N1K-L5 | Solar Panels |  | 0.34 | 17 | 140 | 20 |  | Fixed | Roof
NJSTRE1546362874 |  | Transition Incentive Program | North Brunswick Township | 8902 | 11 | 7.14 | Residential | No | Behind the Meter | Net-metered residential rooftop and canopy |  | None | Public Service Solar | PSE&G | Accepted | 2020-12-11 | 2020-12-16 | 2021-12-16 | LG | N1K-L5 | Solar Panels |  | 0.34 | 4 | 140 | 20 |  | Fixed | Roof
NJSTRE1546362887 |  | Transition Incentive Program | Swedesboro | 8085 | 15 | 13.76 | Residential | Yes | Behind the Meter | Net-metered residential rooftop and canopy |  | None | Vivint Solar Developer, LLC | AC Electric | Accepted | 2020-12-16 | 2020-12-17 | 2021-12-17 | SolarEdge | SE3800H-US | Inverters | 3800 |  | 1 |  |  | 0.992 |  | Outdoor | Near the Utility Meter
NJSTRE1546362887 |  | Transition Incentive Program | Swedesboro | 8085 | 15 | 13.76 | Residential | Yes | Behind the Meter | Net-metered residential rooftop and canopy |  | None | Vivint Solar Developer, LLC | AC Electric | Accepted | 2020-12-16 | 2020-12-17 | 2021-12-17 | SolarEdge | SE7600H-US | Inverters | 7600 |  | 1 |  |  | 0.992 |  | Outdoor | Near the Utility Meter
NJSTRE1546362887 |  | Transition Incentive Program | Swedesboro | 8085 | 15 | 13.76 | Residential | Yes | Behind the Meter | Net-metered residential rooftop and canopy |  | None | Vivint Solar Developer, LLC | AC Electric | Accepted | 2020-12-16 | 2020-12-17 | 2021-12-17 | Jinko Solar | JKM320M-60HL | Solar Panels |  | 0.32 | 43 | 113 | 43 |  | Fixed | Roof
NJSTRE1546362902 |  | Transition Incentive Program | Hopatcong | 7843 | 1 | 5.27 | Residential | Yes | Behind the Meter | Net-metered residential rooftop and canopy |  | None | Freedom Forever New Jersey LLC | JCP&L | Accepted | 2020-12-11 | 2020-12-28 | 2021-12-28 | Solar Edge | SE5000H-US [SI1] RGM | Inverters | 5000 |  | 1 |  |  | 0.99 |  | Outdoor | n/a
NJSTRE1546362902 |  | Transition Incentive Program | Hopatcong | 7843 | 1 | 5.27 | Residential | Yes | Behind the Meter | Net-metered residential rooftop and canopy |  | None | Freedom Forever New Jersey LLC | JCP&L | Accepted | 2020-12-11 | 2020-12-28 | 2021-12-28 | Rec Solar | REC310TP2M | Solar Panels |  | 0.31 | 9 | 2 | 22 |  | Fixed | Roof | n/a
NJSTRE1546362902 |  | Transition Incentive Program | Hopatcong | 7843 | 1 | 5.27 | Residential | Yes | Behind the Meter | Net-metered residential rooftop and canopy |  | None | Freedom Forever New Jersey LLC | JCP&L | Accepted | 2020-12-11 | 2020-12-28 | 2021-12-28 | Rec Solar | REC310TP2M | Solar Panels |  | 0.31 | 8 | 1 | 22 |  | Fixed | Roof | n/a
NJSTRE1546362914 |  | Transition Incentive Program | Beachwood | 8722 | 18 | 10.14 | Residential | Yes | Behind the Meter | Net-metered residential rooftop and canopy |  | None | Seabright Solar | JCP&L | Accepted | 2020-12-30 | 2020-12-30 | 2021-12-30 | Enphase | IQ7XS-96-ACM-US | Inverters | 0.315 |  | 31 |  |  | 0.99 |  | Outside | Roof
NJSTRE1546362914 |  | Transition Incentive Program | Beachwood | 8722 | 18 | 10.14 | Residential | Yes | Behind the Meter | Net-metered residential rooftop and canopy |  | None | Seabright Solar | JCP&L | Accepted | 2020-12-30 | 2020-12-30 | 2021-12-30 | Sunpower | SPR-E20-327 | Solar Panels |  | 0.327 | 12 | 134 | 20 |  | Fixed | Roof
NJSTRE1546362914 |  | Transition Incentive Program | Beachwood | 8722 | 18 | 10.14 | Residential | Yes | Behind the Meter | Net-metered residential rooftop and canopy |  | None | Seabright Solar | JCP&L | Accepted | 2020-12-30 | 2020-12-30 | 2021-12-30 | Sunpower | SPR-E20-327 | Solar Panels |  | 0.327 | 12 | 134 | 20 |  | Fixed | Roof
NJSTRE1546362914 |  | Transition Incentive Program | Beachwood | 8722 | 18 | 10.14 | Residential | Yes | Behind the Meter | Net-metered residential rooftop and canopy |  | None | Seabright Solar | JCP&L | Accepted | 2020-12-30 | 2020-12-30 | 2021-12-30 | Sunpower | SPR-E20-327 | Solar Panels |  | 0.327 | 7 | 314 | 20 |  | Fixed | Roof
NJSTRE1546362929 |  | Transition Incentive Program | South Plainfeild | 7080 | 11 | 6.08 | Residential | Yes | Behind the Meter | Net-metered residential rooftop and canopy |  | None | Vivint Solar Developer, LLC | PSE&G | Accepted | 2020-12-17 | 2020-12-17 | 2021-12-17 | SolarEdge | SE7600H-US | Inverters | 7600 |  | 1 |  |  | 0.992 |  | Outdoor | Near the Utility Meter
NJSTRE1546362929 |  | Transition Incentive Program | South Plainfeild | 7080 | 11 | 6.08 | Residential | Yes | Behind the Meter | Net-metered residential rooftop and canopy |  | None | Vivint Solar Developer, LLC | PSE&G | Accepted | 2020-12-17 | 2020-12-17 | 2021-12-17 | Jinko Solar | JKM320M-60HBL | Solar Panels |  | 0.32 | 19 | 180 | 20 |  | Fixed | Roof
NJSTRE1546362931 |  | Transition Incentive Program | Sewell | 8080 | 15 | 6.3 | Residential | Yes | Behind the Meter | Net-metered residential rooftop and canopy |  | None | Pro Custom Solar dba Momentum Solar | AC Electric | Accepted | 2020-12-11 | 2020-12-15 | 2021-12-15 | Enphase | IQ7Plus-72-2-US | Inverters | 290 |  | 18 |  |  | 0.97 |  | Outdoor | Roof
NJSTRE1546362931 |  | Transition Incentive Program | Sewell | 8080 | 15 | 6.3 | Residential | Yes | Behind the Meter | Net-metered residential rooftop and canopy |  | None | Pro Custom Solar dba Momentum Solar | AC Electric | Accepted | 2020-12-11 | 2020-12-15 | 2021-12-15 | LG ELECTRONICS | LG 350N1C-V5 | Solar Panels |  | 0.35 | 18 | 141 | 23 |  | Fixed | Roof
NJSTRE1546362938 |  | Transition Incentive Program | Pleasantville | 8232 | 19 | 8.83 | Residential | Yes | Behind the Meter | Net-metered residential rooftop and canopy |  | None | Castle Energy, LLC | AC Electric | Accepted | 2020-12-11 | 2020-12-15 | 2021-12-15 | SunPower | SPR-E20-327-E-AC | Inverters | 320 |  | 27 |  |  | 0.975 |  | Outdoor | on the rooftop under each solar panel
NJSTRE1546362938 |  | Transition Incentive Program | Pleasantville | 8232 | 19 | 8.83 | Residential | Yes | Behind the Meter | Net-metered residential rooftop and canopy |  | None | Castle Energy, LLC | AC Electric | Accepted | 2020-12-11 | 2020-12-15 | 2021-12-15 | SunPower | SPR-E20-327-E-AC | Solar Panels |  | 0.327 | 18 | 205 | 30 |  | Fixed | Roof
NJSTRE1546362938 |  | Transition Incentive Program | Pleasantville | 8232 | 19 | 8.83 | Residential | Yes | Behind the Meter | Net-metered residential rooftop and canopy |  | None | Castle Energy, LLC | AC Electric | Accepted | 2020-12-11 | 2020-12-15 | 2021-12-15 | SunPower | SPR-E20-327-E-AC | Solar Panels |  | 0.327 | 5 | 115 | 27 |  | Fixed | Roof
NJSTRE1546362938 |  | Transition Incentive Program | Pleasantville | 8232 | 19 | 8.83 | Residential | Yes | Behind the Meter | Net-metered residential rooftop and canopy |  | None | Castle Energy, LLC | AC Electric | Accepted | 2020-12-11 | 2020-12-15 | 2021-12-15 | SunPower | SPR-E20-327-E-AC | Solar Panels |  | 0.327 | 4 | 115 | 43 |  | Fixed | Roof
NJSTRE1546362948 |  | Transition Incentive Program | PORT REPUBLIC | 8241 | 19 | 19.43 | Residential | Yes | Behind the Meter | Net-metered residential rooftop and canopy |  | None | Freedom Forever New Jersey LLC | AC Electric | Accepted | 2020-12-16 | 2020-12-29 | 2021-12-29 | Solar Edge | SE5000H-US [SI1] RGM | Inverters | 5000 |  | 1 |  |  | 0.99 |  | Outdoor | n/a
NJSTRE1546362948 |  | Transition Incentive Program | PORT REPUBLIC | 8241 | 19 | 19.43 | Residential | Yes | Behind the Meter | Net-metered residential rooftop and canopy |  | None | Freedom Forever New Jersey LLC | AC Electric | Accepted | 2020-12-16 | 2020-12-29 | 2021-12-29 | Solar Edge | SE10000H-US [SI1] RGM | Inverters | 10000 |  | 1 |  |  | 0.99 |  | Outdoor | n/a
NJSTRE1546362948 |  | Transition Incentive Program | PORT REPUBLIC | 8241 | 19 | 19.43 | Residential | Yes | Behind the Meter | Net-metered residential rooftop and canopy |  | None | Freedom Forever New Jersey LLC | AC Electric | Accepted | 2020-12-16 | 2020-12-29 | 2021-12-29 | LG | LG335N1K-V5 | Solar Panels |  | 0.335 | 16 | 2 | 22 |  | Fixed | Roof | n/a
NJSTRE1546362948 |  | Transition Incentive Program | PORT REPUBLIC | 8241 | 19 | 19.43 | Residential | Yes | Behind the Meter | Net-metered residential rooftop and canopy |  | None | Freedom Forever New Jersey LLC | AC Electric | Accepted | 2020-12-16 | 2020-12-29 | 2021-12-29 | LG | LG335N1K-V5 | Solar Panels |  | 0.335 | 12 | 1 | 22 |  | Fixed | Roof | n/a
NJSTRE1546362948 |  | Transition Incentive Program | PORT REPUBLIC | 8241 | 19 | 19.43 | Residential | Yes | Behind the Meter | Net-metered residential rooftop and canopy |  | None | Freedom Forever New Jersey LLC | AC Electric | Accepted | 2020-12-16 | 2020-12-29 | 2021-12-29 | LG | LG335N1K-V5 | Solar Panels |  | 0.335 | 11 | 4 | 22 |  | Fixed | Roof | n/a
NJSTRE1546362948 |  | Transition Incentive Program | PORT REPUBLIC | 8241 | 19 | 19.43 | Residential | Yes | Behind the Meter | Net-metered residential rooftop and canopy |  | None | Freedom Forever New Jersey LLC | AC Electric | Accepted | 2020-12-16 | 2020-12-29 | 2021-12-29 | LG | LG335N1K-V5 | Solar Panels |  | 0.335 | 9 | 5 | 22 |  | Fixed | Roof | n/a
NJSTRE1546362948 |  | Transition Incentive Program | PORT REPUBLIC | 8241 | 19 | 19.43 | Residential | Yes | Behind the Meter | Net-metered residential rooftop and canopy |  | None | Freedom Forever New Jersey LLC | AC Electric | Accepted | 2020-12-16 | 2020-12-29 | 2021-12-29 | LG | LG335N1K-V5 | Solar Panels |  | 0.335 | 10 | 3 | 22 |  | Fixed | Roof | n/a
NJSTRE1546362953 |  | Transition Incentive Program | Edison TWP | 8820 | 11 | 11.9 | Residential | No | Behind the Meter | Net-metered residential rooftop and canopy |  | None | Tesla Energy Operations Inc. | PSE&G | Accepted | 2020-12-11 | 2020-12-15 | 2021-12-15 | SolarEdge Technologies | SE10000H-US [240V] | Inverters | 10000 |  | 1 |  |  | 0.99 |  | Outside | Outside
NJSTRE1546362953 |  | Transition Incentive Program | Edison TWP | 8820 | 11 | 11.9 | Residential | No | Behind the Meter | Net-metered residential rooftop and canopy |  | None | Tesla Energy Operations Inc. | PSE&G | Accepted | 2020-12-11 | 2020-12-15 | 2021-12-15 | Hanwha Q-CELLS | Q.Peak DUO BLK-G6+ 340 | Solar Panels |  | 0.34 | 6 | 151 | 26 |  | Fixed | Roof
NJSTRE1546362953 |  | Transition Incentive Program | Edison TWP | 8820 | 11 | 11.9 | Residential | No | Behind the Meter | Net-metered residential rooftop and canopy |  | None | Tesla Energy Operations Inc. | PSE&G | Accepted | 2020-12-11 | 2020-12-15 | 2021-12-15 | Hanwha Q-CELLS | Q.Peak DUO BLK-G6+ 340 | Solar Panels |  | 0.34 | 6 | 331 | 26 |  | Fixed | Roof
NJSTRE1546362953 |  | Transition Incentive Program | Edison TWP | 8820 | 11 | 11.9 | Residential | No | Behind the Meter | Net-metered residential rooftop and canopy |  | None | Tesla Energy Operations Inc. | PSE&G | Accepted | 2020-12-11 | 2020-12-15 | 2021-12-15 | Hanwha Q-CELLS | Q.Peak DUO BLK-G6+ 340 | Solar Panels |  | 0.34 | 12 | 328 | 26 |  | Fixed | Roof
NJSTRE1546362953 |  | Transition Incentive Program | Edison TWP | 8820 | 11 | 11.9 | Residential | No | Behind the Meter | Net-metered residential rooftop and canopy |  | None | Tesla Energy Operations Inc. | PSE&G | Accepted | 2020-12-11 | 2020-12-15 | 2021-12-15 | Hanwha Q-CELLS | Q.Peak DUO BLK-G6+ 340 | Solar Panels |  | 0.34 | 11 | 150 | 26 |  | Fixed | Roof
NJSTRE1546362966 |  | Transition Incentive Program | Manalapan Township | 7726 | 17 | 12.96 | Residential | No | Behind the Meter | Net-metered residential rooftop and canopy |  | None | Pro Custom Solar dba Momentum Solar | JCP&L | Accepted | 2020-12-11 | 2020-12-15 | 2021-12-15 | Enphase | IQ7Plus-72-2-US | Inverters | 290 |  | 36 |  |  | 0.97 |  | Outdoor | Roof
NJSTRE1546362966 |  | Transition Incentive Program | Manalapan Township | 7726 | 17 | 12.96 | Residential | No | Behind the Meter | Net-metered residential rooftop and canopy |  | None | Pro Custom Solar dba Momentum Solar | JCP&L | Accepted | 2020-12-11 | 2020-12-15 | 2021-12-15 | REC Solar | REC360AA Black | Solar Panels |  | 0.36 | 19 | 258 | 25 |  | Fixed | Roof
NJSTRE1546362966 |  | Transition Incentive Program | Manalapan Township | 7726 | 17 | 12.96 | Residential | No | Behind the Meter | Net-metered residential rooftop and canopy |  | None | Pro Custom Solar dba Momentum Solar | JCP&L | Accepted | 2020-12-11 | 2020-12-15 | 2021-12-15 | REC Solar | REC360AA Black | Solar Panels |  | 0.36 | 8 | 78 | 28 |  | Fixed | Roof
NJSTRE1546362966 |  | Transition Incentive Program | Manalapan Township | 7726 | 17 | 12.96 | Residential | No | Behind the Meter | Net-metered residential rooftop and canopy |  | None | Pro Custom Solar dba Momentum Solar | JCP&L | Accepted | 2020-12-11 | 2020-12-15 | 2021-12-15 | REC Solar | REC360AA Black | Solar Panels |  | 0.36 | 9 | 168 | 37 |  | Fixed | Roof
NJSTRE1546362987 |  | Transition Incentive Program | Newark | 7103 | 9 | 5.12 | Residential | Yes | Behind the Meter | Net-metered residential rooftop and canopy |  | None | Vivint Solar Developer, LLC | PSE&G | Accepted | 2020-12-17 | 2020-12-17 | 2021-12-17 | SolarEdge | SE3800H-US | Inverters | 3800 |  | 1 |  |  | 0.992 |  | Outdoor | Near the Utility Meter
NJSTRE1546362987 |  | Transition Incentive Program | Newark | 7103 | 9 | 5.12 | Residential | Yes | Behind the Meter | Net-metered residential rooftop and canopy |  | None | Vivint Solar Developer, LLC | PSE&G | Accepted | 2020-12-17 | 2020-12-17 | 2021-12-17 | Jinko Solar | JKM320M-60HBL | Solar Panels |  | 0.32 | 16 | 197 | 23 |  | Fixed | Roof
NJSTRE1546362998 |  | Transition Incentive Program | Edgewater Borough | 7020 | 7 | 7.13 | Residential | No | Behind the Meter | Net-metered residential rooftop and canopy |  | None | Solar States LLC | PSE&G | Accepted | 2020-12-11 | 2020-12-18 | 2021-12-18 | Enphase | IQ7Plus-72-2-US | Inverters | 0.29 |  | 19 |  |  | 0.976 |  | Outdoor | Rooftop
NJSTRE1546362998 |  | Transition Incentive Program | Edgewater Borough | 7020 | 7 | 7.13 | Residential | No | Behind the Meter | Net-metered residential rooftop and canopy |  | None | Solar States LLC | PSE&G | Accepted | 2020-12-11 | 2020-12-18 | 2021-12-18 | LG | LG375Q1C-V5 375 | Solar Panels |  | 0.375 | 12 | 190 | 1 |  | Fixed | Roof
NJSTRE1546362998 |  | Transition Incentive Program | Edgewater Borough | 7020 | 7 | 7.13 | Residential | No | Behind the Meter | Net-metered residential rooftop and canopy |  | None | Solar States LLC | PSE&G | Accepted | 2020-12-11 | 2020-12-18 | 2021-12-18 | LG | LG375Q1C-V5 375 | Solar Panels |  | 0.375 | 1 | 100 | 35 |  | Fixed | Roof
NJSTRE1546362998 |  | Transition Incentive Program | Edgewater Borough | 7020 | 7 | 7.13 | Residential | No | Behind the Meter | Net-metered residential rooftop and canopy |  | None | Solar States LLC | PSE&G | Accepted | 2020-12-11 | 2020-12-18 | 2021-12-18 | LG | LG375Q1C-V5 375 | Solar Panels |  | 0.375 | 6 | 280 | 22 |  | Fixed | Roof
NJSTRE1546363041 |  | Transition Incentive Program | Long Branch | 7740 | 17 | 16.56 | Residential | Yes | Behind the Meter | Net-metered residential rooftop and canopy |  | None | SunPower Corporation, Systems | JCP&L | As-Built Incomplete - Review | 2020-12-11 | 2020-12-15 |  | SunPower | SPR-X22-360-C-AC | Solar Panels |  | 0.36 | 12 | 56 | 25 |  | Fixed | Roof
NJSTRE1546363041 |  | Transition Incentive Program | Long Branch | 7740 | 17 | 16.56 | Residential | Yes | Behind the Meter | Net-metered residential rooftop and canopy |  | None | SunPower Corporation, Systems | JCP&L | As-Built Incomplete - Review | 2020-12-11 | 2020-12-15 |  | SunPower | SPR-X22-360-C-AC | Solar Panels |  | 0.36 | 5 | 236 | 25 |  | Fixed | Roof
NJSTRE1546363041 |  | Transition Incentive Program | Long Branch | 7740 | 17 | 16.56 | Residential | Yes | Behind the Meter | Net-metered residential rooftop and canopy |  | None | SunPower Corporation, Systems | JCP&L | As-Built Incomplete - Review | 2020-12-11 | 2020-12-15 |  | SunPower | SPR-X22-360-C-AC | Solar Panels |  | 0.36 | 14 | 326 | 25 |  | Fixed | Roof
NJSTRE1546363041 |  | Transition Incentive Program | Long Branch | 7740 | 17 | 16.56 | Residential | Yes | Behind the Meter | Net-metered residential rooftop and canopy |  | None | SunPower Corporation, Systems | JCP&L | As-Built Incomplete - Review | 2020-12-11 | 2020-12-15 |  | SunPower | SPR-X22-360-C-AC | Solar Panels |  | 0.36 | 15 | 146 | 25 |  | Fixed | Roof
NJSTRE1546363041 |  | Transition Incentive Program | Long Branch | 7740 | 17 | 16.56 | Residential | Yes | Behind the Meter | Net-metered residential rooftop and canopy |  | None | SunPower Corporation, Systems | JCP&L | As-Built Incomplete - Review | 2020-12-11 | 2020-12-15 |  | SunPower | SPR-X22-360-C-AC | Inverters | 320 |  | 46 |  |  | 0.96 |  | Other | under each panel
NJSTRE1546363041 |  | Transition Incentive Program | Long Branch | 7740 | 17 | 16.56 | Residential | Yes | Behind the Meter | Net-metered residential rooftop and canopy |  | None | SunPower Corporation, Systems | JCP&L | As-Built Incomplete - Review | 2020-12-11 | 2020-12-15 |  | SUNPOWER | PVS6 | Meters |  |  | 1 |  |  |  | Yes | Outdoor
NJSTRE1546363049 |  | Transition Incentive Program | Erial | 8081 | 14 | 6.46 | Residential | Yes | Behind the Meter | Net-metered residential rooftop and canopy |  | None | Trinity Solar | AC Electric | Accepted | 2020-12-11 | 2020-12-15 | 2021-12-15 | Solar Edge | SE5000H-US000BNC4 | Inverters | 5000 |  | 1 |  |  | 0.97 |  | Outdoor | ,97
NJSTRE1546363049 |  | Transition Incentive Program | Erial | 8081 | 14 | 6.46 | Residential | Yes | Behind the Meter | Net-metered residential rooftop and canopy |  | None | Trinity Solar | AC Electric | Accepted | 2020-12-11 | 2020-12-15 | 2021-12-15 | HANWHA | Q.PEAK DUO BLK-G6 340 | Solar Panels |  | 0.34 | 19 | 158 | 30 |  | Fixed | Roof
NJSTRE1546363053 |  | Transition Incentive Program | Manasquan | 8736 | 17 | 4.8 | Residential | No | Behind the Meter | Net-metered residential rooftop and canopy |  | None | Orbit Energy & Power, LLC | JCP&L | Accepted | 2020-12-11 | 2020-12-15 | 2021-12-15 | ENPHASE ENERGY | IQ7-60-2-US | Inverters | 240 |  | 15 |  |  | 0.99 |  | Other | UNDER EACH PANEL
NJSTRE1546363053 |  | Transition Incentive Program | Manasquan | 8736 | 17 | 4.8 | Residential | No | Behind the Meter | Net-metered residential rooftop and canopy |  | None | Orbit Energy & Power, LLC | JCP&L | Accepted | 2020-12-11 | 2020-12-15 | 2021-12-15 | HANWHA | Q PEAK CELLS 320W | Solar Panels |  | 0.32 | 15 | 130 | 24 |  | Fixed | Roof
NJSTRE1546363055 |  | Transition Incentive Program | Belleville | 7109 | 9 | 9.1 | Residential | Yes | Behind the Meter | Net-metered residential rooftop and canopy |  | None | Infinity Solar Systems | PSE&G | Accepted | 2020-12-11 | 2020-12-15 | 2021-12-15 | ENPHASE | IQ7PLUS-72-2-US | Inverters | 295 |  | 13 |  |  | 0.95 |  | Outdoor | rooftop
NJSTRE1546363055 |  | Transition Incentive Program | Belleville | 7109 | 9 | 9.1 | Residential | Yes | Behind the Meter | Net-metered residential rooftop and canopy |  | None | Infinity Solar Systems | PSE&G | Accepted | 2020-12-11 | 2020-12-15 | 2021-12-15 | ENPHASE | IQ7PLUS-72-2-US | Inverters | 295 |  | 8 |  |  | 0.95 |  | Other | ROOFTOP
NJSTRE1546363055 |  | Transition Incentive Program | Belleville | 7109 | 9 | 9.1 | Residential | Yes | Behind the Meter | Net-metered residential rooftop and canopy |  | None | Infinity Solar Systems | PSE&G | Accepted | 2020-12-11 | 2020-12-15 | 2021-12-15 | ENPHASE | IQ7PLUS-72-2-US | Inverters | 295 |  | 7 |  |  | 0.95 |  | Other | ROOFTOP
NJSTRE1546363055 |  | Transition Incentive Program | Belleville | 7109 | 9 | 9.1 | Residential | Yes | Behind the Meter | Net-metered residential rooftop and canopy |  | None | Infinity Solar Systems | PSE&G | Accepted | 2020-12-11 | 2020-12-15 | 2021-12-15 | Canadian Solar | CS1H-325-MS | Solar Panels |  | 0.325 | 8 | 218 | 5 |  | Fixed | Roof
NJSTRE1546363055 |  | Transition Incentive Program | Belleville | 7109 | 9 | 9.1 | Residential | Yes | Behind the Meter | Net-metered residential rooftop and canopy |  | None | Infinity Solar Systems | PSE&G | Accepted | 2020-12-11 | 2020-12-15 | 2021-12-15 | Canadian Solar | CS1H-325-MS | Solar Panels |  | 0.325 | 7 | 218 | 30 |  | Fixed | Roof
NJSTRE1546363055 |  | Transition Incentive Program | Belleville | 7109 | 9 | 9.1 | Residential | Yes | Behind the Meter | Net-metered residential rooftop and canopy |  | None | Infinity Solar Systems | PSE&G | Accepted | 2020-12-11 | 2020-12-15 | 2021-12-15 | Canadian Solar | CS1H-325-MS | Solar Panels |  | 0.325 | 13 | 218 | 30 |  | Fixed | Roof
NJSTRE1546363057 |  | Transition Incentive Program | Raritan | 8869 | 5 | 13.76 | Residential | Yes | Behind the Meter | Net-metered residential rooftop and canopy |  | None | Vivint Solar Developer, LLC | PSE&G | Accepted | 2020-12-17 | 2020-12-17 | 2021-12-17 | SolarEdge | SE3800H-US | Inverters | 3800 |  | 1 |  |  | 0.992 |  | Outdoor | Near the Utility Meter
NJSTRE1546363057 |  | Transition Incentive Program | Raritan | 8869 | 5 | 13.76 | Residential | Yes | Behind the Meter | Net-metered residential rooftop and canopy |  | None | Vivint Solar Developer, LLC | PSE&G | Accepted | 2020-12-17 | 2020-12-17 | 2021-12-17 | SolarEdge | SE7600H-US | Inverters | 7600 |  | 1 |  |  | 0.992 |  | Outdoor | Near the Utility Meter
NJSTRE1546363057 |  | Transition Incentive Program | Raritan | 8869 | 5 | 13.76 | Residential | Yes | Behind the Meter | Net-metered residential rooftop and canopy |  | None | Vivint Solar Developer, LLC | PSE&G | Accepted | 2020-12-17 | 2020-12-17 | 2021-12-17 | Jinko Solar | JKM320M-60HBL | Solar Panels |  | 0.32 | 4 | 76 | 36 |  | Fixed | Roof
NJSTRE1546363057 |  | Transition Incentive Program | Raritan | 8869 | 5 | 13.76 | Residential | Yes | Behind the Meter | Net-metered residential rooftop and canopy |  | None | Vivint Solar Developer, LLC | PSE&G | Accepted | 2020-12-17 | 2020-12-17 | 2021-12-17 | Jinko Solar | JKM320M-60HBL | Solar Panels |  | 0.32 | 14 | 256 | 36 |  | Fixed | Roof
NJSTRE1546363057 |  | Transition Incentive Program | Raritan | 8869 | 5 | 13.76 | Residential | Yes | Behind the Meter | Net-metered residential rooftop and canopy |  | None | Vivint Solar Developer, LLC | PSE&G | Accepted | 2020-12-17 | 2020-12-17 | 2021-12-17 | Jinko Solar | JKM320M-60HBL | Solar Panels |  | 0.32 | 11 | 346 | 22 |  | Fixed | Roof
NJSTRE1546363057 |  | Transition Incentive Program | Raritan | 8869 | 5 | 13.76 | Residential | Yes | Behind the Meter | Net-metered residential rooftop and canopy |  | None | Vivint Solar Developer, LLC | PSE&G | Accepted | 2020-12-17 | 2020-12-17 | 2021-12-17 | Jinko Solar | JKM320M-60HBL | Solar Panels |  | 0.32 | 14 | 166 | 22 |  | Fixed | Roof
NJSTRE1546363061 |  | Transition Incentive Program | Washington | 7882 | 2 | 13.3 | Residential | Yes | Behind the Meter | Net-metered residential rooftop and canopy |  | None | Pro Custom Solar dba Momentum Solar | JCP&L | Accepted | 2020-12-11 | 2020-12-15 | 2021-12-15 | Enphase | IQ7Plus-72-2-US | Inverters | 290 |  | 38 |  |  | 0.97 |  | Outdoor | Roof
NJSTRE1546363061 |  | Transition Incentive Program | Washington | 7882 | 2 | 13.3 | Residential | Yes | Behind the Meter | Net-metered residential rooftop and canopy |  | None | Pro Custom Solar dba Momentum Solar | JCP&L | Accepted | 2020-12-11 | 2020-12-15 | 2021-12-15 | LG ELECTRONICS | LG 350N1C-V5 | Solar Panels |  | 0.35 | 15 | 119 | 45 |  | Fixed | Roof
NJSTRE1546363061 |  | Transition Incentive Program | Washington | 7882 | 2 | 13.3 | Residential | Yes | Behind the Meter | Net-metered residential rooftop and canopy |  | None | Pro Custom Solar dba Momentum Solar | JCP&L | Accepted | 2020-12-11 | 2020-12-15 | 2021-12-15 | LG ELECTRONICS | LG 350N1C-V5 | Solar Panels |  | 0.35 | 17 | 119 | 45 |  | Fixed | Roof
NJSTRE1546363061 |  | Transition Incentive Program | Washington | 7882 | 2 | 13.3 | Residential | Yes | Behind the Meter | Net-metered residential rooftop and canopy |  | None | Pro Custom Solar dba Momentum Solar | JCP&L | Accepted | 2020-12-11 | 2020-12-15 | 2021-12-15 | LG ELECTRONICS | LG 350N1C-V5 | Solar Panels |  | 0.35 | 6 | 119 | 45 |  | Fixed | Roof
NJSTRE1546363071 |  | Transition Incentive Program | Wallington | 7057 | 7 | 3.06 | Residential | No | Behind the Meter | Net-metered residential rooftop and canopy |  | None | Trinity Solar | PSE&G | Accepted | 2020-12-11 | 2020-12-15 | 2021-12-15 | Solar Edge | SE3000 | Inverters | 3000 |  | 1 |  |  | 0.97 |  | Outside | side of home
NJSTRE1546363071 |  | Transition Incentive Program | Wallington | 7057 | 7 | 3.06 | Residential | No | Behind the Meter | Net-metered residential rooftop and canopy |  | None | Trinity Solar | PSE&G | Accepted | 2020-12-11 | 2020-12-15 | 2021-12-15 | Hanwha | Q.PEAK DUO BLK-G6 340 | Solar Panels |  | 0.34 | 9 | 216 | 25 |  | Fixed | Roof
NJSTRE1546363310 |  | Transition Incentive Program | West Caldwell | 7006 | 9 | 14.7 | Residential | Yes | Behind the Meter | Net-metered residential rooftop and canopy |  | None | Pro Custom Solar dba Momentum Solar | PSE&G | Accepted | 2020-12-11 | 2020-12-15 | 2021-12-15 | Enphase | IQ7Plus-72-2-US | Inverters | 290 |  | 42 |  |  | 0.97 |  | Outdoor | Roof
NJSTRE1546363310 |  | Transition Incentive Program | West Caldwell | 7006 | 9 | 14.7 | Residential | Yes | Behind the Meter | Net-metered residential rooftop and canopy |  | None | Pro Custom Solar dba Momentum Solar | PSE&G | Accepted | 2020-12-11 | 2020-12-15 | 2021-12-15 | LG ELECTRONICS | LG 350N1C-V5 | Solar Panels |  | 0.35 | 22 | 130 | 23 |  | Fixed | Roof
NJSTRE1546363310 |  | Transition Incentive Program | West Caldwell | 7006 | 9 | 14.7 | Residential | Yes | Behind the Meter | Net-metered residential rooftop and canopy |  | None | Pro Custom Solar dba Momentum Solar | PSE&G | Accepted | 2020-12-11 | 2020-12-15 | 2021-12-15 | LG ELECTRONICS | LG 350N1C-V5 | Solar Panels |  | 0.35 | 8 | 130 | 24 |  | Fixed | Roof
NJSTRE1546363310 |  | Transition Incentive Program | West Caldwell | 7006 | 9 | 14.7 | Residential | Yes | Behind the Meter | Net-metered residential rooftop and canopy |  | None | Pro Custom Solar dba Momentum Solar | PSE&G | Accepted | 2020-12-11 | 2020-12-15 | 2021-12-15 | LG ELECTRONICS | LG 350N1C-V5 | Solar Panels |  | 0.35 | 12 | 310 | 23 |  | Fixed | Roof
NJSTRE1546363312 |  | Transition Incentive Program | Newark | 7108 | 9 | 4.76 | Residential | Yes | Behind the Meter | Net-metered residential rooftop and canopy |  | None | Trinity Solar | PSE&G | Accepted | 2020-12-11 | 2020-12-15 | 2021-12-15 | Solar Edge | SE3800H-US | Inverters | 3800 |  | 1 |  |  | 0.97 |  | Outside | side of home
NJSTRE1546363312 |  | Transition Incentive Program | Newark | 7108 | 9 | 4.76 | Residential | Yes | Behind the Meter | Net-metered residential rooftop and canopy |  | None | Trinity Solar | PSE&G | Accepted | 2020-12-11 | 2020-12-15 | 2021-12-15 | Hanwha 340 | Q.PEAK DUO BLK-G6 340 | Solar Panels |  | 0.34 | 5 | 284 | 23 |  | Fixed | Roof
NJSTRE1546363312 |  | Transition Incentive Program | Newark | 7108 | 9 | 4.76 | Residential | Yes | Behind the Meter | Net-metered residential rooftop and canopy |  | None | Trinity Solar | PSE&G | Accepted | 2020-12-11 | 2020-12-15 | 2021-12-15 | Hanwha 340 | Q.PEAK DUO BLK-G6 340 | Solar Panels |  | 0.34 | 3 | 194 | 23 |  | Fixed | Roof
NJSTRE1546363312 |  | Transition Incentive Program | Newark | 7108 | 9 | 4.76 | Residential | Yes | Behind the Meter | Net-metered residential rooftop and canopy |  | None | Trinity Solar | PSE&G | Accepted | 2020-12-11 | 2020-12-15 | 2021-12-15 | Hanwha 340 | Q.PEAK DUO BLK-G6 340 | Solar Panels |  | 0.34 | 6 | 104 | 23 |  | Fixed | Roof
NJSTRE1546363318 |  | Transition Incentive Program | Clementon | 8021 | 14 | 4.76 | Residential | No | Behind the Meter | Net-metered residential rooftop and canopy |  | None | Trinity Solar | AC Electric | Accepted | 2020-12-11 | 2020-12-15 | 2021-12-15 | Solar Edge | SE3800 | Inverters | 3800 |  | 1 |  |  | 0.97 |  | Outside | side of home
NJSTRE1546363318 |  | Transition Incentive Program | Clementon | 8021 | 14 | 4.76 | Residential | No | Behind the Meter | Net-metered residential rooftop and canopy |  | None | Trinity Solar | AC Electric | Accepted | 2020-12-11 | 2020-12-15 | 2021-12-15 | Hanwha | Q.PEAK DUO BLK-G6 340 | Solar Panels |  | 0.34 | 14 | 155 | 22 |  | Fixed | Roof
NJSTRE1546363320 |  | Transition Incentive Program | Maplewood TWP | 7040 | 9 | 8.48 | Residential | Yes | Behind the Meter | Net-metered residential rooftop and canopy |  | None | Tesla Energy Operations Inc. | PSE&G | Accepted | 2020-12-11 | 2020-12-15 | 2021-12-15 | Tesla | AC Powerwall 2.0 | Electric Storage Battery |  |  | 2 |  |  |  | Lithium Ion |  | Inside
NJSTRE1546363320 |  | Transition Incentive Program | Maplewood TWP | 7040 | 9 | 8.48 | Residential | Yes | Behind the Meter | Net-metered residential rooftop and canopy |  | None | Tesla Energy Operations Inc. | PSE&G | Accepted | 2020-12-11 | 2020-12-15 | 2021-12-15 | Delta Electronics | M4-TL-US [240V] | Inverters | 3840 |  | 1 |  |  | 0.975 |  | Outside | Outside
NJSTRE1546363320 |  | Transition Incentive Program | Maplewood TWP | 7040 | 9 | 8.48 | Residential | Yes | Behind the Meter | Net-metered residential rooftop and canopy |  | None | Tesla Energy Operations Inc. | PSE&G | Accepted | 2020-12-11 | 2020-12-15 | 2021-12-15 | Delta Electronics | M8-TL-US [240V] | Inverters | 7680 |  | 1 |  |  | 0.975 |  | Outside | Outside
NJSTRE1546363320 |  | Transition Incentive Program | Maplewood TWP | 7040 | 9 | 8.48 | Residential | Yes | Behind the Meter | Net-metered residential rooftop and canopy |  | None | Tesla Energy Operations Inc. | PSE&G | Accepted | 2020-12-11 | 2020-12-15 | 2021-12-15 | Tesla | SR60T1 | Solar Panels |  | 0.05847 | 15 | 317 | 23 |  | Fixed | Roof
NJSTRE1546363320 |  | Transition Incentive Program | Maplewood TWP | 7040 | 9 | 8.48 | Residential | Yes | Behind the Meter | Net-metered residential rooftop and canopy |  | None | Tesla Energy Operations Inc. | PSE&G | Accepted | 2020-12-11 | 2020-12-15 | 2021-12-15 | Tesla | SR60T1 | Solar Panels |  | 0.05847 | 90 | 227 | 45 |  | Fixed | Roof
NJSTRE1546363320 |  | Transition Incentive Program | Maplewood TWP | 7040 | 9 | 8.48 | Residential | Yes | Behind the Meter | Net-metered residential rooftop and canopy |  | None | Tesla Energy Operations Inc. | PSE&G | Accepted | 2020-12-11 | 2020-12-15 | 2021-12-15 | Tesla | SR60T1 | Solar Panels |  | 0.05847 | 40 | 47 | 45 |  | Fixed | Roof
NJSTRE1546363325 |  | Transition Incentive Program | Phillipsburg | 8865 | 2 | 5.1 | Residential | Yes | Behind the Meter | Net-metered residential rooftop and canopy |  | None | Trinity Solar | JCP&L | Accepted | 2020-12-11 | 2020-12-15 | 2021-12-15 | Solar Edge | SE3800 | Inverters | 3800 |  | 1 |  |  | 0.97 |  | Outside | side of home
NJSTRE1546363325 |  | Transition Incentive Program | Phillipsburg | 8865 | 2 | 5.1 | Residential | Yes | Behind the Meter | Net-metered residential rooftop and canopy |  | None | Trinity Solar | JCP&L | Accepted | 2020-12-11 | 2020-12-15 | 2021-12-15 | Hanwha | Q.PEAK DUO BLK-G6 340 | Solar Panels |  | 0.34 | 15 | 237 | 30 |  | Fixed | Roof
NJSTRE1546363357 |  | Transition Incentive Program | Stone Harbor | 8247 | 21 | 11.05 | Residential | No | Behind the Meter | Net-metered residential rooftop and canopy |  | None | Sun Up Zero Down | AC Electric | Accepted | 2020-12-14 | 2020-12-15 | 2021-12-15 | Hialeah | CL200 | Meters |  |  | 1 |  |  |  | Yes
NJSTRE1546363357 |  | Transition Incentive Program | Stone Harbor | 8247 | 21 | 11.05 | Residential | No | Behind the Meter | Net-metered residential rooftop and canopy |  | None | Sun Up Zero Down | AC Electric | Accepted | 2020-12-14 | 2020-12-15 | 2021-12-15 | Solaredge | SE10000H-US | Inverters | 10000 |  | 1 |  |  | 0.98 |  | Outside | next to utility meter
NJSTRE1546363357 |  | Transition Incentive Program | Stone Harbor | 8247 | 21 | 11.05 | Residential | No | Behind the Meter | Net-metered residential rooftop and canopy |  | None | Sun Up Zero Down | AC Electric | Accepted | 2020-12-14 | 2020-12-15 | 2021-12-15 | Trina | TSM-325DE06M(II) | Solar Panels |  | 0.325 | 12 | 117 | 28 |  | Fixed | Roof
NJSTRE1546363357 |  | Transition Incentive Program | Stone Harbor | 8247 | 21 | 11.05 | Residential | No | Behind the Meter | Net-metered residential rooftop and canopy |  | None | Sun Up Zero Down | AC Electric | Accepted | 2020-12-14 | 2020-12-15 | 2021-12-15 | Trina | TSM-325DE06M(II) | Solar Panels |  | 0.325 | 22 | 207 | 23 |  | Fixed | Roof
NJSTRE1546363363 |  | Transition Incentive Program | Hammonton | 8037 | 19 | 14 | Residential | Yes | Behind the Meter | Net-metered residential rooftop and canopy |  | None | Pro Custom Solar dba Momentum Solar | AC Electric | Accepted | 2020-12-11 | 2020-12-15 | 2021-12-15 | Enphase | IQ7Plus-72-2-US | Inverters | 290 |  | 40 |  |  | 0.97 |  | Outdoor | Roof
NJSTRE1546363363 |  | Transition Incentive Program | Hammonton | 8037 | 19 | 14 | Residential | Yes | Behind the Meter | Net-metered residential rooftop and canopy |  | None | Pro Custom Solar dba Momentum Solar | AC Electric | Accepted | 2020-12-11 | 2020-12-15 | 2021-12-15 | LG ELECTRONICS | LG 350N1C-V5 | Solar Panels |  | 0.35 | 6 | 127 | 20 |  | Fixed | Roof
NJSTRE1546363363 |  | Transition Incentive Program | Hammonton | 8037 | 19 | 14 | Residential | Yes | Behind the Meter | Net-metered residential rooftop and canopy |  | None | Pro Custom Solar dba Momentum Solar | AC Electric | Accepted | 2020-12-11 | 2020-12-15 | 2021-12-15 | LG ELECTRONICS | LG 350N1C-V5 | Solar Panels |  | 0.35 | 16 | 217 | 20 |  | Fixed | Roof
NJSTRE1546363363 |  | Transition Incentive Program | Hammonton | 8037 | 19 | 14 | Residential | Yes | Behind the Meter | Net-metered residential rooftop and canopy |  | None | Pro Custom Solar dba Momentum Solar | AC Electric | Accepted | 2020-12-11 | 2020-12-15 | 2021-12-15 | LG ELECTRONICS | LG 350N1C-V5 | Solar Panels |  | 0.35 | 7 | 37 | 20 |  | Fixed | Roof
NJSTRE1546363363 |  | Transition Incentive Program | Hammonton | 8037 | 19 | 14 | Residential | Yes | Behind the Meter | Net-metered residential rooftop and canopy |  | None | Pro Custom Solar dba Momentum Solar | AC Electric | Accepted | 2020-12-11 | 2020-12-15 | 2021-12-15 | LG ELECTRONICS | LG 350N1C-V5 | Solar Panels |  | 0.35 | 11 | 217 | 11 |  | Fixed | Roof
NJSTRE1546363364 |  | Transition Incentive Program | Willingboro | 8046 | 13 | 3.2 | Residential | Yes | Behind the Meter | Net-metered residential rooftop and canopy |  | None | Vivint Solar Developer, LLC | PSE&G | Accepted | 2020-12-17 | 2020-12-18 | 2021-12-18 | SolarEdge | SE3800H-US | Inverters | 3800 |  | 1 |  |  | 0.992 |  | Outdoor | Near the Utility Meter
NJSTRE1546363364 |  | Transition Incentive Program | Willingboro | 8046 | 13 | 3.2 | Residential | Yes | Behind the Meter | Net-metered residential rooftop and canopy |  | None | Vivint Solar Developer, LLC | PSE&G | Accepted | 2020-12-17 | 2020-12-18 | 2021-12-18 | Jinko Solar | JKM320M-60HBL | Solar Panels |  | 0.32 | 10 | 27 | 27 |  | Fixed | Roof
NJSTRE1546363392 |  | Transition Incentive Program | Blackwood | 8012 | 14 | 12.29 | Residential | Yes | Behind the Meter | Net-metered residential rooftop and canopy |  | None | Solar Energy World | AC Electric | Accepted | 2020-12-11 | 2020-12-15 | 2021-12-15 | SolarEdge Technologies | SE10000H-USRGM | Inverters | 10000 |  | 1 |  |  | 0.98 |  | Outdoor | near meter
NJSTRE1546363392 |  | Transition Incentive Program | Blackwood | 8012 | 14 | 12.29 | Residential | Yes | Behind the Meter | Net-metered residential rooftop and canopy |  | None | Solar Energy World | AC Electric | Accepted | 2020-12-11 | 2020-12-15 | 2021-12-15 | Hanwha | Q.PEAK DUO BLK-G5 315 | Solar Panels |  | 0.315 | 25 | 146 | 30 |  | Fixed | Roof
NJSTRE1546363392 |  | Transition Incentive Program | Blackwood | 8012 | 14 | 12.29 | Residential | Yes | Behind the Meter | Net-metered residential rooftop and canopy |  | None | Solar Energy World | AC Electric | Accepted | 2020-12-11 | 2020-12-15 | 2021-12-15 | Hanwha | Q.PEAK DUO BLK-G5 315 | Solar Panels |  | 0.315 | 14 | 327 | 30 |  | Fixed | Roof
NJSTRE1546363404 |  | Transition Incentive Program | Willingboro | 8046 | 13 | 9.6 | Residential | Yes | Behind the Meter | Net-metered residential rooftop and canopy |  | None | Vivint Solar Developer, LLC | PSE&G | Accepted | 2020-12-17 | 2020-12-17 | 2021-12-17 | SolarEdge | SE7600H-US | Inverters | 7600 |  | 1 |  |  | 0.992 |  | Outdoor | Near the Utility Meter
NJSTRE1546363404 |  | Transition Incentive Program | Willingboro | 8046 | 13 | 9.6 | Residential | Yes | Behind the Meter | Net-metered residential rooftop and canopy |  | None | Vivint Solar Developer, LLC | PSE&G | Accepted | 2020-12-17 | 2020-12-17 | 2021-12-17 | Jinko Solar | JKM320M-60HL | Solar Panels |  | 0.32 | 2 | 336 | 26 |  | Fixed | Roof
NJSTRE1546363404 |  | Transition Incentive Program | Willingboro | 8046 | 13 | 9.6 | Residential | Yes | Behind the Meter | Net-metered residential rooftop and canopy |  | None | Vivint Solar Developer, LLC | PSE&G | Accepted | 2020-12-17 | 2020-12-17 | 2021-12-17 | Jinko Solar | JKM320M-60HL | Solar Panels |  | 0.32 | 4 | 246 | 26 |  | Fixed | Roof
NJSTRE1546363404 |  | Transition Incentive Program | Willingboro | 8046 | 13 | 9.6 | Residential | Yes | Behind the Meter | Net-metered residential rooftop and canopy |  | None | Vivint Solar Developer, LLC | PSE&G | Accepted | 2020-12-17 | 2020-12-17 | 2021-12-17 | Jinko Solar | JKM320M-60HL | Solar Panels |  | 0.32 | 4 | 66 | 26 |  | Fixed | Roof
NJSTRE1546363404 |  | Transition Incentive Program | Willingboro | 8046 | 13 | 9.6 | Residential | Yes | Behind the Meter | Net-metered residential rooftop and canopy |  | None | Vivint Solar Developer, LLC | PSE&G | Accepted | 2020-12-17 | 2020-12-17 | 2021-12-17 | Jinko Solar | JKM320M-60HL | Solar Panels |  | 0.32 | 20 | 156 | 26 |  | Fixed | Roof
NJSTRE1546363417 |  | Transition Incentive Program | Somers Point | 8244 | 19 | 18.9 | Residential | Yes | Behind the Meter | Net-metered residential rooftop and canopy |  | None | Castle Energy, LLC | AC Electric | Accepted | 2020-12-11 | 2020-12-15 | 2021-12-15 | SunPower | SPR-X21-350-BLK-E-AC | Inverters | 320 |  | 54 |  |  | 0.975 |  | Outdoor | on the rooftop under each solar panel
NJSTRE1546363417 |  | Transition Incentive Program | Somers Point | 8244 | 19 | 18.9 | Residential | Yes | Behind the Meter | Net-metered residential rooftop and canopy |  | None | Castle Energy, LLC | AC Electric | Accepted | 2020-12-11 | 2020-12-15 | 2021-12-15 | SunPower | SPR-X21-350-BLK-E-AC | Solar Panels |  | 0.35 | 5 | 37 | 20 |  | Fixed | Roof
NJSTRE1546363417 |  | Transition Incentive Program | Somers Point | 8244 | 19 | 18.9 | Residential | Yes | Behind the Meter | Net-metered residential rooftop and canopy |  | None | Castle Energy, LLC | AC Electric | Accepted | 2020-12-11 | 2020-12-15 | 2021-12-15 | SunPower | SPR-X21-350-BLK-E-AC | Solar Panels |  | 0.35 | 2 | 217 | 28 |  | Fixed | Roof
NJSTRE1546363417 |  | Transition Incentive Program | Somers Point | 8244 | 19 | 18.9 | Residential | Yes | Behind the Meter | Net-metered residential rooftop and canopy |  | None | Castle Energy, LLC | AC Electric | Accepted | 2020-12-11 | 2020-12-15 | 2021-12-15 | SunPower | SPR-X21-350-BLK-E-AC | Solar Panels |  | 0.35 | 15 | 127 | 28 |  | Fixed | Roof
NJSTRE1546363417 |  | Transition Incentive Program | Somers Point | 8244 | 19 | 18.9 | Residential | Yes | Behind the Meter | Net-metered residential rooftop and canopy |  | None | Castle Energy, LLC | AC Electric | Accepted | 2020-12-11 | 2020-12-15 | 2021-12-15 | SunPower | SPR-X21-350-BLK-E-AC | Solar Panels |  | 0.35 | 26 | 307 | 28 |  | Fixed | Roof
NJSTRE1546363417 |  | Transition Incentive Program | Somers Point | 8244 | 19 | 18.9 | Residential | Yes | Behind the Meter | Net-metered residential rooftop and canopy |  | None | Castle Energy, LLC | AC Electric | Accepted | 2020-12-11 | 2020-12-15 | 2021-12-15 | SunPower | SPR-X21-350-BLK-E-AC | Solar Panels |  | 0.35 | 6 | 217 | 20 |  | Fixed | Roof
NJSTRE1546363444 |  | Transition Incentive Program | South Orange | 7079 | 9 | 11.2 | Residential | Yes | Behind the Meter | Net-metered residential rooftop and canopy |  | None | Pro Custom Solar dba Momentum Solar | PSE&G | Accepted | 2020-12-11 | 2020-12-15 | 2021-12-15 | Enphase | IQ7Plus-72-2-US | Inverters | 290 |  | 32 |  |  | 0.97 |  | Outdoor | Roof
NJSTRE1546363444 |  | Transition Incentive Program | South Orange | 7079 | 9 | 11.2 | Residential | Yes | Behind the Meter | Net-metered residential rooftop and canopy |  | None | Pro Custom Solar dba Momentum Solar | PSE&G | Accepted | 2020-12-11 | 2020-12-15 | 2021-12-15 | LG ELECTRONICS | LG 350N1C-V5 | Solar Panels |  | 0.35 | 16 | 121 | 22 |  | Fixed | Roof
NJSTRE1546363444 |  | Transition Incentive Program | South Orange | 7079 | 9 | 11.2 | Residential | Yes | Behind the Meter | Net-metered residential rooftop and canopy |  | None | Pro Custom Solar dba Momentum Solar | PSE&G | Accepted | 2020-12-11 | 2020-12-15 | 2021-12-15 | LG ELECTRONICS | LG 350N1C-V5 | Solar Panels |  | 0.35 | 16 | 301 | 22 |  | Fixed | Roof
NJSTRE1546363452 |  | Transition Incentive Program | Monroe Township | 8831 | 11 | 4.55 | Residential | Yes | Behind the Meter | Net-metered residential rooftop and canopy |  | None | Pro Custom Solar dba Momentum Solar | JCP&L | Accepted | 2020-12-11 | 2020-12-15 | 2021-12-15 | Enphase | IQ7Plus-72-2-US | Inverters | 290 |  | 13 |  |  | 0.97 |  | Outdoor | Roof
NJSTRE1546363452 |  | Transition Incentive Program | Monroe Township | 8831 | 11 | 4.55 | Residential | Yes | Behind the Meter | Net-metered residential rooftop and canopy |  | None | Pro Custom Solar dba Momentum Solar | JCP&L | Accepted | 2020-12-11 | 2020-12-15 | 2021-12-15 | LG ELECTRONICS | LG 350N1C-V5 | Solar Panels |  | 0.35 | 4 | 71 | 20 |  | Fixed | Roof
NJSTRE1546363452 |  | Transition Incentive Program | Monroe Township | 8831 | 11 | 4.55 | Residential | Yes | Behind the Meter | Net-metered residential rooftop and canopy |  | None | Pro Custom Solar dba Momentum Solar | JCP&L | Accepted | 2020-12-11 | 2020-12-15 | 2021-12-15 | LG ELECTRONICS | LG 350N1C-V5 | Solar Panels |  | 0.35 | 9 | 71 | 20 |  | Fixed | Roof
NJSTRE1546363498 |  | Transition Incentive Program | Lawrence TWP MER | 8540 | 12 | 12.24 | Residential | Yes | Behind the Meter | Net-metered residential rooftop and canopy |  | None | Tesla Energy Operations Inc. | PSE&G | Accepted | 2020-12-11 | 2020-12-15 | 2021-12-15 | Tesla | AC Powerwall 2.0 | Electric Storage Battery |  |  | 2 |  |  |  | Lithium Ion |  | Outside
NJSTRE1546363498 |  | Transition Incentive Program | Lawrence TWP MER | 8540 | 12 | 12.24 | Residential | Yes | Behind the Meter | Net-metered residential rooftop and canopy |  | None | Tesla Energy Operations Inc. | PSE&G | Accepted | 2020-12-11 | 2020-12-15 | 2021-12-15 | SolarEdge Technologies | SE10000H-US [240V] | Inverters | 10000 |  | 1 |  |  | 0.99 |  | Outside | Outside
NJSTRE1546363498 |  | Transition Incentive Program | Lawrence TWP MER | 8540 | 12 | 12.24 | Residential | Yes | Behind the Meter | Net-metered residential rooftop and canopy |  | None | Tesla Energy Operations Inc. | PSE&G | Accepted | 2020-12-11 | 2020-12-15 | 2021-12-15 | Hanwha Q-CELLS | Q.Peak DUO BLK-G6+ 340 | Solar Panels |  | 0.34 | 6 | 251 | 26 |  | Fixed | Roof
NJSTRE1546363498 |  | Transition Incentive Program | Lawrence TWP MER | 8540 | 12 | 12.24 | Residential | Yes | Behind the Meter | Net-metered residential rooftop and canopy |  | None | Tesla Energy Operations Inc. | PSE&G | Accepted | 2020-12-11 | 2020-12-15 | 2021-12-15 | Hanwha Q-CELLS | Q.Peak DUO BLK-G6+ 340 | Solar Panels |  | 0.34 | 3 | 251 | 26 |  | Fixed | Roof
NJSTRE1546363498 |  | Transition Incentive Program | Lawrence TWP MER | 8540 | 12 | 12.24 | Residential | Yes | Behind the Meter | Net-metered residential rooftop and canopy |  | None | Tesla Energy Operations Inc. | PSE&G | Accepted | 2020-12-11 | 2020-12-15 | 2021-12-15 | Hanwha Q-CELLS | Q.Peak DUO BLK-G6+ 340 | Solar Panels |  | 0.34 | 18 | 71 | 26 |  | Fixed | Roof
NJSTRE1546363498 |  | Transition Incentive Program | Lawrence TWP MER | 8540 | 12 | 12.24 | Residential | Yes | Behind the Meter | Net-metered residential rooftop and canopy |  | None | Tesla Energy Operations Inc. | PSE&G | Accepted | 2020-12-11 | 2020-12-15 | 2021-12-15 | Hanwha Q-CELLS | Q.Peak DUO BLK-G6+ 340 | Solar Panels |  | 0.34 | 6 | 71 | 26 |  | Fixed | Roof
NJSTRE1546363498 |  | Transition Incentive Program | Lawrence TWP MER | 8540 | 12 | 12.24 | Residential | Yes | Behind the Meter | Net-metered residential rooftop and canopy |  | None | Tesla Energy Operations Inc. | PSE&G | Accepted | 2020-12-11 | 2020-12-15 | 2021-12-15 | Hanwha Q-CELLS | Q.Peak DUO BLK-G6+ 340 | Solar Panels |  | 0.34 | 3 | 251 | 26 |  | Fixed | Roof
NJSTRE1546363506 |  | Transition Incentive Program | Southampton Township | 8088 | 13 | 4.9 | Residential | Yes | Behind the Meter | Net-metered residential rooftop and canopy |  | None | Pro Custom Solar dba Momentum Solar | PSE&G | Accepted | 2020-12-30 | 2020-12-30 | 2021-12-30 | Enphase | IQ7Plus-72-2-US | Inverters | 290 |  | 14 |  |  | 0.97 |  | Outdoor | Roof
NJSTRE1546363506 |  | Transition Incentive Program | Southampton Township | 8088 | 13 | 4.9 | Residential | Yes | Behind the Meter | Net-metered residential rooftop and canopy |  | None | Pro Custom Solar dba Momentum Solar | PSE&G | Accepted | 2020-12-30 | 2020-12-30 | 2021-12-30 | LG ELECTRONICS | LG 350N1C-V5 | Solar Panels |  | 0.35 | 4 | 113 | 27 |  | Fixed | Roof
NJSTRE1546363506 |  | Transition Incentive Program | Southampton Township | 8088 | 13 | 4.9 | Residential | Yes | Behind the Meter | Net-metered residential rooftop and canopy |  | None | Pro Custom Solar dba Momentum Solar | PSE&G | Accepted | 2020-12-30 | 2020-12-30 | 2021-12-30 | LG ELECTRONICS | LG 350N1C-V5 | Solar Panels |  | 0.35 | 10 | 204 | 27 |  | Fixed | Roof
NJSTRE1546363507 |  | Transition Incentive Program | West Windsor TWP | 8550 | 12 | 8.84 | Residential | No | Behind the Meter | Net-metered residential rooftop and canopy |  | None | Tesla Energy Operations Inc. | PSE&G | Accepted | 2020-12-11 | 2020-12-15 | 2021-12-15 | SolarEdge Technologies | SE7600H-US [240V] | Inverters | 7600 |  | 1 |  |  | 0.99 |  | Outside | Outside
NJSTRE1546363507 |  | Transition Incentive Program | West Windsor TWP | 8550 | 12 | 8.84 | Residential | No | Behind the Meter | Net-metered residential rooftop and canopy |  | None | Tesla Energy Operations Inc. | PSE&G | Accepted | 2020-12-11 | 2020-12-15 | 2021-12-15 | Hanwha Q-CELLS | Q.Peak DUO BLK-G6+ 340 | Solar Panels |  | 0.34 | 4 | 174 | 27 |  | Fixed | Roof
NJSTRE1546363507 |  | Transition Incentive Program | West Windsor TWP | 8550 | 12 | 8.84 | Residential | No | Behind the Meter | Net-metered residential rooftop and canopy |  | None | Tesla Energy Operations Inc. | PSE&G | Accepted | 2020-12-11 | 2020-12-15 | 2021-12-15 | Hanwha Q-CELLS | Q.Peak DUO BLK-G6+ 340 | Solar Panels |  | 0.34 | 22 | 174 | 26 |  | Fixed | Roof
NJSTRE1546365239 |  | Transition Incentive Program | Monroe Township | 8831 | 11 | 12.24 | Residential | Yes | Behind the Meter | Net-metered residential rooftop and canopy |  | None | Tesla Energy Operations Inc. | JCP&L | Accepted | 2020-12-11 | 2020-12-15 | 2021-12-15 | Tesla | AC Powerwall 2.0 | Electric Storage Battery |  |  | 2 |  |  |  | Lithium Ion |  | inside
NJSTRE1546365239 |  | Transition Incentive Program | Monroe Township | 8831 | 11 | 12.24 | Residential | Yes | Behind the Meter | Net-metered residential rooftop and canopy |  | None | Tesla Energy Operations Inc. | JCP&L | Accepted | 2020-12-11 | 2020-12-15 | 2021-12-15 | SolarEdge Technologies | SE11400H-US [240V] | Inverters | 11400 |  | 1 |  |  | 0.99 |  | Indoor | Indoor
NJSTRE1546365239 |  | Transition Incentive Program | Monroe Township | 8831 | 11 | 12.24 | Residential | Yes | Behind the Meter | Net-metered residential rooftop and canopy |  | None | Tesla Energy Operations Inc. | JCP&L | Accepted | 2020-12-11 | 2020-12-15 | 2021-12-15 | Hanwha Q CELLS | Q.PEAK DUO-G6+/SC 340 | Solar Panels |  | 0.34 | 18 | 251 | 20 |  | Fixed | Roof
NJSTRE1546365239 |  | Transition Incentive Program | Monroe Township | 8831 | 11 | 12.24 | Residential | Yes | Behind the Meter | Net-metered residential rooftop and canopy |  | None | Tesla Energy Operations Inc. | JCP&L | Accepted | 2020-12-11 | 2020-12-15 | 2021-12-15 | Hanwha Q CELLS | Q.PEAK DUO-G6+/SC 340 | Solar Panels |  | 0.34 | 14 | 71 | 20 |  | Fixed | Roof
NJSTRE1546365239 |  | Transition Incentive Program | Monroe Township | 8831 | 11 | 12.24 | Residential | Yes | Behind the Meter | Net-metered residential rooftop and canopy |  | None | Tesla Energy Operations Inc. | JCP&L | Accepted | 2020-12-11 | 2020-12-15 | 2021-12-15 | Hanwha Q CELLS | Q.PEAK DUO-G6+/SC 340 | Solar Panels |  | 0.34 | 4 | 161 | 20 |  | Fixed | Roof
NJSTRE1546367703 |  | Transition Incentive Program | Swedesboro | 8085 | 15 | 9.45 | Residential | No | Behind the Meter | Net-metered residential rooftop and canopy |  | None | Suntuity Solar LLC | AC Electric | Accepted | 2020-12-12 | 2020-12-15 | 2021-12-15 | Enphase Energy | IQ7-60-2-US | Inverters | 240 |  | 27 |  |  | 0.97 |  | Outdoor | Behind the PV Modules
NJSTRE1546367703 |  | Transition Incentive Program | Swedesboro | 8085 | 15 | 9.45 | Residential | No | Behind the Meter | Net-metered residential rooftop and canopy |  | None | Suntuity Solar LLC | AC Electric | Accepted | 2020-12-12 | 2020-12-15 | 2021-12-15 | Longi | LR4-60HPB-350M | Solar Panels |  | 0.35 | 6 | 320 | 27 |  | Fixed | Roof
NJSTRE1546367703 |  | Transition Incentive Program | Swedesboro | 8085 | 15 | 9.45 | Residential | No | Behind the Meter | Net-metered residential rooftop and canopy |  | None | Suntuity Solar LLC | AC Electric | Accepted | 2020-12-12 | 2020-12-15 | 2021-12-15 | Longi | LR4-60HPB-350M | Solar Panels |  | 0.35 | 21 | 140 | 27 |  | Fixed | Roof
NJSTRE1546367704 |  | Transition Incentive Program | Woodbridge Township | 7067 | 10 | 7 | Residential | No | Behind the Meter | Net-metered residential rooftop and canopy |  | None | Suntuity Solar LLC | PSE&G | Accepted | 2020-12-12 | 2020-12-16 | 2021-12-16 | Enphase Energy | IQ7-60-2-US | Inverters | 240 |  | 20 |  |  | 0.97 |  | Outdoor | Behind the PV Modules
NJSTRE1546367704 |  | Transition Incentive Program | Woodbridge Township | 7067 | 10 | 7 | Residential | No | Behind the Meter | Net-metered residential rooftop and canopy |  | None | Suntuity Solar LLC | PSE&G | Accepted | 2020-12-12 | 2020-12-16 | 2021-12-16 | Longi | LR4-60HPB-350M | Solar Panels |  | 0.35 | 5 | 168 | 10 |  | Fixed | Roof
NJSTRE1546367704 |  | Transition Incentive Program | Woodbridge Township | 7067 | 10 | 7 | Residential | No | Behind the Meter | Net-metered residential rooftop and canopy |  | None | Suntuity Solar LLC | PSE&G | Accepted | 2020-12-12 | 2020-12-16 | 2021-12-16 | Longi | LR4-60HPB-350M | Solar Panels |  | 0.35 | 15 | 168 | 37 |  | Fixed | Roof
NJSTRE1546367739 |  | Transition Incentive Program | Absecon | 8201 | 19 | 12.24 | Residential | Yes | Behind the Meter | Net-metered residential rooftop and canopy |  | None | Tesla Energy Operations Inc. | AC Electric | Accepted | 2020-12-12 | 2020-12-15 | 2021-12-15 | SolarEdge Technologies | SE10000H-US [240V] | Inverters | 10000 |  | 1 |  |  | 0.99 |  | Outside | Outside
NJSTRE1546367739 |  | Transition Incentive Program | Absecon | 8201 | 19 | 12.24 | Residential | Yes | Behind the Meter | Net-metered residential rooftop and canopy |  | None | Tesla Energy Operations Inc. | AC Electric | Accepted | 2020-12-12 | 2020-12-15 | 2021-12-15 | Hanwha Q-CELLS | Q.Peak DUO BLK-G6+ 340 | Solar Panels |  | 0.34 | 17 | 232 | 20 |  | Fixed | Roof
NJSTRE1546367739 |  | Transition Incentive Program | Absecon | 8201 | 19 | 12.24 | Residential | Yes | Behind the Meter | Net-metered residential rooftop and canopy |  | None | Tesla Energy Operations Inc. | AC Electric | Accepted | 2020-12-12 | 2020-12-15 | 2021-12-15 | Hanwha Q-CELLS | Q.Peak DUO BLK-G6+ 340 | Solar Panels |  | 0.34 | 19 | 52 | 20 |  | Fixed | Roof
NJSTRE1546367781 |  | Transition Incentive Program | Wall | 7719 | 17 | 6.46 | Residential | Yes | Behind the Meter | Net-metered residential rooftop and canopy |  | None | Tesla Energy Operations Inc. | JCP&L | Accepted | 2020-12-12 | 2020-12-15 | 2021-12-15 | Tesla | AC Powerwall 2.0 | Electric Storage Battery |  |  | 2 |  |  |  | Lithium Ion |  | Inside
NJSTRE1546367781 |  | Transition Incentive Program | Wall | 7719 | 17 | 6.46 | Residential | Yes | Behind the Meter | Net-metered residential rooftop and canopy |  | None | Tesla Energy Operations Inc. | JCP&L | Accepted | 2020-12-12 | 2020-12-15 | 2021-12-15 | SolarEdge Technologies | SE7600H-US [240V] | Inverters | 7600 |  | 1 |  |  | 0.99 |  | Outside | Outside
NJSTRE1546367781 |  | Transition Incentive Program | Wall | 7719 | 17 | 6.46 | Residential | Yes | Behind the Meter | Net-metered residential rooftop and canopy |  | None | Tesla Energy Operations Inc. | JCP&L | Accepted | 2020-12-12 | 2020-12-15 | 2021-12-15 | Hanwha Q-CELLS | Q.Peak DUO BLK-G6+ 340 | Solar Panels |  | 0.34 | 5 | 2 | 34 |  | Fixed | Roof
NJSTRE1546367781 |  | Transition Incentive Program | Wall | 7719 | 17 | 6.46 | Residential | Yes | Behind the Meter | Net-metered residential rooftop and canopy |  | None | Tesla Energy Operations Inc. | JCP&L | Accepted | 2020-12-12 | 2020-12-15 | 2021-12-15 | Hanwha Q-CELLS | Q.Peak DUO BLK-G6+ 340 | Solar Panels |  | 0.34 | 14 | 182 | 34 |  | Fixed | Roof
NJSTRE1546367790 |  | Transition Incentive Program | Jackson | 8527 | 18 | 4.08 | Residential | Yes | Behind the Meter | Net-metered residential rooftop and canopy |  | None | Tesla Energy Operations Inc. | JCP&L | Accepted | 2020-12-12 | 2020-12-15 | 2021-12-15 | Tesla | AC Powerwall 2.0 | Electric Storage Battery |  |  | 1 |  |  |  | Lithium Ion |  | Inside
NJSTRE1546367790 |  | Transition Incentive Program | Jackson | 8527 | 18 | 4.08 | Residential | Yes | Behind the Meter | Net-metered residential rooftop and canopy |  | None | Tesla Energy Operations Inc. | JCP&L | Accepted | 2020-12-12 | 2020-12-15 | 2021-12-15 | SolarEdge Technologies | SE3800H-US [240V] | Inverters | 3800 |  | 1 |  |  | 0.99 |  | Outside | Outside
NJSTRE1546367790 |  | Transition Incentive Program | Jackson | 8527 | 18 | 4.08 | Residential | Yes | Behind the Meter | Net-metered residential rooftop and canopy |  | None | Tesla Energy Operations Inc. | JCP&L | Accepted | 2020-12-12 | 2020-12-15 | 2021-12-15 | Hanwha Q-CELLS | Q.Peak DUO BLK-G6+ 340 | Solar Panels |  | 0.34 | 12 | 352 | 23 |  | Fixed | Roof
NJSTRE1546367828 |  | Transition Incentive Program | ,Mount Tabor | 7878 | 3 | 7.82 | Residential | Yes | Behind the Meter | Net-metered residential rooftop and canopy |  | None | Tesla Energy Operations Inc. | JCP&L | Accepted | 2020-12-12 | 2020-12-14 | 2021-12-14 | Tesla | AC Powerwall 2.0 | Electric Storage Battery |  |  | 2 |  |  |  | Lithium Ion |  | Inside
NJSTRE1546367828 |  | Transition Incentive Program | ,Mount Tabor | 7878 | 3 | 7.82 | Residential | Yes | Behind the Meter | Net-metered residential rooftop and canopy |  | None | Tesla Energy Operations Inc. | JCP&L | Accepted | 2020-12-12 | 2020-12-14 | 2021-12-14 | SolarEdge Technologies | SE7600H-US [240V] | Inverters | 7600 |  | 1 |  |  | 0.99 |  | Outside | Outside
NJSTRE1546367828 |  | Transition Incentive Program | ,Mount Tabor | 7878 | 3 | 7.82 | Residential | Yes | Behind the Meter | Net-metered residential rooftop and canopy |  | None | Tesla Energy Operations Inc. | JCP&L | Accepted | 2020-12-12 | 2020-12-14 | 2021-12-14 | Hanwha Q CELLS | Q.PEAK DUO-G6+/SC 340 | Solar Panels |  | 0.34 | 4 | 204 | 25 |  | Fixed | Roof
NJSTRE1546367828 |  | Transition Incentive Program | ,Mount Tabor | 7878 | 3 | 7.82 | Residential | Yes | Behind the Meter | Net-metered residential rooftop and canopy |  | None | Tesla Energy Operations Inc. | JCP&L | Accepted | 2020-12-12 | 2020-12-14 | 2021-12-14 | Hanwha Q CELLS | Q.PEAK DUO-G6+/SC 340 | Solar Panels |  | 0.34 | 10 | 25 | 26 |  | Fixed | Roof
NJSTRE1546367828 |  | Transition Incentive Program | ,Mount Tabor | 7878 | 3 | 7.82 | Residential | Yes | Behind the Meter | Net-metered residential rooftop and canopy |  | None | Tesla Energy Operations Inc. | JCP&L | Accepted | 2020-12-12 | 2020-12-14 | 2021-12-14 | Hanwha Q CELLS | Q.PEAK DUO-G6+/SC 340 | Solar Panels |  | 0.34 | 9 | 205 | 26 |  | Fixed | Roof
NJSTRE1546367866 |  | Transition Incentive Program | Great Meadows | 7838 | 2 | 16.32 | Residential | Yes | Behind the Meter | Net-metered residential rooftop and canopy |  | None | Tesla Energy Operations Inc. | JCP&L | Accepted | 2020-12-12 | 2020-12-15 | 2021-12-15 | Tesla | AC Powerwall 2.0 | Electric Storage Battery |  |  | 2 |  |  |  | Lithium Ion |  | Inside
NJSTRE1546367866 |  | Transition Incentive Program | Great Meadows | 7838 | 2 | 16.32 | Residential | Yes | Behind the Meter | Net-metered residential rooftop and canopy |  | None | Tesla Energy Operations Inc. | JCP&L | Accepted | 2020-12-12 | 2020-12-15 | 2021-12-15 | SolarEdge Technologies | SE7600H-US [240V] | Inverters | 7600 |  | 2 |  |  | 0.99 |  | Indoor | Indoor
NJSTRE1546367866 |  | Transition Incentive Program | Great Meadows | 7838 | 2 | 16.32 | Residential | Yes | Behind the Meter | Net-metered residential rooftop and canopy |  | None | Tesla Energy Operations Inc. | JCP&L | Accepted | 2020-12-12 | 2020-12-15 | 2021-12-15 | Hanwha Q-CELLS | Q.Peak DUO BLK-G6+ 340 | Solar Panels |  | 0.34 | 20 | 276 | 37 |  | Fixed | Roof
NJSTRE1546367866 |  | Transition Incentive Program | Great Meadows | 7838 | 2 | 16.32 | Residential | Yes | Behind the Meter | Net-metered residential rooftop and canopy |  | None | Tesla Energy Operations Inc. | JCP&L | Accepted | 2020-12-12 | 2020-12-15 | 2021-12-15 | Hanwha Q-CELLS | Q.Peak DUO BLK-G6+ 340 | Solar Panels |  | 0.34 | 8 | 6 | 32 |  | Fixed | Roof
NJSTRE1546367866 |  | Transition Incentive Program | Great Meadows | 7838 | 2 | 16.32 | Residential | Yes | Behind the Meter | Net-metered residential rooftop and canopy |  | None | Tesla Energy Operations Inc. | JCP&L | Accepted | 2020-12-12 | 2020-12-15 | 2021-12-15 | Hanwha Q-CELLS | Q.Peak DUO BLK-G6+ 340 | Solar Panels |  | 0.34 | 20 | 186 | 32 |  | Fixed | Roof
NJSTRE1546367878 |  | Transition Incentive Program | Basking Ridge | 7920 | 5 | 8.16 | Residential | Yes | Behind the Meter | Net-metered residential rooftop and canopy |  | None | Tesla Energy Operations Inc. | JCP&L | Accepted | 2020-12-12 | 2020-12-15 | 2021-12-15 | Tesla | AC Powerwall 2.0 | Electric Storage Battery |  |  | 2 |  |  |  | Lithium Ion |  | Outside
NJSTRE1546367878 |  | Transition Incentive Program | Basking Ridge | 7920 | 5 | 8.16 | Residential | Yes | Behind the Meter | Net-metered residential rooftop and canopy |  | None | Tesla Energy Operations Inc. | JCP&L | Accepted | 2020-12-12 | 2020-12-15 | 2021-12-15 | SolarEdge Technologies | SE7600H-US [240V] | Inverters | 7600 |  | 1 |  |  | 0.99 |  | Outside | Outside
NJSTRE1546367878 |  | Transition Incentive Program | Basking Ridge | 7920 | 5 | 8.16 | Residential | Yes | Behind the Meter | Net-metered residential rooftop and canopy |  | None | Tesla Energy Operations Inc. | JCP&L | Accepted | 2020-12-12 | 2020-12-15 | 2021-12-15 | Hanwha Q CELLS | Q.PEAK DUO-G6+/SC 340 | Solar Panels |  | 0.34 | 24 | 164 | 27 |  | Fixed | Roof
NJSTRE1546368611 |  | Transition Incentive Program | Edison TWP | 8820 | 11 | 12.24 | Residential | Yes | Behind the Meter | Net-metered residential rooftop and canopy |  | None | Tesla Energy Operations Inc. | PSE&G | Accepted | 2020-12-13 | 2020-12-15 | 2021-12-15 | SolarEdge Technologies | SE10000H-US [240V] | Inverters | 10000 |  | 1 |  |  | 0.99 |  | Indoor | Inside garage
NJSTRE1546368611 |  | Transition Incentive Program | Edison TWP | 8820 | 11 | 12.24 | Residential | Yes | Behind the Meter | Net-metered residential rooftop and canopy |  | None | Tesla Energy Operations Inc. | PSE&G | Accepted | 2020-12-13 | 2020-12-15 | 2021-12-15 | Hanwha Q-CELLS | Q.Peak DUO BLK-G6+ 340 | Solar Panels |  | 0.34 | 15 | 170 | 27 |  | Fixed | Roof
NJSTRE1546368611 |  | Transition Incentive Program | Edison TWP | 8820 | 11 | 12.24 | Residential | Yes | Behind the Meter | Net-metered residential rooftop and canopy |  | None | Tesla Energy Operations Inc. | PSE&G | Accepted | 2020-12-13 | 2020-12-15 | 2021-12-15 | Hanwha Q-CELLS | Q.Peak DUO BLK-G6+ 340 | Solar Panels |  | 0.34 | 12 | 350 | 26 |  | Fixed | Roof
NJSTRE1546368611 |  | Transition Incentive Program | Edison TWP | 8820 | 11 | 12.24 | Residential | Yes | Behind the Meter | Net-metered residential rooftop and canopy |  | None | Tesla Energy Operations Inc. | PSE&G | Accepted | 2020-12-13 | 2020-12-15 | 2021-12-15 | Hanwha Q-CELLS | Q.Peak DUO BLK-G6+ 340 | Solar Panels |  | 0.34 | 9 | 170 | 26 |  | Fixed | Roof
NJSTRE1546368692 |  | Transition Incentive Program | Avalon | 8202 | 21 | 7.92 | Residential | No | Behind the Meter | Net-metered residential rooftop and canopy |  | None | Perone Electric | AC Electric | Accepted | 2020-12-13 | 2020-12-15 | 2021-12-15 | SolarEdge Technologies | SIL-330 BL | Inverters | 6 |  | 1 |  |  | 0.992 |  | Outdoor | Next to Electrical Meter
NJSTRE1546368692 |  | Transition Incentive Program | Avalon | 8202 | 21 | 7.92 | Residential | No | Behind the Meter | Net-metered residential rooftop and canopy |  | None | Perone Electric | AC Electric | Accepted | 2020-12-13 | 2020-12-15 | 2021-12-15 | Silfab Solar | SIL - 330 BL | Solar Panels |  | 0.33 | 6 | 123 | 11.1 |  | Fixed | Roof
NJSTRE1546368692 |  | Transition Incentive Program | Avalon | 8202 | 21 | 7.92 | Residential | No | Behind the Meter | Net-metered residential rooftop and canopy |  | None | Perone Electric | AC Electric | Accepted | 2020-12-13 | 2020-12-15 | 2021-12-15 | Silfab Solar | SIL - 330 BL | Solar Panels |  | 0.33 | 6 | 123 | 21.6 |  | Fixed | Roof
NJSTRE1546368692 |  | Transition Incentive Program | Avalon | 8202 | 21 | 7.92 | Residential | No | Behind the Meter | Net-metered residential rooftop and canopy |  | None | Perone Electric | AC Electric | Accepted | 2020-12-13 | 2020-12-15 | 2021-12-15 | Silfab Solar | SIL - 330 BL | Solar Panels |  | 0.33 | 12 | 123 | 39.1 |  | Fixed | Roof
NJSTRE1546368693 |  | Transition Incentive Program | Fanwood Boro | 7023 | 10 | 7.14 | Residential | No | Behind the Meter | Net-metered residential rooftop and canopy |  | None | Tesla Energy Operations Inc. | PSE&G | Accepted | 2020-12-13 | 2020-12-15 | 2021-12-15 | Tesla | AC Powerwall 2.0 | Electric Storage Battery |  |  | 2 |  |  |  | Lithium Ion |  | Inside
NJSTRE1546368693 |  | Transition Incentive Program | Fanwood Boro | 7023 | 10 | 7.14 | Residential | No | Behind the Meter | Net-metered residential rooftop and canopy |  | None | Tesla Energy Operations Inc. | PSE&G | Accepted | 2020-12-13 | 2020-12-15 | 2021-12-15 | SolarEdge Technologies | SE7600H-US [240V] | Inverters | 7600 |  | 1 |  |  | 0.99 |  | Indoor | Inside
NJSTRE1546368693 |  | Transition Incentive Program | Fanwood Boro | 7023 | 10 | 7.14 | Residential | No | Behind the Meter | Net-metered residential rooftop and canopy |  | None | Tesla Energy Operations Inc. | PSE&G | Accepted | 2020-12-13 | 2020-12-15 | 2021-12-15 | Hanwha Q-CELLS | Q.Peak DUO BLK-G6+ 340 | Solar Panels |  | 0.34 | 4 | 126 | 29 |  | Fixed | Roof
NJSTRE1546368693 |  | Transition Incentive Program | Fanwood Boro | 7023 | 10 | 7.14 | Residential | No | Behind the Meter | Net-metered residential rooftop and canopy |  | None | Tesla Energy Operations Inc. | PSE&G | Accepted | 2020-12-13 | 2020-12-15 | 2021-12-15 | Hanwha Q-CELLS | Q.Peak DUO BLK-G6+ 340 | Solar Panels |  | 0.34 | 2 | 306 | 29 |  | Fixed | Roof
NJSTRE1546368693 |  | Transition Incentive Program | Fanwood Boro | 7023 | 10 | 7.14 | Residential | No | Behind the Meter | Net-metered residential rooftop and canopy |  | None | Tesla Energy Operations Inc. | PSE&G | Accepted | 2020-12-13 | 2020-12-15 | 2021-12-15 | Hanwha Q-CELLS | Q.Peak DUO BLK-G6+ 340 | Solar Panels |  | 0.34 | 11 | 126 | 30 |  | Fixed | Roof
NJSTRE1546368693 |  | Transition Incentive Program | Fanwood Boro | 7023 | 10 | 7.14 | Residential | No | Behind the Meter | Net-metered residential rooftop and canopy |  | None | Tesla Energy Operations Inc. | PSE&G | Accepted | 2020-12-13 | 2020-12-15 | 2021-12-15 | Hanwha Q-CELLS | Q.Peak DUO BLK-G6+ 340 | Solar Panels |  | 0.34 | 4 | 216 | 27 |  | Fixed | Roof
NJSTRE1546369280 |  | Transition Incentive Program | South River | 8882 | 11 | 9.8 | Residential | No | Behind the Meter | Net-metered residential rooftop and canopy |  | None | Suntuity Solar LLC | South River | Accepted | 2020-12-14 | 2020-12-15 | 2021-12-15 | Enphase Energy | IQ7-60-2-US | Inverters | 240 |  | 28 |  |  | 0.97 |  | Outdoor | Behind the PV Modules
NJSTRE1546369280 |  | Transition Incentive Program | South River | 8882 | 11 | 9.8 | Residential | No | Behind the Meter | Net-metered residential rooftop and canopy |  | None | Suntuity Solar LLC | South River | Accepted | 2020-12-14 | 2020-12-15 | 2021-12-15 | Longi | LR4-60HPB-350M | Solar Panels |  | 0.35 | 15 | 324 | 23 |  | Fixed | Roof
NJSTRE1546369280 |  | Transition Incentive Program | South River | 8882 | 11 | 9.8 | Residential | No | Behind the Meter | Net-metered residential rooftop and canopy |  | None | Suntuity Solar LLC | South River | Accepted | 2020-12-14 | 2020-12-15 | 2021-12-15 | Longi | LR4-60HPB-350M | Solar Panels |  | 0.35 | 6 | 144 | 23 |  | Fixed | Roof
NJSTRE1546369280 |  | Transition Incentive Program | South River | 8882 | 11 | 9.8 | Residential | No | Behind the Meter | Net-metered residential rooftop and canopy |  | None | Suntuity Solar LLC | South River | Accepted | 2020-12-14 | 2020-12-15 | 2021-12-15 | Longi | LR4-60HPB-350M | Solar Panels |  | 0.35 | 5 | 54 | 23 |  | Fixed | Roof
NJSTRE1546369280 |  | Transition Incentive Program | South River | 8882 | 11 | 9.8 | Residential | No | Behind the Meter | Net-metered residential rooftop and canopy |  | None | Suntuity Solar LLC | South River | Accepted | 2020-12-14 | 2020-12-15 | 2021-12-15 | Longi | LR4-60HPB-350M | Solar Panels |  | 0.35 | 2 | 144 | 23 |  | Fixed | Roof
NJSTRE1546369281 |  | Transition Incentive Program | Wayne | 7470 | 6 | 13.23 | Residential | No | Behind the Meter | Net-metered residential rooftop and canopy |  | None | Suntuity Solar LLC | PSE&G | Accepted | 2020-12-14 | 2020-12-15 | 2021-12-15 | Enphase Energy | IQ7-60-2-US | Inverters | 240 |  | 42 |  |  | 0.97 |  | Outdoor | Behind the PV Modules
NJSTRE1546369281 |  | Transition Incentive Program | Wayne | 7470 | 6 | 13.23 | Residential | No | Behind the Meter | Net-metered residential rooftop and canopy |  | None | Suntuity Solar LLC | PSE&G | Accepted | 2020-12-14 | 2020-12-15 | 2021-12-15 | Longi | LR6-60HPB-315M | Solar Panels |  | 0.315 | 22 | 354 | 36 |  | Fixed | Roof
NJSTRE1546369281 |  | Transition Incentive Program | Wayne | 7470 | 6 | 13.23 | Residential | No | Behind the Meter | Net-metered residential rooftop and canopy |  | None | Suntuity Solar LLC | PSE&G | Accepted | 2020-12-14 | 2020-12-15 | 2021-12-15 | Longi | LR6-60HPB-315M | Solar Panels |  | 0.315 | 20 | 174 | 36 |  | Fixed | Roof
NJSTRE1546369282 |  | Transition Incentive Program | Egg Harbor City | 8215 | 19 | 7.7 | Residential | No | Behind the Meter | Net-metered residential rooftop and canopy |  | None | Suntuity Solar LLC | AC Electric | Accepted | 2020-12-14 | 2020-12-15 | 2021-12-15 | Enphase Energy | IQ7-60-2-US | Inverters | 240 |  | 22 |  |  | 0.97 |  | Outdoor | Behind the PV Modules
NJSTRE1546369282 |  | Transition Incentive Program | Egg Harbor City | 8215 | 19 | 7.7 | Residential | No | Behind the Meter | Net-metered residential rooftop and canopy |  | None | Suntuity Solar LLC | AC Electric | Accepted | 2020-12-14 | 2020-12-15 | 2021-12-15 | Longi | LR4-60HPB-350M | Solar Panels |  | 0.35 | 12 | 222 | 40 |  | Fixed | Roof
NJSTRE1546369282 |  | Transition Incentive Program | Egg Harbor City | 8215 | 19 | 7.7 | Residential | No | Behind the Meter | Net-metered residential rooftop and canopy |  | None | Suntuity Solar LLC | AC Electric | Accepted | 2020-12-14 | 2020-12-15 | 2021-12-15 | Longi | LR4-60HPB-350M | Solar Panels |  | 0.35 | 10 | 42 | 40 |  | Fixed | Roof
NJSTRE1546369283 |  | Transition Incentive Program | Villas | 8251 | 21 | 5.25 | Residential | Yes | Behind the Meter | Net-metered residential rooftop and canopy |  | None | Suntuity Solar LLC | AC Electric | Accepted | 2020-12-14 | 2020-12-15 | 2021-12-15 | Enphase Energy | IQ7-60-2-US | Inverters | 240 |  | 15 |  |  | 0.97 |  | Outdoor | Behind the PV Modules
NJSTRE1546369283 |  | Transition Incentive Program | Villas | 8251 | 21 | 5.25 | Residential | Yes | Behind the Meter | Net-metered residential rooftop and canopy |  | None | Suntuity Solar LLC | AC Electric | Accepted | 2020-12-14 | 2020-12-15 | 2021-12-15 | Longi | LR4-60HPB-350M | Solar Panels |  | 0.35 | 11 | 194 | 28 |  | Fixed | Roof
NJSTRE1546369283 |  | Transition Incentive Program | Villas | 8251 | 21 | 5.25 | Residential | Yes | Behind the Meter | Net-metered residential rooftop and canopy |  | None | Suntuity Solar LLC | AC Electric | Accepted | 2020-12-14 | 2020-12-15 | 2021-12-15 | Longi | LR4-60HPB-350M | Solar Panels |  | 0.35 | 4 | 194 | 29 |  | Fixed | Roof
NJSTRE1546369288 |  | Transition Incentive Program | Marlton | 8053 | 13 | 7.48 | Residential | Yes | Behind the Meter | Net-metered residential rooftop and canopy |  | None | Trinity Solar | PSE&G | Accepted | 2020-12-14 | 2020-12-15 | 2021-12-15 | Solar edge | SE6000H-US | Inverters | 6000 |  | 1 |  |  | 0.97 |  | Indoor | garage
NJSTRE1546369288 |  | Transition Incentive Program | Marlton | 8053 | 13 | 7.48 | Residential | Yes | Behind the Meter | Net-metered residential rooftop and canopy |  | None | Trinity Solar | PSE&G | Accepted | 2020-12-14 | 2020-12-15 | 2021-12-15 | Hanwha 340 | Q.PEAK DUO BLK-G6 340 | Solar Panels |  | 0.34 | 8 | 343 | 26 |  | Fixed | Roof
NJSTRE1546369288 |  | Transition Incentive Program | Marlton | 8053 | 13 | 7.48 | Residential | Yes | Behind the Meter | Net-metered residential rooftop and canopy |  | None | Trinity Solar | PSE&G | Accepted | 2020-12-14 | 2020-12-15 | 2021-12-15 | Hanwha 340 | Q.PEAK DUO BLK-G6 340 | Solar Panels |  | 0.34 | 8 | 163 | 26 |  | Fixed | Roof
NJSTRE1546369288 |  | Transition Incentive Program | Marlton | 8053 | 13 | 7.48 | Residential | Yes | Behind the Meter | Net-metered residential rooftop and canopy |  | None | Trinity Solar | PSE&G | Accepted | 2020-12-14 | 2020-12-15 | 2021-12-15 | Hanwha 340 | Q.PEAK DUO BLK-G6 340 | Solar Panels |  | 0.34 | 6 | 163 | 26 |  | Fixed | Roof
NJSTRE1546369289 |  | Transition Incentive Program | Maywood | 7607 | 7 | 5.78 | Residential | No | Behind the Meter | Net-metered residential rooftop and canopy |  | None | Trinity Solar | PSE&G | Accepted | 2020-12-14 | 2020-12-15 | 2021-12-15 | Solar Edge | SE5000H-US | Inverters | 5000 |  | 1 |  |  | 0.97 |  | Outside | side of home
NJSTRE1546369289 |  | Transition Incentive Program | Maywood | 7607 | 7 | 5.78 | Residential | No | Behind the Meter | Net-metered residential rooftop and canopy |  | None | Trinity Solar | PSE&G | Accepted | 2020-12-14 | 2020-12-15 | 2021-12-15 | Hanwha 340 | Q.PEAK DUO BLK-G6 340 | Solar Panels |  | 0.34 | 2 | 128 | 20 |  | Fixed | Roof
NJSTRE1546369289 |  | Transition Incentive Program | Maywood | 7607 | 7 | 5.78 | Residential | No | Behind the Meter | Net-metered residential rooftop and canopy |  | None | Trinity Solar | PSE&G | Accepted | 2020-12-14 | 2020-12-15 | 2021-12-15 | Hanwha 340 | Q.PEAK DUO BLK-G6 340 | Solar Panels |  | 0.34 | 15 | 128 | 42 |  | Fixed | Roof
NJSTRE1546369304 |  | Transition Incentive Program | South Plainfield | 7080 | 11 | 4.16 | Residential | Yes | Behind the Meter | Net-metered residential rooftop and canopy |  | None | Vivint Solar Developer, LLC | PSE&G | Accepted | 2020-12-15 | 2020-12-15 | 2021-12-15 | Solar Edge | SE3800H-US | Inverters | 3800 |  | 1 |  |  | 0.992 |  | Outdoor | Near the Utility Meter
NJSTRE1546369304 |  | Transition Incentive Program | South Plainfield | 7080 | 11 | 4.16 | Residential | Yes | Behind the Meter | Net-metered residential rooftop and canopy |  | None | Vivint Solar Developer, LLC | PSE&G | Accepted | 2020-12-15 | 2020-12-15 | 2021-12-15 | JINKO SOLAR | JKM320M-60HBL | Solar Panels |  | 0.32 | 3 | 347 | 9 |  | Fixed | Roof
NJSTRE1546369304 |  | Transition Incentive Program | South Plainfield | 7080 | 11 | 4.16 | Residential | Yes | Behind the Meter | Net-metered residential rooftop and canopy |  | None | Vivint Solar Developer, LLC | PSE&G | Accepted | 2020-12-15 | 2020-12-15 | 2021-12-15 | JINKO SOLAR | JKM320M-60HBL | Solar Panels |  | 0.32 | 3 | 167 | 9 |  | Fixed | Roof
NJSTRE1546369304 |  | Transition Incentive Program | South Plainfield | 7080 | 11 | 4.16 | Residential | Yes | Behind the Meter | Net-metered residential rooftop and canopy |  | None | Vivint Solar Developer, LLC | PSE&G | Accepted | 2020-12-15 | 2020-12-15 | 2021-12-15 | JINKO SOLAR | JKM320M-60HBL | Solar Panels |  | 0.32 | 3 | 77 | 9 |  | Fixed | Roof
NJSTRE1546369304 |  | Transition Incentive Program | South Plainfield | 7080 | 11 | 4.16 | Residential | Yes | Behind the Meter | Net-metered residential rooftop and canopy |  | None | Vivint Solar Developer, LLC | PSE&G | Accepted | 2020-12-15 | 2020-12-15 | 2021-12-15 | JINKO SOLAR | JKM320M-60HBL | Solar Panels |  | 0.32 | 4 | 257 | 9 |  | Fixed | Roof
NJSTRE1546369309 |  | Transition Incentive Program | Bridgewater | 8807 | 5 | 23.76 | Residential | No | Behind the Meter | Net-metered residential rooftop and canopy |  | None | Infinity Solar Systems | PSE&G | Accepted | 2020-12-14 | 2020-12-15 | 2021-12-15 | ENPHASE | IQ7PLUS-72-2-US | Inverters | 295 |  | 5 |  |  | 0.95 |  | Other | Rooftop
NJSTRE1546369309 |  | Transition Incentive Program | Bridgewater | 8807 | 5 | 23.76 | Residential | No | Behind the Meter | Net-metered residential rooftop and canopy |  | None | Infinity Solar Systems | PSE&G | Accepted | 2020-12-14 | 2020-12-15 | 2021-12-15 | ENPHASE | IQ7PLUS-72-2-US | Inverters | 295 |  | 19 |  |  | 0.95 |  | Other | Rooftop
NJSTRE1546369309 |  | Transition Incentive Program | Bridgewater | 8807 | 5 | 23.76 | Residential | No | Behind the Meter | Net-metered residential rooftop and canopy |  | None | Infinity Solar Systems | PSE&G | Accepted | 2020-12-14 | 2020-12-15 | 2021-12-15 | ENPHASE | IQ7PLUS-72-2-US | Inverters | 295 |  | 10 |  |  | 0.95 |  | Other | Rooftop
NJSTRE1546369309 |  | Transition Incentive Program | Bridgewater | 8807 | 5 | 23.76 | Residential | No | Behind the Meter | Net-metered residential rooftop and canopy |  | None | Infinity Solar Systems | PSE&G | Accepted | 2020-12-14 | 2020-12-15 | 2021-12-15 | ENPHASE | IQ7PLUS-72-2-US | Inverters | 295 |  | 6 |  |  | 0.95 |  | Other | Rooftop
NJSTRE1546369309 |  | Transition Incentive Program | Bridgewater | 8807 | 5 | 23.76 | Residential | No | Behind the Meter | Net-metered residential rooftop and canopy |  | None | Infinity Solar Systems | PSE&G | Accepted | 2020-12-14 | 2020-12-15 | 2021-12-15 | ENPHASE | IQ7PLUS-72-2-US | Inverters | 295 |  | 6 |  |  | 0.95 |  | Other | Rooftop
NJSTRE1546369309 |  | Transition Incentive Program | Bridgewater | 8807 | 5 | 23.76 | Residential | No | Behind the Meter | Net-metered residential rooftop and canopy |  | None | Infinity Solar Systems | PSE&G | Accepted | 2020-12-14 | 2020-12-15 | 2021-12-15 | ENPHASE | IQ7PLUS-72-2-US | Inverters | 295 |  | 14 |  |  | 0.95 |  | Other | Rooftop
NJSTRE1546369309 |  | Transition Incentive Program | Bridgewater | 8807 | 5 | 23.76 | Residential | No | Behind the Meter | Net-metered residential rooftop and canopy |  | None | Infinity Solar Systems | PSE&G | Accepted | 2020-12-14 | 2020-12-15 | 2021-12-15 | ENPHASE | IQ7PLUS-72-2-US | Inverters | 295 |  | 6 |  |  | 0.95 |  | Other | Rooftop
NJSTRE1546369309 |  | Transition Incentive Program | Bridgewater | 8807 | 5 | 23.76 | Residential | No | Behind the Meter | Net-metered residential rooftop and canopy |  | None | Infinity Solar Systems | PSE&G | Accepted | 2020-12-14 | 2020-12-15 | 2021-12-15 | LG | LG360N1C-N5 | Solar Panels |  | 0.36 | 6 | 221 | 20 |  | Fixed | Roof
NJSTRE1546369309 |  | Transition Incentive Program | Bridgewater | 8807 | 5 | 23.76 | Residential | No | Behind the Meter | Net-metered residential rooftop and canopy |  | None | Infinity Solar Systems | PSE&G | Accepted | 2020-12-14 | 2020-12-15 | 2021-12-15 | LG | LG360N1C-N5 | Solar Panels |  | 0.36 | 5 | 265 | 40 |  | Fixed | Roof
NJSTRE1546369309 |  | Transition Incentive Program | Bridgewater | 8807 | 5 | 23.76 | Residential | No | Behind the Meter | Net-metered residential rooftop and canopy |  | None | Infinity Solar Systems | PSE&G | Accepted | 2020-12-14 | 2020-12-15 | 2021-12-15 | LG | LG360N1C-N5 | Solar Panels |  | 0.36 | 14 | 131 | 40 |  | Fixed | Roof
NJSTRE1546369309 |  | Transition Incentive Program | Bridgewater | 8807 | 5 | 23.76 | Residential | No | Behind the Meter | Net-metered residential rooftop and canopy |  | None | Infinity Solar Systems | PSE&G | Accepted | 2020-12-14 | 2020-12-15 | 2021-12-15 | LG | LG360N1C-N5 | Solar Panels |  | 0.36 | 6 | 225 | 40 |  | Fixed | Roof
NJSTRE1546369309 |  | Transition Incentive Program | Bridgewater | 8807 | 5 | 23.76 | Residential | No | Behind the Meter | Net-metered residential rooftop and canopy |  | None | Infinity Solar Systems | PSE&G | Accepted | 2020-12-14 | 2020-12-15 | 2021-12-15 | LG | LG360N1C-N5 | Solar Panels |  | 0.36 | 10 | 135 | 40 |  | Fixed | Roof
NJSTRE1546369309 |  | Transition Incentive Program | Bridgewater | 8807 | 5 | 23.76 | Residential | No | Behind the Meter | Net-metered residential rooftop and canopy |  | None | Infinity Solar Systems | PSE&G | Accepted | 2020-12-14 | 2020-12-15 | 2021-12-15 | LG | LG360N1C-N5 | Solar Panels |  | 0.36 | 6 | 221 | 10 |  | Fixed | Roof
NJSTRE1546369309 |  | Transition Incentive Program | Bridgewater | 8807 | 5 | 23.76 | Residential | No | Behind the Meter | Net-metered residential rooftop and canopy |  | None | Infinity Solar Systems | PSE&G | Accepted | 2020-12-14 | 2020-12-15 | 2021-12-15 | LG | LG360N1C-N5 | Solar Panels |  | 0.36 | 19 | 85 | 40 |  | Fixed | Roof
NJSTRE1546369322 |  | Transition Incentive Program | WEST CREEK | 8092 | 18 | 6.4 | Residential | Yes | Behind the Meter | Net-metered residential rooftop and canopy |  | None | Solar Mite Solutions | AC Electric | Accepted | 2020-12-14 | 2020-12-16 | 2021-12-16 | Enphase | IQ7-60-2 | Inverters | 0.24 |  | 20 |  |  | 0.98 |  | Outdoor | under solar module
NJSTRE1546369322 |  | Transition Incentive Program | WEST CREEK | 8092 | 18 | 6.4 | Residential | Yes | Behind the Meter | Net-metered residential rooftop and canopy |  | None | Solar Mite Solutions | AC Electric | Accepted | 2020-12-14 | 2020-12-16 | 2021-12-16 | Hanwha | Q.PEAK DUO BLK | Solar Panels |  | 0.32 | 20 | 123 | 30 |  | Fixed | Roof | array 1
NJSTRE1546369325 |  | Transition Incentive Program | North Bergen | 7047 | 8 | 4.48 | Residential | Yes | Behind the Meter | Net-metered residential rooftop and canopy |  | None | Trinity Solar | PSE&G | Accepted | 2020-12-14 | 2020-12-15 | 2021-12-15 | SOLAR EDGE | SE3800H-US | Inverters | 3800 |  | 1 |  |  | 0.97 |  | Outside | SIDE OF HOME
NJSTRE1546369325 |  | Transition Incentive Program | North Bergen | 7047 | 8 | 4.48 | Residential | Yes | Behind the Meter | Net-metered residential rooftop and canopy |  | None | Trinity Solar | PSE&G | Accepted | 2020-12-14 | 2020-12-15 | 2021-12-15 | HANWHA 320 (Q.PEAK DUO BLK-G5 320) | HANWHA 320 (Q.PEAK DUO BLK-G5 320) | Solar Panels |  | 0.32 | 8 | 122 | 39 |  | Fixed | Roof
NJSTRE1546369325 |  | Transition Incentive Program | North Bergen | 7047 | 8 | 4.48 | Residential | Yes | Behind the Meter | Net-metered residential rooftop and canopy |  | None | Trinity Solar | PSE&G | Accepted | 2020-12-14 | 2020-12-15 | 2021-12-15 | HANWHA 320 (Q.PEAK DUO BLK-G5 320) | HANWHA 320 (Q.PEAK DUO BLK-G5 320) | Solar Panels |  | 0.32 | 6 | 211 | 12 |  | Fixed | Roof
NJSTRE1546369335 |  | Transition Incentive Program | Sewell | 8080 | 15 | 7.5 | Residential | No | Behind the Meter | Net-metered residential rooftop and canopy |  | None | Green Power Energy | AC Electric | Accepted | 2020-12-14 | 2020-12-15 | 2021-12-15 | Enphase Energy | IQ7PLUS-72-2-US (240V) | Inverters | 290 |  | 20 |  |  | 0.975 |  | Outside | next to meter
NJSTRE1546369335 |  | Transition Incentive Program | Sewell | 8080 | 15 | 7.5 | Residential | No | Behind the Meter | Net-metered residential rooftop and canopy |  | None | Green Power Energy | AC Electric | Accepted | 2020-12-14 | 2020-12-15 | 2021-12-15 | LG Electronics | LG375Q1C-V5 | Solar Panels |  | 0.375 | 8 | 229 | 19 |  | Fixed | Roof
NJSTRE1546369335 |  | Transition Incentive Program | Sewell | 8080 | 15 | 7.5 | Residential | No | Behind the Meter | Net-metered residential rooftop and canopy |  | None | Green Power Energy | AC Electric | Accepted | 2020-12-14 | 2020-12-15 | 2021-12-15 | LG Electronics | LG375Q1C-V5 | Solar Panels |  | 0.375 | 12 | 228 | 19 |  | Fixed | Roof
NJSTRE1546369347 |  | Transition Incentive Program | Little Silver | 7739 | 17 | 12.92 | Residential | Yes | Behind the Meter | Net-metered residential rooftop and canopy |  | None | Trinity Solar | JCP&L | Accepted | 2020-12-14 | 2020-12-16 | 2021-12-16 | SOLAR EDGE | SE10000H-US | Inverters | 10000 |  | 1 |  |  | 0.97 |  | Outdoor | SIDE OF HOME
NJSTRE1546369347 |  | Transition Incentive Program | Little Silver | 7739 | 17 | 12.92 | Residential | Yes | Behind the Meter | Net-metered residential rooftop and canopy |  | None | Trinity Solar | JCP&L | Accepted | 2020-12-14 | 2020-12-16 | 2021-12-16 | HANWHA 340 (Q.PEAK DUO BLK-G6 340) | HANWHA 340 (Q.PEAK DUO BLK-G6 340) | Solar Panels |  | 0.34 | 19 | 260 | 23 |  | Fixed | Roof
NJSTRE1546369347 |  | Transition Incentive Program | Little Silver | 7739 | 17 | 12.92 | Residential | Yes | Behind the Meter | Net-metered residential rooftop and canopy |  | None | Trinity Solar | JCP&L | Accepted | 2020-12-14 | 2020-12-16 | 2021-12-16 | HANWHA 340 (Q.PEAK DUO BLK-G6 340) | HANWHA 340 (Q.PEAK DUO BLK-G6 340) | Solar Panels |  | 0.34 | 4 | 260 | 9 |  | Fixed | Roof
NJSTRE1546369347 |  | Transition Incentive Program | Little Silver | 7739 | 17 | 12.92 | Residential | Yes | Behind the Meter | Net-metered residential rooftop and canopy |  | None | Trinity Solar | JCP&L | Accepted | 2020-12-14 | 2020-12-16 | 2021-12-16 | HANWHA 340 (Q.PEAK DUO BLK-G6 340) | HANWHA 340 (Q.PEAK DUO BLK-G6 340) | Solar Panels |  | 0.34 | 4 | 170 | 23 |  | Fixed | Roof
NJSTRE1546369347 |  | Transition Incentive Program | Little Silver | 7739 | 17 | 12.92 | Residential | Yes | Behind the Meter | Net-metered residential rooftop and canopy |  | None | Trinity Solar | JCP&L | Accepted | 2020-12-14 | 2020-12-16 | 2021-12-16 | HANWHA 340 (Q.PEAK DUO BLK-G6 340) | HANWHA 340 (Q.PEAK DUO BLK-G6 340) | Solar Panels |  | 0.34 | 3 | 260 | 23 |  | Fixed | Roof
NJSTRE1546369347 |  | Transition Incentive Program | Little Silver | 7739 | 17 | 12.92 | Residential | Yes | Behind the Meter | Net-metered residential rooftop and canopy |  | None | Trinity Solar | JCP&L | Accepted | 2020-12-14 | 2020-12-16 | 2021-12-16 | HANWHA 340 (Q.PEAK DUO BLK-G6 340) | HANWHA 340 (Q.PEAK DUO BLK-G6 340) | Solar Panels |  | 0.34 | 8 | 260 | 14 |  | Fixed | Roof
NJSTRE1546369354 |  | Transition Incentive Program | Hamilton Twp | 8619 | 12 | 15.3 | Residential | No | Behind the Meter | Net-metered residential rooftop and canopy |  | None | Green Power Energy | PSE&G | Accepted | 2020-12-14 | 2020-12-15 | 2021-12-15 | SolarEdge | SE7600H-US (240V) | Inverters | 7600 |  | 2 |  |  | 0.975 |  | Outside | next to meter
NJSTRE1546369354 |  | Transition Incentive Program | Hamilton Twp | 8619 | 12 | 15.3 | Residential | No | Behind the Meter | Net-metered residential rooftop and canopy |  | None | Green Power Energy | PSE&G | Accepted | 2020-12-14 | 2020-12-15 | 2021-12-15 | Hanwha | Q.PEAK DUO BLK-G6+ 340 | Solar Panels |  | 0.34 | 45 | 201 | 10 |  | Fixed | Roof
NJSTRE1546369357 |  | Transition Incentive Program | West Deptford | 8086 | 15 | 7.14 | Residential | No | Behind the Meter | Net-metered residential rooftop and canopy |  | None | Trinity Solar | PSE&G | Accepted | 2020-12-14 | 2020-12-15 | 2021-12-15 | Solar Edge | SE6000 | Inverters | 6000 |  | 1 |  |  | 0.97 |  | Outside | side of home
NJSTRE1546369357 |  | Transition Incentive Program | West Deptford | 8086 | 15 | 7.14 | Residential | No | Behind the Meter | Net-metered residential rooftop and canopy |  | None | Trinity Solar | PSE&G | Accepted | 2020-12-14 | 2020-12-15 | 2021-12-15 | Hanwha | Q.PEAK DUO BLK-G6 340 | Solar Panels |  | 0.34 | 4 | 164 | 31 |  | Fixed | Roof
NJSTRE1546369357 |  | Transition Incentive Program | West Deptford | 8086 | 15 | 7.14 | Residential | No | Behind the Meter | Net-metered residential rooftop and canopy |  | None | Trinity Solar | PSE&G | Accepted | 2020-12-14 | 2020-12-15 | 2021-12-15 | Hanwha | Q.PEAK DUO BLK-G6 340 | Solar Panels |  | 0.34 | 17 | 164 | 31 |  | Fixed | Roof
NJSTRE1546369368 |  | Transition Incentive Program | Clarksboro | 8020 | 15 | 12.24 | Residential | Yes | Behind the Meter | Net-metered residential rooftop and canopy |  | None | Tesla Energy Operations Inc. | AC Electric | Accepted | 2020-12-14 | 2020-12-16 | 2021-12-16 | SolarEdge Technologies | SE11400H-US [240V] | Inverters | 11400 |  | 1 |  |  | 0.99 |  | Indoor | Inside garage
NJSTRE1546369368 |  | Transition Incentive Program | Clarksboro | 8020 | 15 | 12.24 | Residential | Yes | Behind the Meter | Net-metered residential rooftop and canopy |  | None | Tesla Energy Operations Inc. | AC Electric | Accepted | 2020-12-14 | 2020-12-16 | 2021-12-16 | Hanwha Q-CELLS | Q.Peak DUO BLK-G6+ 340 | Solar Panels |  | 0.34 | 12 | 312 | 29 |  | Fixed | Roof
NJSTRE1546369368 |  | Transition Incentive Program | Clarksboro | 8020 | 15 | 12.24 | Residential | Yes | Behind the Meter | Net-metered residential rooftop and canopy |  | None | Tesla Energy Operations Inc. | AC Electric | Accepted | 2020-12-14 | 2020-12-16 | 2021-12-16 | Hanwha Q-CELLS | Q.Peak DUO BLK-G6+ 340 | Solar Panels |  | 0.34 | 18 | 132 | 27 |  | Fixed | Roof
NJSTRE1546369368 |  | Transition Incentive Program | Clarksboro | 8020 | 15 | 12.24 | Residential | Yes | Behind the Meter | Net-metered residential rooftop and canopy |  | None | Tesla Energy Operations Inc. | AC Electric | Accepted | 2020-12-14 | 2020-12-16 | 2021-12-16 | Hanwha Q-CELLS | Q.Peak DUO BLK-G6+ 340 | Solar Panels |  | 0.34 | 6 | 132 | 28 |  | Fixed | Roof
NJSTRE1546369370 |  | Transition Incentive Program | Browns Mills | 8015 | 13 | 3.06 | Residential | Yes | Behind the Meter | Net-metered residential rooftop and canopy |  | None | Trinity Solar | JCP&L | Accepted | 2020-12-14 | 2020-12-16 | 2021-12-16 | Solar Edge | SE3000H-US | Inverters | 3000 |  | 1 |  |  | 0.97 |  | Outside | side of home
NJSTRE1546369370 |  | Transition Incentive Program | Browns Mills | 8015 | 13 | 3.06 | Residential | Yes | Behind the Meter | Net-metered residential rooftop and canopy |  | None | Trinity Solar | JCP&L | Accepted | 2020-12-14 | 2020-12-16 | 2021-12-16 | Hanwha 340 | Q.PEAK DUO BLK-G6 340 | Solar Panels |  | 0.34 | 9 | 207 | 23 |  | Fixed | Roof
NJSTRE1546369376 |  | Transition Incentive Program | Westfield | 7090 | 10 | 11.9 | Residential | No | Behind the Meter | Net-metered non-residential rooftop and canopy |  | None | Trinity Solar | PSE&G | Accepted | 2020-12-14 | 2020-12-16 | 2021-12-16 | SOLAR EDGE | SE10000H-US | Inverters | 10000 |  | 1 |  |  | 0.97 |  | Outside | SIDE OF HOME
NJSTRE1546369376 |  | Transition Incentive Program | Westfield | 7090 | 10 | 11.9 | Residential | No | Behind the Meter | Net-metered non-residential rooftop and canopy |  | None | Trinity Solar | PSE&G | Accepted | 2020-12-14 | 2020-12-16 | 2021-12-16 | HANWHA 340 (Q.PEAK DUO BLK-G6 340) | HANWHA 340 (Q.PEAK DUO BLK-G6 340) | Solar Panels |  | 0.34 | 35 | 217 | 35 |  | Fixed | Roof
NJSTRE1546369380 |  | Transition Incentive Program | Barnegat | 8005 | 18 | 8.96 | Residential | Yes | Behind the Meter | Net-metered residential rooftop and canopy |  | None | Vivint Solar Developer, LLC | JCP&L | Accepted | 2020-12-15 | 2020-12-16 | 2021-12-16 | Solar Edge | SE7600H-US | Inverters | 7600 |  | 1 |  |  | 0.992 |  | Outdoor | Near the Utility Meter
NJSTRE1546369380 |  | Transition Incentive Program | Barnegat | 8005 | 18 | 8.96 | Residential | Yes | Behind the Meter | Net-metered residential rooftop and canopy |  | None | Vivint Solar Developer, LLC | JCP&L | Accepted | 2020-12-15 | 2020-12-16 | 2021-12-16 | JINKO SOLAR | JKM320M-60HBL | Solar Panels |  | 0.32 | 28 | 114 | 19 |  | Fixed | Roof
NJSTRE1546369392 |  | Transition Incentive Program | Clifton | 7011 | 6 | 4.76 | Residential | Yes | Behind the Meter | Net-metered residential rooftop and canopy |  | None | Trinity Solar | PSE&G | Accepted | 2020-12-14 | 2020-12-16 | 2021-12-16 | SOLAR EDGE | SE3800H-US | Inverters | 3800 |  | 1 |  |  | 0.97 |  | Outside | SIDE OF HOME
NJSTRE1546369392 |  | Transition Incentive Program | Clifton | 7011 | 6 | 4.76 | Residential | Yes | Behind the Meter | Net-metered residential rooftop and canopy |  | None | Trinity Solar | PSE&G | Accepted | 2020-12-14 | 2020-12-16 | 2021-12-16 | HANWHA 340 (Q.PEAK DUO BLK-G6 340) | HANWHA 340 (Q.PEAK DUO BLK-G6 340) | Solar Panels |  | 0.34 | 3 | 151 | 25 |  | Fixed | Roof
NJSTRE1546369392 |  | Transition Incentive Program | Clifton | 7011 | 6 | 4.76 | Residential | Yes | Behind the Meter | Net-metered residential rooftop and canopy |  | None | Trinity Solar | PSE&G | Accepted | 2020-12-14 | 2020-12-16 | 2021-12-16 | HANWHA 340 (Q.PEAK DUO BLK-G6 340) | HANWHA 340 (Q.PEAK DUO BLK-G6 340) | Solar Panels |  | 0.34 | 11 | 61 | 25 |  | Fixed | Roof
NJSTRE1546369405 |  | Transition Incentive Program | Toms River | 8757 | 18 | 8.32 | Residential | Yes | Behind the Meter | Net-metered residential rooftop and canopy |  | None | Trinity Solar | JCP&L | Accepted | 2020-12-14 | 2020-12-16 | 2021-12-16 | Solar Edge | SE7600 | Inverters | 7600 |  | 1 |  |  | 0.97 |  | Outdoor | side of home
NJSTRE1546369405 |  | Transition Incentive Program | Toms River | 8757 | 18 | 8.32 | Residential | Yes | Behind the Meter | Net-metered residential rooftop and canopy |  | None | Trinity Solar | JCP&L | Accepted | 2020-12-14 | 2020-12-16 | 2021-12-16 | Hanwha | Q.PEAK DUO BLK-G5 320 | Solar Panels |  | 0.32 | 26 | 156 | 18 |  | Fixed | Roof
NJSTRE1546369407 |  | Transition Incentive Program | Elizabeth | 7201 | 10 | 11.56 | Residential | Yes | Behind the Meter | Net-metered residential rooftop and canopy |  | None | Trinity Solar | PSE&G | Accepted | 2020-12-14 | 2020-12-16 | 2021-12-16 | SOLAR EDGE | SE10000H-US | Inverters | 10000 |  | 1 |  |  | 0.97 |  | Outside | SIDE OF HOME
NJSTRE1546369407 |  | Transition Incentive Program | Elizabeth | 7201 | 10 | 11.56 | Residential | Yes | Behind the Meter | Net-metered residential rooftop and canopy |  | None | Trinity Solar | PSE&G | Accepted | 2020-12-14 | 2020-12-16 | 2021-12-16 | HANWHA 340 (Q.PEAK DUO BLK-G6 340) | HANWHA 340 (Q.PEAK DUO BLK-G6 340) | Solar Panels |  | 0.34 | 11 | 21 | 22 |  | Fixed | Roof
NJSTRE1546369407 |  | Transition Incentive Program | Elizabeth | 7201 | 10 | 11.56 | Residential | Yes | Behind the Meter | Net-metered residential rooftop and canopy |  | None | Trinity Solar | PSE&G | Accepted | 2020-12-14 | 2020-12-16 | 2021-12-16 | HANWHA 340 (Q.PEAK DUO BLK-G6 340) | HANWHA 340 (Q.PEAK DUO BLK-G6 340) | Solar Panels |  | 0.34 | 23 | 201 | 22 |  | Fixed | Roof
NJSTRE1546369418 |  | Transition Incentive Program | Runnemede | 8078 | 14 | 8.11 | Residential | Yes | Behind the Meter | Net-metered residential rooftop and canopy |  | None | Trinity Solar | PSE&G | Accepted | 2020-12-14 | 2020-12-16 | 2021-12-16 | SOLAR EDGE | SE7600H-US | Inverters | 7600 |  | 1 |  |  | 0.97 |  | Outside | SIDE OF HOME
NJSTRE1546369418 |  | Transition Incentive Program | Runnemede | 8078 | 14 | 8.11 | Residential | Yes | Behind the Meter | Net-metered residential rooftop and canopy |  | None | Trinity Solar | PSE&G | Accepted | 2020-12-14 | 2020-12-16 | 2021-12-16 | HANWHA 340 (Q.PEAK DUO BLK-G6 340) | HANWHA 340 (Q.PEAK DUO BLK-G6 340) | Solar Panels |  | 0.334 | 8 | 254 | 20 |  | Fixed | Roof
NJSTRE1546369418 |  | Transition Incentive Program | Runnemede | 8078 | 14 | 8.11 | Residential | Yes | Behind the Meter | Net-metered residential rooftop and canopy |  | None | Trinity Solar | PSE&G | Accepted | 2020-12-14 | 2020-12-16 | 2021-12-16 | HANWHA 340 (Q.PEAK DUO BLK-G6 340) | HANWHA 340 (Q.PEAK DUO BLK-G6 340) | Solar Panels |  | 0.34 | 7 | 74 | 20 |  | Fixed | Roof
NJSTRE1546369418 |  | Transition Incentive Program | Runnemede | 8078 | 14 | 8.11 | Residential | Yes | Behind the Meter | Net-metered residential rooftop and canopy |  | None | Trinity Solar | PSE&G | Accepted | 2020-12-14 | 2020-12-16 | 2021-12-16 | HANWHA 340 (Q.PEAK DUO BLK-G6 340) | HANWHA 340 (Q.PEAK DUO BLK-G6 340) | Solar Panels |  | 0.34 | 9 | 255 | 38 |  | Fixed | Roof
NJSTRE1546369420 |  | Transition Incentive Program | Wildwood | 8260 | 21 | 6.8 | Residential | Yes | Behind the Meter | Net-metered residential rooftop and canopy |  | None | Trinity Solar | AC Electric | Accepted | 2020-12-14 | 2020-12-16 | 2021-12-16 | Solar edge | SE6000 | Inverters | 6000 |  | 1 |  |  | 0.97 |  | Outside | side of home
NJSTRE1546369420 |  | Transition Incentive Program | Wildwood | 8260 | 21 | 6.8 | Residential | Yes | Behind the Meter | Net-metered residential rooftop and canopy |  | None | Trinity Solar | AC Electric | Accepted | 2020-12-14 | 2020-12-16 | 2021-12-16 | Hanwha | Q.PEAK DUO BLK-G6 340 | Solar Panels |  | 0.34 | 10 | 136 | 20 |  | Fixed | Roof
NJSTRE1546369420 |  | Transition Incentive Program | Wildwood | 8260 | 21 | 6.8 | Residential | Yes | Behind the Meter | Net-metered residential rooftop and canopy |  | None | Trinity Solar | AC Electric | Accepted | 2020-12-14 | 2020-12-16 | 2021-12-16 | Hanwha | Q.PEAK DUO BLK-G6 340 | Solar Panels |  | 0.34 | 10 | 136 | 24 |  | Fixed | Roof
NJSTRE1546369422 |  | Transition Incentive Program | Wall | 7727 | 17 | 200 | Commercial | No | Behind the Meter | Net-metered non-residential rooftop and canopy |  | None | InFEWsion LLC | JCP&L | Accepted | 2020-12-16 | 2020-12-16 | 2021-12-16 | SolarEdge | SE43.2KUS | Inverters | 43200 |  | 4 |  |  | 0.97 |  | Outdoor | Exterior wall of the Building
NJSTRE1546369422 |  | Transition Incentive Program | Wall | 7727 | 17 | 200 | Commercial | No | Behind the Meter | Net-metered non-residential rooftop and canopy |  | None | InFEWsion LLC | JCP&L | Accepted | 2020-12-16 | 2020-12-16 | 2021-12-16 | CanadianSolar | CS3W-400PB-AG | Solar Panels |  | 0.4 | 500 | 162 | 5 |  | Fixed | Roof
NJSTRE1546369436 |  | Transition Incentive Program | Woodbury | 8096 | 15 | 3.74 | Residential | Yes | Behind the Meter | Net-metered residential rooftop and canopy |  | None | Trinity Solar | PSE&G | Accepted | 2020-12-14 | 2020-12-16 | 2021-12-16 | SOLAR EDGE | SE3000H-US | Inverters | 3000 |  | 1 |  |  | 0.97 |  | Outside | SIDE OF HOME
NJSTRE1546369436 |  | Transition Incentive Program | Woodbury | 8096 | 15 | 3.74 | Residential | Yes | Behind the Meter | Net-metered residential rooftop and canopy |  | None | Trinity Solar | PSE&G | Accepted | 2020-12-14 | 2020-12-16 | 2021-12-16 | HANWHA 340 (Q.PEAK DUO BLK-G6 340) | HANWHA 340 (Q.PEAK DUO BLK-G6 340) | Solar Panels |  | 0.34 | 11 | 130 | 21 |  | Fixed | Roof
NJSTRE1546369437 |  | Transition Incentive Program | Penns Grove | 8069 | 16 | 6.12 | Residential | Yes | Behind the Meter | Net-metered residential rooftop and canopy |  | None | Trinity Solar | AC Electric | Accepted | 2020-12-14 | 2020-12-16 | 2021-12-16 | Solar Edge | SE5000 | Inverters | 5000 |  | 1 |  |  | 0.97 |  | Outside | side of home
NJSTRE1546369437 |  | Transition Incentive Program | Penns Grove | 8069 | 16 | 6.12 | Residential | Yes | Behind the Meter | Net-metered residential rooftop and canopy |  | None | Trinity Solar | AC Electric | Accepted | 2020-12-14 | 2020-12-16 | 2021-12-16 | Hanwha | Q.PEAK DUO BLK-G6 340 | Solar Panels |  | 0.34 | 3 | 126 | 38 |  | Fixed | Roof
NJSTRE1546369437 |  | Transition Incentive Program | Penns Grove | 8069 | 16 | 6.12 | Residential | Yes | Behind the Meter | Net-metered residential rooftop and canopy |  | None | Trinity Solar | AC Electric | Accepted | 2020-12-14 | 2020-12-16 | 2021-12-16 | Hanwha | Q.PEAK DUO BLK-G6 340 | Solar Panels |  | 0.34 | 7 | 216 | 39 |  | Fixed | Roof
NJSTRE1546369437 |  | Transition Incentive Program | Penns Grove | 8069 | 16 | 6.12 | Residential | Yes | Behind the Meter | Net-metered residential rooftop and canopy |  | None | Trinity Solar | AC Electric | Accepted | 2020-12-14 | 2020-12-16 | 2021-12-16 | Hanwha | Q.PEAK DUO BLK-G6 340 | Solar Panels |  | 0.34 | 5 | 216 | 28 |  | Fixed | Roof
NJSTRE1546369437 |  | Transition Incentive Program | Penns Grove | 8069 | 16 | 6.12 | Residential | Yes | Behind the Meter | Net-metered residential rooftop and canopy |  | None | Trinity Solar | AC Electric | Accepted | 2020-12-14 | 2020-12-16 | 2021-12-16 | Hanwha | Q.PEAK DUO BLK-G6 340 | Solar Panels |  | 0.34 | 3 | 306 | 38 |  | Fixed | Roof
NJSTRE1546369446 |  | Transition Incentive Program | Lakewood | 8701 | 18 | 11.88 | Residential | No | Behind the Meter | Net-metered residential rooftop and canopy |  | None | Powerlutions | JCP&L | Accepted | 2020-12-14 | 2020-12-16 | 2021-12-16 | SolarEdge | SE10000H-US | Inverters | 10 |  | 1 |  |  | 0.99 |  | Outdoor | near meter
NJSTRE1546369446 |  | Transition Incentive Program | Lakewood | 8701 | 18 | 11.88 | Residential | No | Behind the Meter | Net-metered residential rooftop and canopy |  | None | Powerlutions | JCP&L | Accepted | 2020-12-14 | 2020-12-16 | 2021-12-16 | REC | 360AABlack | Solar Panels |  | 0.36 | 17 | 187 | 39 |  | Fixed | Roof
NJSTRE1546369446 |  | Transition Incentive Program | Lakewood | 8701 | 18 | 11.88 | Residential | No | Behind the Meter | Net-metered residential rooftop and canopy |  | None | Powerlutions | JCP&L | Accepted | 2020-12-14 | 2020-12-16 | 2021-12-16 | REC | 360AABlack | Solar Panels |  | 0.36 | 16 | 187 | 39 |  | Fixed | Roof
NJSTRE1546369450 |  | Transition Incentive Program | East Orange | 7018 | 9 | 6.1 | Residential | No | Behind the Meter | Net-metered residential rooftop and canopy |  | None | Sunrun Installation Services, Inc. | PSE&G | Accepted | 2020-12-14 | 2020-12-16 | 2021-12-16 | Enphase Energy | IQ7-60-x-US (240V) | Inverters | 240 |  | 20 |  |  | 0.96 |  | Outdoor | Rooftop
NJSTRE1546369450 |  | Transition Incentive Program | East Orange | 7018 | 9 | 6.1 | Residential | No | Behind the Meter | Net-metered residential rooftop and canopy |  | None | Sunrun Installation Services, Inc. | PSE&G | Accepted | 2020-12-14 | 2020-12-16 | 2021-12-16 | LONGi Green Energy Technology Co Ltd | LR6-60HPB-305M | Solar Panels |  | 0.305 | 12 | 202 | 44 |  | Fixed | Roof
NJSTRE1546369450 |  | Transition Incentive Program | East Orange | 7018 | 9 | 6.1 | Residential | No | Behind the Meter | Net-metered residential rooftop and canopy |  | None | Sunrun Installation Services, Inc. | PSE&G | Accepted | 2020-12-14 | 2020-12-16 | 2021-12-16 | LONGi Green Energy Technology Co Ltd | LR6-60HPB-305M | Solar Panels |  | 0.305 | 5 | 292 | 43 |  | Fixed | Roof
NJSTRE1546369450 |  | Transition Incentive Program | East Orange | 7018 | 9 | 6.1 | Residential | No | Behind the Meter | Net-metered residential rooftop and canopy |  | None | Sunrun Installation Services, Inc. | PSE&G | Accepted | 2020-12-14 | 2020-12-16 | 2021-12-16 | LONGi Green Energy Technology Co Ltd | LR6-60HPB-305M | Solar Panels |  | 0.305 | 3 | 112 | 46 |  | Fixed | Roof
NJSTRE1546369455 |  | Transition Incentive Program | Williamstown | 8094 | 15 | 7.48 | Residential | Yes | Behind the Meter | Net-metered residential rooftop and canopy |  | None | Trinity Solar | AC Electric | Accepted | 2020-12-14 | 2020-12-16 | 2021-12-16 | Solar Edge | SE6000 | Inverters | 6000 |  | 1 |  |  | 0.97 |  | Outside | side of home
NJSTRE1546369455 |  | Transition Incentive Program | Williamstown | 8094 | 15 | 7.48 | Residential | Yes | Behind the Meter | Net-metered residential rooftop and canopy |  | None | Trinity Solar | AC Electric | Accepted | 2020-12-14 | 2020-12-16 | 2021-12-16 | Hanwha | Q.PEAK DUO BLK-G6 340 | Solar Panels |  | 0.34 | 12 | 302 | 31 |  | Fixed | Roof
NJSTRE1546369455 |  | Transition Incentive Program | Williamstown | 8094 | 15 | 7.48 | Residential | Yes | Behind the Meter | Net-metered residential rooftop and canopy |  | None | Trinity Solar | AC Electric | Accepted | 2020-12-14 | 2020-12-16 | 2021-12-16 | Hanwha | Q.PEAK DUO BLK-G6 340 | Solar Panels |  | 0.34 | 10 | 122 | 31 |  | Fixed | Roof
NJSTRE1546369462 |  | Transition Incentive Program | Sicklerville | 8081 | 14 | 7.48 | Residential | No | Behind the Meter | Net-metered residential rooftop and canopy |  | None | SunnyMac LLC | AC Electric | Accepted | 2020-12-14 | 2020-12-16 | 2021-12-16 | Solaredge | SE6000H-US | Inverters | 6000 |  | 1 |  |  | 0.99 |  | Outdoor | Next to Meter
NJSTRE1546369462 |  | Transition Incentive Program | Sicklerville | 8081 | 14 | 7.48 | Residential | No | Behind the Meter | Net-metered residential rooftop and canopy |  | None | SunnyMac LLC | AC Electric | Accepted | 2020-12-14 | 2020-12-16 | 2021-12-16 | REC | TwinPeak 2 Mono | Solar Panels |  | 0.325 | 9 | 114 | 30 |  | Fixed | Roof
NJSTRE1546369462 |  | Transition Incentive Program | Sicklerville | 8081 | 14 | 7.48 | Residential | No | Behind the Meter | Net-metered residential rooftop and canopy |  | None | SunnyMac LLC | AC Electric | Accepted | 2020-12-14 | 2020-12-16 | 2021-12-16 | REC | TwinPeak 2 MOno | Solar Panels |  | 0.325 | 14 | 114 | 30 |  | Fixed | Roof
NJSTRE1546369463 |  | Transition Incentive Program | Barrington | 8007 | 14 | 9.18 | Residential | Yes | Behind the Meter | Net-metered residential rooftop and canopy |  | None | Trinity Solar | PSE&G | Accepted | 2020-12-14 | 2020-12-16 | 2021-12-16 | Solar Edge | SE7600 | Inverters | 7600 |  | 1 |  |  | 0.97 |  | Outdoor | side of home
NJSTRE1546369463 |  | Transition Incentive Program | Barrington | 8007 | 14 | 9.18 | Residential | Yes | Behind the Meter | Net-metered residential rooftop and canopy |  | None | Trinity Solar | PSE&G | Accepted | 2020-12-14 | 2020-12-16 | 2021-12-16 | Hanwha | Q.PEAK DUO BLK-G6 340 | Solar Panels |  | 0.34 | 25 | 217 | 20 |  | Fixed | Roof
NJSTRE1546369463 |  | Transition Incentive Program | Barrington | 8007 | 14 | 9.18 | Residential | Yes | Behind the Meter | Net-metered residential rooftop and canopy |  | None | Trinity Solar | PSE&G | Accepted | 2020-12-14 | 2020-12-16 | 2021-12-16 | Hanwha | Q.PEAK DUO BLK-G6 340 | Solar Panels |  | 0.34 | 2 | 217 | 24 |  | Fixed | Roof
NJSTRE1546369467 |  | Transition Incentive Program | Montclair | 7043 | 9 | 10.98 | Residential | Yes | Behind the Meter | Net-metered residential rooftop and canopy |  | None | Sunrun Installation Services, Inc. | PSE&G | Accepted | 2020-12-14 | 2020-12-16 | 2021-12-16 | Tesla | Powerwall 2 AC | Electric Storage Battery |  |  | 2 |  |  |  | Lithium Ion |  | outside
NJSTRE1546369467 |  | Transition Incentive Program | Montclair | 7043 | 9 | 10.98 | Residential | Yes | Behind the Meter | Net-metered residential rooftop and canopy |  | None | Sunrun Installation Services, Inc. | PSE&G | Accepted | 2020-12-14 | 2020-12-16 | 2021-12-16 | Enphase Energy | IQ7-60-x-US (240V) | Inverters | 240 |  | 36 |  |  | 0.96 |  | Outdoor | Rooftop
NJSTRE1546369467 |  | Transition Incentive Program | Montclair | 7043 | 9 | 10.98 | Residential | Yes | Behind the Meter | Net-metered residential rooftop and canopy |  | None | Sunrun Installation Services, Inc. | PSE&G | Accepted | 2020-12-14 | 2020-12-16 | 2021-12-16 | LONGi Green Energy Technology Co Ltd | LR6-60HPB-305M | Solar Panels |  | 0.305 | 36 | 90 | 23 |  | Fixed | Roof
NJSTRE1546369491 |  | Transition Incentive Program | Ramsey | 7446 | 7 | 4.08 | Residential | Yes | Behind the Meter | Net-metered residential rooftop and canopy |  | None | Tesla Energy Operations, Inc. | Orange Rockland Electric | Accepted | 2020-12-14 | 2020-12-16 | 2021-12-16 | Tesla | AC Powerwall 2.0 | Electric Storage Battery |  |  | 2 |  |  |  | Lithium Ion |  | Inside
NJSTRE1546369491 |  | Transition Incentive Program | Ramsey | 7446 | 7 | 4.08 | Residential | Yes | Behind the Meter | Net-metered residential rooftop and canopy |  | None | Tesla Energy Operations, Inc. | Orange Rockland Electric | Accepted | 2020-12-14 | 2020-12-16 | 2021-12-16 | SolarEdge Technologies Ltd. | SE3800H-US [240V] | Inverters | 3800 |  | 1 |  |  | 0.99 |  | Outdoor | Outside
NJSTRE1546369491 |  | Transition Incentive Program | Ramsey | 7446 | 7 | 4.08 | Residential | Yes | Behind the Meter | Net-metered residential rooftop and canopy |  | None | Tesla Energy Operations, Inc. | Orange Rockland Electric | Accepted | 2020-12-14 | 2020-12-16 | 2021-12-16 | Hanwha Q-CELLS | Q.Peak DUO BLK-G6+ 340 | Solar Panels |  | 0.34 | 4 | 28 | 23 |  | Fixed | Roof
NJSTRE1546369491 |  | Transition Incentive Program | Ramsey | 7446 | 7 | 4.08 | Residential | Yes | Behind the Meter | Net-metered residential rooftop and canopy |  | None | Tesla Energy Operations, Inc. | Orange Rockland Electric | Accepted | 2020-12-14 | 2020-12-16 | 2021-12-16 | Hanwha Q-CELLS | Q.Peak DUO BLK-G6+ 340 | Solar Panels |  | 0.34 | 8 | 208 | 23 |  | Fixed | Roof
NJSTRE1546369506 |  | Transition Incentive Program | Little Egg Harbor | 8087 | 18 | 11.84 | Residential | No | Behind the Meter | Net-metered residential rooftop and canopy |  | None | Whitman Construction, LLC | AC Electric | Accepted | 2020-12-14 | 2020-12-16 | 2021-12-16 | enphase energy | IQ7plus-72-2-us | Inverters | 295 |  | 32 |  |  | 0.975 |  | Outdoor | microinverters located under modules
NJSTRE1546369506 |  | Transition Incentive Program | Little Egg Harbor | 8087 | 18 | 11.84 | Residential | No | Behind the Meter | Net-metered residential rooftop and canopy |  | None | Whitman Construction, LLC | AC Electric | Accepted | 2020-12-14 | 2020-12-16 | 2021-12-16 | solaria power | xt 370r pd | Solar Panels |  | 0.37 | 6 | 176 | 35 |  | Fixed | Roof
NJSTRE1546369506 |  | Transition Incentive Program | Little Egg Harbor | 8087 | 18 | 11.84 | Residential | No | Behind the Meter | Net-metered residential rooftop and canopy |  | None | Whitman Construction, LLC | AC Electric | Accepted | 2020-12-14 | 2020-12-16 | 2021-12-16 | solaria power | xt 370r pd | Solar Panels |  | 0.37 | 13 | 176 | 40 |  | Fixed | Roof
NJSTRE1546369506 |  | Transition Incentive Program | Little Egg Harbor | 8087 | 18 | 11.84 | Residential | No | Behind the Meter | Net-metered residential rooftop and canopy |  | None | Whitman Construction, LLC | AC Electric | Accepted | 2020-12-14 | 2020-12-16 | 2021-12-16 | solaria power | xt 370r pd | Solar Panels |  | 0.37 | 13 | 356 | 40 |  | Fixed | Roof
NJSTRE1546369513 |  | Transition Incentive Program | Maplewood | 7040 | 9 | 5.19 | Residential | Yes | Behind the Meter | Net-metered residential rooftop and canopy |  | None | Sunrun Installation Services, Inc. | PSE&G | Accepted | 2020-12-14 | 2020-12-16 | 2021-12-16 | LG Chem | RESU 10H SEG | Electric Storage Battery |  |  | 1 |  |  |  | Lithium Ion |  | outside
NJSTRE1546369513 |  | Transition Incentive Program | Maplewood | 7040 | 9 | 5.19 | Residential | Yes | Behind the Meter | Net-metered residential rooftop and canopy |  | None | Sunrun Installation Services, Inc. | PSE&G | Accepted | 2020-12-14 | 2020-12-16 | 2021-12-16 | Delta Electronics | E6-TL-US | Inverters | 6000 |  | 1 |  |  | 0.96 |  | Outdoor | Next To Meter
NJSTRE1546369513 |  | Transition Incentive Program | Maplewood | 7040 | 9 | 5.19 | Residential | Yes | Behind the Meter | Net-metered residential rooftop and canopy |  | None | Sunrun Installation Services, Inc. | PSE&G | Accepted | 2020-12-14 | 2020-12-16 | 2021-12-16 | LONGi Green Energy Technology Co Ltd | LR6-60HPB-305M | Solar Panels |  | 0.305 | 8 | 200 | 30 |  | Fixed | Roof
NJSTRE1546369513 |  | Transition Incentive Program | Maplewood | 7040 | 9 | 5.19 | Residential | Yes | Behind the Meter | Net-metered residential rooftop and canopy |  | None | Sunrun Installation Services, Inc. | PSE&G | Accepted | 2020-12-14 | 2020-12-16 | 2021-12-16 | LONGi Green Energy Technology Co Ltd | LR6-60HPB-305M | Solar Panels |  | 0.305 | 9 | 20 | 30 |  | Fixed | Roof
NJSTRE1546369526 |  | Transition Incentive Program | Montvale | 7645 | 7 | 14.04 | Residential | Yes | Behind the Meter | Net-metered residential rooftop and canopy |  | None | SunPower Corporation, Systems | Orange Rockland Electric | As-Built Incomplete - Review | 2020-12-14 | 2020-12-16 |  | SunPower | SPR-X22-360-C-AC | Solar Panels |  | 0.36 | 37 | 188 | 23 |  | Fixed | Roof
NJSTRE1546369526 |  | Transition Incentive Program | Montvale | 7645 | 7 | 14.04 | Residential | Yes | Behind the Meter | Net-metered residential rooftop and canopy |  | None | SunPower Corporation, Systems | Orange Rockland Electric | As-Built Incomplete - Review | 2020-12-14 | 2020-12-16 |  | SunPower | SPR-X22-360-C-AC | Solar Panels |  | 0.36 | 2 | 8 | 23 |  | Fixed | Roof
NJSTRE1546369526 |  | Transition Incentive Program | Montvale | 7645 | 7 | 14.04 | Residential | Yes | Behind the Meter | Net-metered residential rooftop and canopy |  | None | SunPower Corporation, Systems | Orange Rockland Electric | As-Built Incomplete - Review | 2020-12-14 | 2020-12-16 |  | SunPower | SPR-X22-360-C-AC | Inverters | 320 |  | 39 |  |  | 0.96 |  | Other | under each panel
NJSTRE1546369526 |  | Transition Incentive Program | Montvale | 7645 | 7 | 14.04 | Residential | Yes | Behind the Meter | Net-metered residential rooftop and canopy |  | None | SunPower Corporation, Systems | Orange Rockland Electric | As-Built Incomplete - Review | 2020-12-14 | 2020-12-16 |  | SunPower | PVS5 | Meters |  |  | 1 |  |  |  | Yes | Outdoor
NJSTRE1546369530 |  | Transition Incentive Program | Roselle | 7203 | 10 | 5.12 | Residential | Yes | Behind the Meter | Net-metered residential rooftop and canopy |  | None | Vivint Solar Developer, LLC | PSE&G | Accepted | 2020-12-15 | 2020-12-16 | 2021-12-16 | Solar Edge | SE3800H-US | Inverters | 3800 |  | 1 |  |  | 0.992 |  | Outdoor | Near the Utility Meter
NJSTRE1546369530 |  | Transition Incentive Program | Roselle | 7203 | 10 | 5.12 | Residential | Yes | Behind the Meter | Net-metered residential rooftop and canopy |  | None | Vivint Solar Developer, LLC | PSE&G | Accepted | 2020-12-15 | 2020-12-16 | 2021-12-16 | JINKO SOLAR | JKM320M-60HBL | Solar Panels |  | 0.32 | 7 | 80 | 4 |  | Fixed | Roof
NJSTRE1546369530 |  | Transition Incentive Program | Roselle | 7203 | 10 | 5.12 | Residential | Yes | Behind the Meter | Net-metered residential rooftop and canopy |  | None | Vivint Solar Developer, LLC | PSE&G | Accepted | 2020-12-15 | 2020-12-16 | 2021-12-16 | JINKO SOLAR | JKM320M-60HBL | Solar Panels |  | 0.32 | 2 | 80 | 8 |  | Fixed | Roof
NJSTRE1546369530 |  | Transition Incentive Program | Roselle | 7203 | 10 | 5.12 | Residential | Yes | Behind the Meter | Net-metered residential rooftop and canopy |  | None | Vivint Solar Developer, LLC | PSE&G | Accepted | 2020-12-15 | 2020-12-16 | 2021-12-16 | JINKO SOLAR | JKM320M-60HBL | Solar Panels |  | 0.32 | 7 | 260 | 11 |  | Fixed | Roof
NJSTRE1546369533 |  | Transition Incentive Program | South Plainfield | 7080 | 11 | 13.12 | Residential | Yes | Behind the Meter | Net-metered residential rooftop and canopy |  | None | Vivint Solar Developer, LLC | PSE&G | Accepted | 2020-12-16 | 2020-12-16 | 2021-12-16 | Solar Edge | SE7600H-US | Inverters | 7600 |  | 1 |  |  | 0.992 |  | Outdoor | Near the Utility Meter
NJSTRE1546369533 |  | Transition Incentive Program | South Plainfield | 7080 | 11 | 13.12 | Residential | Yes | Behind the Meter | Net-metered residential rooftop and canopy |  | None | Vivint Solar Developer, LLC | PSE&G | Accepted | 2020-12-16 | 2020-12-16 | 2021-12-16 | Solar Edge | SE3800H-US | Inverters | 3800 |  | 1 |  |  | 0.992 |  | Outdoor | Near the Utility Meter
NJSTRE1546369533 |  | Transition Incentive Program | South Plainfield | 7080 | 11 | 13.12 | Residential | Yes | Behind the Meter | Net-metered residential rooftop and canopy |  | None | Vivint Solar Developer, LLC | PSE&G | Accepted | 2020-12-16 | 2020-12-16 | 2021-12-16 | JINKO SOLAR | JKM320M-60HBL | Solar Panels |  | 0.32 | 12 | 215 | 31 |  | Fixed | Roof
NJSTRE1546369533 |  | Transition Incentive Program | South Plainfield | 7080 | 11 | 13.12 | Residential | Yes | Behind the Meter | Net-metered residential rooftop and canopy |  | None | Vivint Solar Developer, LLC | PSE&G | Accepted | 2020-12-16 | 2020-12-16 | 2021-12-16 | JINKO SOLAR | JKM320M-60HBL | Solar Panels |  | 0.32 | 25 | 215 | 31 |  | Fixed | Roof
NJSTRE1546369533 |  | Transition Incentive Program | South Plainfield | 7080 | 11 | 13.12 | Residential | Yes | Behind the Meter | Net-metered residential rooftop and canopy |  | None | Vivint Solar Developer, LLC | PSE&G | Accepted | 2020-12-16 | 2020-12-16 | 2021-12-16 | JINKO SOLAR | JKM320M-60HBL | Solar Panels |  | 0.32 | 4 | 35 | 31 |  | Fixed | Roof
NJSTRE1546369537 |  | Transition Incentive Program | Wildwood Crest | 8260 | 21 | 8.32 | Residential | Yes | Behind the Meter | Net-metered residential rooftop and canopy |  | None | RCL Enterprises Inc. | AC Electric | Accepted | 2020-12-14 | 2020-12-18 | 2021-12-18 | enphase | iq7 | Inverters | 240 |  | 26 |  |  | 0.96 |  | Outdoor | under panels
NJSTRE1546369537 |  | Transition Incentive Program | Wildwood Crest | 8260 | 21 | 8.32 | Residential | Yes | Behind the Meter | Net-metered residential rooftop and canopy |  | None | RCL Enterprises Inc. | AC Electric | Accepted | 2020-12-14 | 2020-12-18 | 2021-12-18 | Trina Solar | TSM-320DD06M | Solar Panels |  | 0.32 | 2 | 136 | 15 |  | Fixed | Roof
NJSTRE1546369537 |  | Transition Incentive Program | Wildwood Crest | 8260 | 21 | 8.32 | Residential | Yes | Behind the Meter | Net-metered residential rooftop and canopy |  | None | RCL Enterprises Inc. | AC Electric | Accepted | 2020-12-14 | 2020-12-18 | 2021-12-18 | Trina Solar | TSM-320DD06M | Solar Panels |  | 0.32 | 2 | 136 | 22 |  | Fixed | Roof
NJSTRE1546369537 |  | Transition Incentive Program | Wildwood Crest | 8260 | 21 | 8.32 | Residential | Yes | Behind the Meter | Net-metered residential rooftop and canopy |  | None | RCL Enterprises Inc. | AC Electric | Accepted | 2020-12-14 | 2020-12-18 | 2021-12-18 | Trina Solar | TSM-320DD06M | Solar Panels |  | 0.32 | 14 | 136 | 22 |  | Fixed | Pole
NJSTRE1546369537 |  | Transition Incentive Program | Wildwood Crest | 8260 | 21 | 8.32 | Residential | Yes | Behind the Meter | Net-metered residential rooftop and canopy |  | None | RCL Enterprises Inc. | AC Electric | Accepted | 2020-12-14 | 2020-12-18 | 2021-12-18 | Trina Solar | TSM-320DD06M | Solar Panels |  | 0.32 | 4 | 226 | 22 |  | Fixed | Roof
NJSTRE1546369537 |  | Transition Incentive Program | Wildwood Crest | 8260 | 21 | 8.32 | Residential | Yes | Behind the Meter | Net-metered residential rooftop and canopy |  | None | RCL Enterprises Inc. | AC Electric | Accepted | 2020-12-14 | 2020-12-18 | 2021-12-18 | Trina Solar | TSM-320DD06M | Solar Panels |  | 0.32 | 2 | 136 | 15 |  | Fixed | Roof
NJSTRE1546369537 |  | Transition Incentive Program | Wildwood Crest | 8260 | 21 | 8.32 | Residential | Yes | Behind the Meter | Net-metered residential rooftop and canopy |  | None | RCL Enterprises Inc. | AC Electric | Accepted | 2020-12-14 | 2020-12-18 | 2021-12-18 | Trina Solar | TSM-320DD06M | Solar Panels |  | 0.32 | 2 | 226 | 15 |  | Fixed | Roof
NJSTRE1546369801 |  | Transition Incentive Program | Hamilton Township | 8610 | 12 | 7.93 | Residential | Yes | Behind the Meter | Net-metered residential rooftop and canopy |  | None | Sunrun Installation Services, Inc. | PSE&G | Accepted | 2020-12-14 | 2020-12-16 | 2021-12-16 | LG Chem | RESU 10H SEG | Electric Storage Battery |  |  | 1 |  |  |  | Lithium Ion |  | outside
NJSTRE1546369801 |  | Transition Incentive Program | Hamilton Township | 8610 | 12 | 7.93 | Residential | Yes | Behind the Meter | Net-metered residential rooftop and canopy |  | None | Sunrun Installation Services, Inc. | PSE&G | Accepted | 2020-12-14 | 2020-12-16 | 2021-12-16 | Delta Electronics | E8-TL-US | Inverters | 8000 |  | 1 |  |  | 0.96 |  | Outdoor | Next To Meter
NJSTRE1546369801 |  | Transition Incentive Program | Hamilton Township | 8610 | 12 | 7.93 | Residential | Yes | Behind the Meter | Net-metered residential rooftop and canopy |  | None | Sunrun Installation Services, Inc. | PSE&G | Accepted | 2020-12-14 | 2020-12-16 | 2021-12-16 | LONGi Green Energy Technology Co Ltd | LR6-60HPB-305M | Solar Panels |  | 0.305 | 8 | 327 | 40 |  | Fixed | Roof
NJSTRE1546369801 |  | Transition Incentive Program | Hamilton Township | 8610 | 12 | 7.93 | Residential | Yes | Behind the Meter | Net-metered residential rooftop and canopy |  | None | Sunrun Installation Services, Inc. | PSE&G | Accepted | 2020-12-14 | 2020-12-16 | 2021-12-16 | LONGi Green Energy Technology Co Ltd | LR6-60HPB-305M | Solar Panels |  | 0.305 | 18 | 147 | 40 |  | Fixed | Roof
NJSTRE1546370466 |  | Transition Incentive Program | Mt. Laurel | 8054 | 13 | 5.8 | Residential | Yes | Behind the Meter | Net-metered residential rooftop and canopy |  | None | Solar Energy World | Park Ridge | Accepted | 2020-12-14 | 2020-12-16 | 2021-12-16 | SolarEdge Technologies | SE5000H-USRGM | Inverters | 5000 |  | 1 |  |  | 0.983 |  | Outside | near meter
NJSTRE1546370466 |  | Transition Incentive Program | Mt. Laurel | 8054 | 13 | 5.8 | Residential | Yes | Behind the Meter | Net-metered residential rooftop and canopy |  | None | Solar Energy World | Park Ridge | Accepted | 2020-12-14 | 2020-12-16 | 2021-12-16 | LONGi Green Energy | LR6-60HPB-305M | Solar Panels |  | 0.305 | 19 | 127 | 14 |  | Fixed | Roof
NJSTRE1546370592 |  | Transition Incentive Program | Mickleton | 8056 | 15 | 14.26 | Residential | No | Behind the Meter | Net-metered residential rooftop and canopy |  | None | Freedom Forever New Jersey LLC | AC Electric | Accepted | 2020-12-21 | 2020-12-22 | 2021-12-22 | Solar Edge | SE10000H-US [SI1] RGM | Inverters | 10000 |  | 1 |  |  | 0.99 |  | Outdoor | n/a
NJSTRE1546370592 |  | Transition Incentive Program | Mickleton | 8056 | 15 | 14.26 | Residential | No | Behind the Meter | Net-metered residential rooftop and canopy |  | None | Freedom Forever New Jersey LLC | AC Electric | Accepted | 2020-12-21 | 2020-12-22 | 2021-12-22 | Hanwha | Q.PEAK-G4.1 310 | Solar Panels |  | 0.31 | 15 | 3 | 233 |  | Fixed | Roof | n/a
NJSTRE1546370592 |  | Transition Incentive Program | Mickleton | 8056 | 15 | 14.26 | Residential | No | Behind the Meter | Net-metered residential rooftop and canopy |  | None | Freedom Forever New Jersey LLC | AC Electric | Accepted | 2020-12-21 | 2020-12-22 | 2021-12-22 | Hanwha | Q.PEAK-G4.1 310 | Solar Panels |  | 0.31 | 8 | 53 | 18 |  | Fixed | Roof | n/a
NJSTRE1546370592 |  | Transition Incentive Program | Mickleton | 8056 | 15 | 14.26 | Residential | No | Behind the Meter | Net-metered residential rooftop and canopy |  | None | Freedom Forever New Jersey LLC | AC Electric | Accepted | 2020-12-21 | 2020-12-22 | 2021-12-22 | Hanwha | Q.PEAK-G4.1 310 | Solar Panels |  | 0.31 | 23 | 143 | 18 |  | Fixed | Roof | n/a
NJSTRE1546370596 |  | Transition Incentive Program | Landing | 7850 | 3 | 10.88 | Residential | Yes | Behind the Meter | Net-metered residential rooftop and canopy |  | None | Vivint Solar Developer, LLC | JCP&L | Accepted | 2020-12-15 | 2020-12-16 | 2021-12-16 | Solar Edge | SE7600H-US | Inverters | 7600 |  | 1 |  |  | 0.992 |  | Outdoor | Near the Utility Meter
NJSTRE1546370596 |  | Transition Incentive Program | Landing | 7850 | 3 | 10.88 | Residential | Yes | Behind the Meter | Net-metered residential rooftop and canopy |  | None | Vivint Solar Developer, LLC | JCP&L | Accepted | 2020-12-15 | 2020-12-16 | 2021-12-16 | JINKO SOLAR | JKM320M-60HBL | Solar Panels |  | 0.32 | 8 | 210 | 18 |  | Fixed | Roof
NJSTRE1546370596 |  | Transition Incentive Program | Landing | 7850 | 3 | 10.88 | Residential | Yes | Behind the Meter | Net-metered residential rooftop and canopy |  | None | Vivint Solar Developer, LLC | JCP&L | Accepted | 2020-12-15 | 2020-12-16 | 2021-12-16 | JINKO SOLAR | JKM320M-60HBL | Solar Panels |  | 0.32 | 8 | 30 | 5 |  | Fixed | Roof
NJSTRE1546370596 |  | Transition Incentive Program | Landing | 7850 | 3 | 10.88 | Residential | Yes | Behind the Meter | Net-metered residential rooftop and canopy |  | None | Vivint Solar Developer, LLC | JCP&L | Accepted | 2020-12-15 | 2020-12-16 | 2021-12-16 | JINKO SOLAR | JKM320M-60HBL | Solar Panels |  | 0.32 | 8 | 210 | 18 |  | Fixed | Roof
NJSTRE1546370596 |  | Transition Incentive Program | Landing | 7850 | 3 | 10.88 | Residential | Yes | Behind the Meter | Net-metered residential rooftop and canopy |  | None | Vivint Solar Developer, LLC | JCP&L | Accepted | 2020-12-15 | 2020-12-16 | 2021-12-16 | JINKO SOLAR | JKM320M-60HBL | Solar Panels |  | 0.32 | 10 | 30 | 18 |  | Fixed | Roof
NJSTRE1546370609 |  | Transition Incentive Program | Moorestown | 8057 | 13 | 9.6 | Residential | Yes | Behind the Meter | Net-metered residential rooftop and canopy |  | None | Vivint Solar Developer, LLC | PSE&G | Accepted | 2020-12-16 | 2020-12-16 | 2021-12-16 | Solar Edge | SE7600H-US | Inverters | 7600 |  | 1 |  |  | 0.992 |  | Outdoor | Near the Utility Meter
NJSTRE1546370609 |  | Transition Incentive Program | Moorestown | 8057 | 13 | 9.6 | Residential | Yes | Behind the Meter | Net-metered residential rooftop and canopy |  | None | Vivint Solar Developer, LLC | PSE&G | Accepted | 2020-12-16 | 2020-12-16 | 2021-12-16 | JINKO SOLAR | JKM320M-60HBL | Solar Panels |  | 0.32 | 16 | 68 | 22 |  | Fixed | Roof
NJSTRE1546370609 |  | Transition Incentive Program | Moorestown | 8057 | 13 | 9.6 | Residential | Yes | Behind the Meter | Net-metered residential rooftop and canopy |  | None | Vivint Solar Developer, LLC | PSE&G | Accepted | 2020-12-16 | 2020-12-16 | 2021-12-16 | JINKO SOLAR | JKM320M-60HBL | Solar Panels |  | 0.32 | 14 | 68 | 23 |  | Fixed | Roof
NJSTRE1546370612 |  | Transition Incentive Program | Willingboro | 8046 | 13 | 6.41 | Residential | Yes | Behind the Meter | Net-metered residential rooftop and canopy |  | None | Sunrun Installation Services, Inc. | PSE&G | Accepted | 2020-12-14 | 2020-12-16 | 2021-12-16 | Enphase Energy | IQ7-60-x-US (240V) | Inverters | 240 |  | 21 |  |  | 0.96 |  | Outdoor | Rooftop
NJSTRE1546370612 |  | Transition Incentive Program | Willingboro | 8046 | 13 | 6.41 | Residential | Yes | Behind the Meter | Net-metered residential rooftop and canopy |  | None | Sunrun Installation Services, Inc. | PSE&G | Accepted | 2020-12-14 | 2020-12-16 | 2021-12-16 | LONGi Green Energy Technology Co Ltd | LR6-60HPB-305M | Solar Panels |  | 0.305 | 4 | 194 | 18 |  | Fixed | Roof
NJSTRE1546370612 |  | Transition Incentive Program | Willingboro | 8046 | 13 | 6.41 | Residential | Yes | Behind the Meter | Net-metered residential rooftop and canopy |  | None | Sunrun Installation Services, Inc. | PSE&G | Accepted | 2020-12-14 | 2020-12-16 | 2021-12-16 | LONGi Green Energy Technology Co Ltd | LR6-60HPB-305M | Solar Panels |  | 0.305 | 17 | 194 | 27 |  | Fixed | Roof
NJSTRE1546370620 |  | Transition Incentive Program | Wayne Twp | 7470 | 6 | 7.63 | Residential | Yes | Behind the Meter | Net-metered residential rooftop and canopy |  | None | Bright Planet Solar | PSE&G | Accepted | 2020-12-14 | 2020-12-16 | 2021-12-16 | SOLAR EDGE | SE6000H-USRGM | Inverters | 6000 |  | 1 |  |  | 0.98 |  | Outdoor | OUTSIDE
NJSTRE1546370620 |  | Transition Incentive Program | Wayne Twp | 7470 | 6 | 7.63 | Residential | Yes | Behind the Meter | Net-metered residential rooftop and canopy |  | None | Bright Planet Solar | PSE&G | Accepted | 2020-12-14 | 2020-12-16 | 2021-12-16 | LONGI | LR6-60HPB-305M | Solar Panels |  | 0.305 | 18 | 249 | 30 |  | Fixed | Roof
NJSTRE1546370620 |  | Transition Incentive Program | Wayne Twp | 7470 | 6 | 7.63 | Residential | Yes | Behind the Meter | Net-metered residential rooftop and canopy |  | None | Bright Planet Solar | PSE&G | Accepted | 2020-12-14 | 2020-12-16 | 2021-12-16 | LONGI | LR6-60HPB-305M | Solar Panels |  | 0.305 | 7 | 69 | 30 |  | Fixed | Roof
NJSTRE1546370629 |  | Transition Incentive Program | Franklin Twp. | 8873 | 5 | 896 | Commercial | No | Behind the Meter | Net-metered non-residential rooftop and canopy |  | None | e2/ECTA, Inc. | PSE&G | Accepted | 2020-12-15 | 2020-12-16 | 2021-12-16 | Solaredge Technologies, Inc. | SE66.6KUS | Inverters | 66600 |  | 1 |  |  | 0.98 |  | Outdoor | exterior wall near NW corner
NJSTRE1546370629 |  | Transition Incentive Program | Franklin Twp. | 8873 | 5 | 896 | Commercial | No | Behind the Meter | Net-metered non-residential rooftop and canopy |  | None | e2/ECTA, Inc. | PSE&G | Accepted | 2020-12-15 | 2020-12-16 | 2021-12-16 | Solaredge Technologies, Inc. | SE100KUS | Inverters | 100000 |  | 6 |  |  | 0.98 |  | Outdoor | exterior wall near NW corner
NJSTRE1546370629 |  | Transition Incentive Program | Franklin Twp. | 8873 | 5 | 896 | Commercial | No | Behind the Meter | Net-metered non-residential rooftop and canopy |  | None | e2/ECTA, Inc. | PSE&G | Accepted | 2020-12-15 | 2020-12-16 | 2021-12-16 | Phono Solar | PS400M1-24/TH | Solar Panels |  | 0.4 | 2240 | 181 | 10 |  | Fixed | Roof
NJSTRE1546370631 |  | Transition Incentive Program | Marlton | 8053 | 13 | 4.16 | Residential | Yes | Behind the Meter | Net-metered residential rooftop and canopy |  | None | Vivint Solar Developer, LLC | PSE&G | Accepted | 2020-12-16 | 2020-12-16 | 2021-12-16 | Solar Edge | SE3800H-US | Inverters | 3800 |  | 1 |  |  | 0.992 |  | Outdoor | Near the Utility Meter
NJSTRE1546370631 |  | Transition Incentive Program | Marlton | 8053 | 13 | 4.16 | Residential | Yes | Behind the Meter | Net-metered residential rooftop and canopy |  | None | Vivint Solar Developer, LLC | PSE&G | Accepted | 2020-12-16 | 2020-12-16 | 2021-12-16 | JINKO SOLAR | JKM320M-60HBL | Solar Panels |  | 0.32 | 13 | 198 | 18 |  | Fixed | Roof
NJSTRE1546370633 |  | Transition Incentive Program | South Plainfield | 7080 | 11 | 6.72 | Residential | Yes | Behind the Meter | Net-metered residential rooftop and canopy |  | None | Vivint Solar Developer, LLC | PSE&G | Accepted | 2020-12-15 | 2020-12-16 | 2021-12-16 | Solar Edge | SE7600H-US | Inverters | 7600 |  | 1 |  |  | 0.992 |  | Outdoor | Near the Utility Meter
NJSTRE1546370633 |  | Transition Incentive Program | South Plainfield | 7080 | 11 | 6.72 | Residential | Yes | Behind the Meter | Net-metered residential rooftop and canopy |  | None | Vivint Solar Developer, LLC | PSE&G | Accepted | 2020-12-15 | 2020-12-16 | 2021-12-16 | JINKO SOLAR | JKM320M-60HBL | Solar Panels |  | 0.32 | 21 | 102 | 23 |  | Fixed | Roof
NJSTRE1546370642 |  | Transition Incentive Program | Maple Shade Township | 8052 | 13 | 6.93 | Residential | Yes | Behind the Meter | Net-metered residential rooftop and canopy |  | None | Freedom Forever New Jersey LLC | PSE&G | Accepted | 2020-12-22 | 2020-12-22 | 2021-12-22 | Solar Edge | SE6000H-US [SI1] RGM | Inverters | 6000 |  | 1 |  |  | 0.99 |  | Outdoor | n/a
NJSTRE1546370642 |  | Transition Incentive Program | Maple Shade Township | 8052 | 13 | 6.93 | Residential | Yes | Behind the Meter | Net-metered residential rooftop and canopy |  | None | Freedom Forever New Jersey LLC | PSE&G | Accepted | 2020-12-22 | 2020-12-22 | 2021-12-22 | Longi | LR6-60HPB-315M | Solar Panels |  | 0.315 | 4 | 172 | 35 |  | Fixed | Roof | n/a
NJSTRE1546370642 |  | Transition Incentive Program | Maple Shade Township | 8052 | 13 | 6.93 | Residential | Yes | Behind the Meter | Net-metered residential rooftop and canopy |  | None | Freedom Forever New Jersey LLC | PSE&G | Accepted | 2020-12-22 | 2020-12-22 | 2021-12-22 | Longi | LR6-60HPB-315M | Solar Panels |  | 0.315 | 6 | 35 | 262 |  | Fixed | Roof | n/a
NJSTRE1546370642 |  | Transition Incentive Program | Maple Shade Township | 8052 | 13 | 6.93 | Residential | Yes | Behind the Meter | Net-metered residential rooftop and canopy |  | None | Freedom Forever New Jersey LLC | PSE&G | Accepted | 2020-12-22 | 2020-12-22 | 2021-12-22 | Longi | LR6-60HPB-315M | Solar Panels |  | 0.315 | 8 | 173 | 20 |  | Fixed | Roof | n/a
NJSTRE1546370642 |  | Transition Incentive Program | Maple Shade Township | 8052 | 13 | 6.93 | Residential | Yes | Behind the Meter | Net-metered residential rooftop and canopy |  | None | Freedom Forever New Jersey LLC | PSE&G | Accepted | 2020-12-22 | 2020-12-22 | 2021-12-22 | Longi | LR6-60HPB-315M | Solar Panels |  | 0.315 | 2 | 352 | 35 |  | Fixed | Roof | n/a
NJSTRE1546370642 |  | Transition Incentive Program | Maple Shade Township | 8052 | 13 | 6.93 | Residential | Yes | Behind the Meter | Net-metered residential rooftop and canopy |  | None | Freedom Forever New Jersey LLC | PSE&G | Accepted | 2020-12-22 | 2020-12-22 | 2021-12-22 | Longi | LR6-60HPB-315M | Solar Panels |  | 0.315 | 2 | 353 | 20 |  | Fixed | Roof | n/a
NJSTRE1546370649 |  | Transition Incentive Program | Somerset | 8873 | 5 | 10.88 | Residential | Yes | Behind the Meter | Net-metered residential rooftop and canopy |  | None | Vivint Solar Developer, LLC | PSE&G | Accepted | 2020-12-16 | 2020-12-16 | 2021-12-16 | Solar Edge | SE7600H-US | Inverters | 7600 |  | 1 |  |  | 0.992 |  | Outdoor | Near the Utility Meter
NJSTRE1546370649 |  | Transition Incentive Program | Somerset | 8873 | 5 | 10.88 | Residential | Yes | Behind the Meter | Net-metered residential rooftop and canopy |  | None | Vivint Solar Developer, LLC | PSE&G | Accepted | 2020-12-16 | 2020-12-16 | 2021-12-16 | JINKO SOLAR | JKM320M-60HBL | Solar Panels |  | 0.32 | 9 | 232 | 23 |  | Fixed | Roof
NJSTRE1546370649 |  | Transition Incentive Program | Somerset | 8873 | 5 | 10.88 | Residential | Yes | Behind the Meter | Net-metered residential rooftop and canopy |  | None | Vivint Solar Developer, LLC | PSE&G | Accepted | 2020-12-16 | 2020-12-16 | 2021-12-16 | JINKO SOLAR | JKM320M-60HBL | Solar Panels |  | 0.32 | 10 | 52 | 23 |  | Fixed | Roof
NJSTRE1546370649 |  | Transition Incentive Program | Somerset | 8873 | 5 | 10.88 | Residential | Yes | Behind the Meter | Net-metered residential rooftop and canopy |  | None | Vivint Solar Developer, LLC | PSE&G | Accepted | 2020-12-16 | 2020-12-16 | 2021-12-16 | JINKO SOLAR | JKM320M-60HBL | Solar Panels |  | 0.32 | 2 | 52 | 23 |  | Fixed | Roof
NJSTRE1546370649 |  | Transition Incentive Program | Somerset | 8873 | 5 | 10.88 | Residential | Yes | Behind the Meter | Net-metered residential rooftop and canopy |  | None | Vivint Solar Developer, LLC | PSE&G | Accepted | 2020-12-16 | 2020-12-16 | 2021-12-16 | JINKO SOLAR | JKM320M-60HBL | Solar Panels |  | 0.32 | 13 | 232 | 23 |  | Fixed | Roof
NJSTRE1546370650 |  | Transition Incentive Program | Belleville Twp | 7109 | 9 | 6.51 | Residential | Yes | Behind the Meter | Net-metered residential rooftop and canopy |  | None | Bright Planet Solar | PSE&G | Accepted | 2020-12-14 | 2020-12-16 | 2021-12-16 | SOLAR EDGE | SE6000H-USRGM | Inverters | 6000 |  | 1 |  |  | 0.98 |  | Outdoor | OUTSIDE
NJSTRE1546370650 |  | Transition Incentive Program | Belleville Twp | 7109 | 9 | 6.51 | Residential | Yes | Behind the Meter | Net-metered residential rooftop and canopy |  | None | Bright Planet Solar | PSE&G | Accepted | 2020-12-14 | 2020-12-16 | 2021-12-16 | HANWHA Q-CELLS | Q.PEAK DUO BLK-G5 310W | Solar Panels |  | 0.31 | 9 | 353 | 22 |  | Fixed | Roof
NJSTRE1546370650 |  | Transition Incentive Program | Belleville Twp | 7109 | 9 | 6.51 | Residential | Yes | Behind the Meter | Net-metered residential rooftop and canopy |  | None | Bright Planet Solar | PSE&G | Accepted | 2020-12-14 | 2020-12-16 | 2021-12-16 | HANWHA Q-CELLS | Q.PEAK DUO BLK-G5 310W | Solar Panels |  | 0.31 | 12 | 173 | 22 |  | Fixed | Roof
NJSTRE1546370669 |  | Transition Incentive Program | Marlboro Township | 7751 | 17 | 9.15 | Residential | No | Behind the Meter | Net-metered residential rooftop and canopy |  | None | Sunrun Installation Services, Inc. | JCP&L | Accepted | 2020-12-14 | 2020-12-16 | 2021-12-16 | LG Chem | RESU 10H SEG | Electric Storage Battery |  |  | 2 |  |  |  | Lithium Ion |  | outside
NJSTRE1546370669 |  | Transition Incentive Program | Marlboro Township | 7751 | 17 | 9.15 | Residential | No | Behind the Meter | Net-metered residential rooftop and canopy |  | None | Sunrun Installation Services, Inc. | JCP&L | Accepted | 2020-12-14 | 2020-12-16 | 2021-12-16 | Delta Electronics | M4-TL-US | Inverters | 4000 |  | 1 |  |  | 0.96 |  | Outdoor | Next To Meter
NJSTRE1546370669 |  | Transition Incentive Program | Marlboro Township | 7751 | 17 | 9.15 | Residential | No | Behind the Meter | Net-metered residential rooftop and canopy |  | None | Sunrun Installation Services, Inc. | JCP&L | Accepted | 2020-12-14 | 2020-12-16 | 2021-12-16 | Delta Electronics | E8-TL-US | Inverters | 8000 |  | 1 |  |  | 0.96 |  | Outdoor | Next To Meter
NJSTRE1546370669 |  | Transition Incentive Program | Marlboro Township | 7751 | 17 | 9.15 | Residential | No | Behind the Meter | Net-metered residential rooftop and canopy |  | None | Sunrun Installation Services, Inc. | JCP&L | Accepted | 2020-12-14 | 2020-12-16 | 2021-12-16 | LONGi Green Energy Technology Co Ltd | LR6-60HPB-305M | Solar Panels |  | 0.305 | 11 | 232 | 39 |  | Fixed | Roof
NJSTRE1546370669 |  | Transition Incentive Program | Marlboro Township | 7751 | 17 | 9.15 | Residential | No | Behind the Meter | Net-metered residential rooftop and canopy |  | None | Sunrun Installation Services, Inc. | JCP&L | Accepted | 2020-12-14 | 2020-12-16 | 2021-12-16 | LONGi Green Energy Technology Co Ltd | LR6-60HPB-305M | Solar Panels |  | 0.305 | 10 | 142 | 45 |  | Fixed | Roof
NJSTRE1546370669 |  | Transition Incentive Program | Marlboro Township | 7751 | 17 | 9.15 | Residential | No | Behind the Meter | Net-metered residential rooftop and canopy |  | None | Sunrun Installation Services, Inc. | JCP&L | Accepted | 2020-12-14 | 2020-12-16 | 2021-12-16 | LONGi Green Energy Technology Co Ltd | LR6-60HPB-305M | Solar Panels |  | 0.305 | 9 | 232 | 41 |  | Fixed | Roof
NJSTRE1546370682 |  | Transition Incentive Program | Freehold | 7728 | 17 | 22.37 | Residential | Yes | Behind the Meter | Net-metered residential rooftop and canopy |  | None | Solar Energy World | JCP&L | Accepted | 2020-12-14 | 2020-12-16 | 2021-12-16 | SolarEdge Technologies | SE10000H-USRGM | Inverters | 10000 |  | 1 |  |  | 0.98 |  | Outside | near meter
NJSTRE1546370682 |  | Transition Incentive Program | Freehold | 7728 | 17 | 22.37 | Residential | Yes | Behind the Meter | Net-metered residential rooftop and canopy |  | None | Solar Energy World | JCP&L | Accepted | 2020-12-14 | 2020-12-16 | 2021-12-16 | SolarEdge Technologies | SE5000H-USRGM | Inverters | 5000 |  | 1 |  |  | 0.983 |  | Outdoor | near meter
NJSTRE1546370682 |  | Transition Incentive Program | Freehold | 7728 | 17 | 22.37 | Residential | Yes | Behind the Meter | Net-metered residential rooftop and canopy |  | None | Solar Energy World | JCP&L | Accepted | 2020-12-14 | 2020-12-16 | 2021-12-16 | SolarEdge Technologies | SE3000H-USRGM | Inverters | 3000 |  | 1 |  |  | 0.977 |  | Outdoor | near meter
NJSTRE1546370682 |  | Transition Incentive Program | Freehold | 7728 | 17 | 22.37 | Residential | Yes | Behind the Meter | Net-metered residential rooftop and canopy |  | None | Solar Energy World | JCP&L | Accepted | 2020-12-14 | 2020-12-16 | 2021-12-16 | Hanwha | Q.PEAK DUO BLK-G5 315 | Solar Panels |  | 0.315 | 10 | 208 | 0.27 |  | Fixed | Roof
NJSTRE1546370682 |  | Transition Incentive Program | Freehold | 7728 | 17 | 22.37 | Residential | Yes | Behind the Meter | Net-metered residential rooftop and canopy |  | None | Solar Energy World | JCP&L | Accepted | 2020-12-14 | 2020-12-16 | 2021-12-16 | Hanwha | Q.PEAK DUO BLK-G5 315 | Solar Panels |  | 0.315 | 2 | 207 | 9 |  | Fixed | Roof
NJSTRE1546370682 |  | Transition Incentive Program | Freehold | 7728 | 17 | 22.37 | Residential | Yes | Behind the Meter | Net-metered residential rooftop and canopy |  | None | Solar Energy World | JCP&L | Accepted | 2020-12-14 | 2020-12-16 | 2021-12-16 | Hanwha | Q.PEAK DUO BLK-G5 315 | Solar Panels |  | 0.315 | 18 | 207 | 9 |  | Fixed | Pole
NJSTRE1546370682 |  | Transition Incentive Program | Freehold | 7728 | 17 | 22.37 | Residential | Yes | Behind the Meter | Net-metered residential rooftop and canopy |  | None | Solar Energy World | JCP&L | Accepted | 2020-12-14 | 2020-12-16 | 2021-12-16 | Hanwha | Q.PEAK DUO BLK-G5 315 | Solar Panels |  | 0.315 | 14 | 208 | 27 |  | Fixed | Roof
NJSTRE1546370682 |  | Transition Incentive Program | Freehold | 7728 | 17 | 22.37 | Residential | Yes | Behind the Meter | Net-metered residential rooftop and canopy |  | None | Solar Energy World | JCP&L | Accepted | 2020-12-14 | 2020-12-16 | 2021-12-16 | Hanwha | Q.PEAK DUO BLK-G5 315 | Solar Panels |  | 0.315 | 27 | 206 | 18 |  | Fixed | Roof
NJSTRE1546370695 |  | Transition Incentive Program | Forked River | 8731 | 18 | 12.43 | Residential | Yes | Behind the Meter | Net-metered residential rooftop and canopy |  | None | GenRenew, LLC | JCP&L | Accepted | 2020-12-14 | 2020-12-16 | 2021-12-16 | sunpower | PVS6 | Meters |  |  | 1 |  |  |  | Yes | Outdoor
NJSTRE1546370695 |  | Transition Incentive Program | Forked River | 8731 | 18 | 12.43 | Residential | Yes | Behind the Meter | Net-metered residential rooftop and canopy |  | None | GenRenew, LLC | JCP&L | Accepted | 2020-12-14 | 2020-12-16 | 2021-12-16 | sunpower | IQ7XS-96-ACM-US | Inverters | 320 |  | 38 |  |  | 0.975 |  | Outdoor | under module
NJSTRE1546370695 |  | Transition Incentive Program | Forked River | 8731 | 18 | 12.43 | Residential | Yes | Behind the Meter | Net-metered residential rooftop and canopy |  | None | GenRenew, LLC | JCP&L | Accepted | 2020-12-14 | 2020-12-16 | 2021-12-16 | sunpower | spr-e20-327-e-ac | Solar Panels |  | 0.327 | 8 | 33 | 93 |  | Fixed | Roof
NJSTRE1546370695 |  | Transition Incentive Program | Forked River | 8731 | 18 | 12.43 | Residential | Yes | Behind the Meter | Net-metered residential rooftop and canopy |  | None | GenRenew, LLC | JCP&L | Accepted | 2020-12-14 | 2020-12-16 | 2021-12-16 | sunpower | spr-e20-327-a-ac | Solar Panels |  | 0.327 | 20 | 237 | 33 |  | Fixed | Roof
NJSTRE1546370695 |  | Transition Incentive Program | Forked River | 8731 | 18 | 12.43 | Residential | Yes | Behind the Meter | Net-metered residential rooftop and canopy |  | None | GenRenew, LLC | JCP&L | Accepted | 2020-12-14 | 2020-12-16 | 2021-12-16 | sunpower | spr-e20-327-e-ac | Solar Panels |  | 0.327 | 10 | 93 | 33 |  | Fixed | Roof
NJSTRE1546370698 |  | Transition Incentive Program | Clifton | 7013 | 6 | 4.28 | Residential | Yes | Behind the Meter | Net-metered residential rooftop and canopy |  | None | Freedom Forever New Jersey LLC | PSE&G | Accepted | 2020-12-15 | 2020-12-17 | 2021-12-17 | Solar Edge | SE3800H-US [SI1] RGM | Inverters | 3800 |  | 1 |  |  | 0.99 |  | Outdoor | n/a
NJSTRE1546370698 |  | Transition Incentive Program | Clifton | 7013 | 6 | 4.28 | Residential | Yes | Behind the Meter | Net-metered residential rooftop and canopy |  | None | Freedom Forever New Jersey LLC | PSE&G | Accepted | 2020-12-15 | 2020-12-17 | 2021-12-17 | Hanwha | Q.PLUS BFR-G4.1/TAA 285 | Solar Panels |  | 0.285 | 9 | 110 | 34 |  | Fixed | Roof | n/a
NJSTRE1546370698 |  | Transition Incentive Program | Clifton | 7013 | 6 | 4.28 | Residential | Yes | Behind the Meter | Net-metered residential rooftop and canopy |  | None | Freedom Forever New Jersey LLC | PSE&G | Accepted | 2020-12-15 | 2020-12-17 | 2021-12-17 | Hanwha | Q.PLUS BFR-G4.1/TAA 285 | Solar Panels |  | 0.285 | 6 | 290 | 34 |  | Fixed | Roof | n/a
NJSTRE1546370710 |  | Transition Incentive Program | Saddlebrook | 7663 | 7 | 5.2 | Residential | Yes | Behind the Meter | Net-metered residential rooftop and canopy |  | None | Infinity Solar Systems | PSE&G | Accepted | 2020-12-14 | 2020-12-17 | 2021-12-17 | ENPHASE | IQ7PLUS-72-2-US | Inverters | 295 |  | 5 |  |  | 0.95 |  | Other | Rooftop
NJSTRE1546370710 |  | Transition Incentive Program | Saddlebrook | 7663 | 7 | 5.2 | Residential | Yes | Behind the Meter | Net-metered residential rooftop and canopy |  | None | Infinity Solar Systems | PSE&G | Accepted | 2020-12-14 | 2020-12-17 | 2021-12-17 | ENPHASE | IQ7PLUS-72-2-US | Inverters | 295 |  | 11 |  |  | 0.95 |  | Other | Rooftop
NJSTRE1546370710 |  | Transition Incentive Program | Saddlebrook | 7663 | 7 | 5.2 | Residential | Yes | Behind the Meter | Net-metered residential rooftop and canopy |  | None | Infinity Solar Systems | PSE&G | Accepted | 2020-12-14 | 2020-12-17 | 2021-12-17 | Canadian Solar | CS1H-325-MS | Solar Panels |  | 0.325 | 11 | 161 | 5 |  | Fixed | Roof
NJSTRE1546370710 |  | Transition Incentive Program | Saddlebrook | 7663 | 7 | 5.2 | Residential | Yes | Behind the Meter | Net-metered residential rooftop and canopy |  | None | Infinity Solar Systems | PSE&G | Accepted | 2020-12-14 | 2020-12-17 | 2021-12-17 | Canadian Solar | CS1H-325-MS | Solar Panels |  | 0.325 | 5 | 341 | 5 |  | Fixed | Roof
NJSTRE1546370724 |  | Transition Incentive Program | Brick | 8724 | 18 | 7.25 | Residential | Yes | Behind the Meter | Net-metered residential rooftop and canopy |  | None | Freedom Forever New Jersey LLC | JCP&L | Accepted | 2020-12-22 | 2020-12-22 | 2021-12-22 | Solar Edge | SE7600H-US [SI1] RGM | Inverters | 7600 |  | 1 |  |  | 0.99 |  | Outdoor | n/a
NJSTRE1546370724 |  | Transition Incentive Program | Brick | 8724 | 18 | 7.25 | Residential | Yes | Behind the Meter | Net-metered residential rooftop and canopy |  | None | Freedom Forever New Jersey LLC | JCP&L | Accepted | 2020-12-22 | 2020-12-22 | 2021-12-22 | Longi | LR6- 60HPB-315M | Solar Panels |  | 0.315 | 12 | 318 | 43 |  | Fixed | Roof | n/a
NJSTRE1546370724 |  | Transition Incentive Program | Brick | 8724 | 18 | 7.25 | Residential | Yes | Behind the Meter | Net-metered residential rooftop and canopy |  | None | Freedom Forever New Jersey LLC | JCP&L | Accepted | 2020-12-22 | 2020-12-22 | 2021-12-22 | Longi | LR6- 60HPB-315M | Solar Panels |  | 0.315 | 11 | 138 | 16 |  | Fixed | Roof | n/a
NJSTRE1546370734 |  | Transition Incentive Program | Livingston TWP | 7039 | 9 | 8.16 | Residential | Yes | Behind the Meter | Net-metered residential rooftop and canopy |  | None | Tesla Energy Operations Inc. | PSE&G | Accepted | 2020-12-14 | 2020-12-16 | 2021-12-16 | Tesla | AC Powerwall 2.0 | Electric Storage Battery |  |  | 1 |  |  |  | Lithium Ion |  | Inside
NJSTRE1546370734 |  | Transition Incentive Program | Livingston TWP | 7039 | 9 | 8.16 | Residential | Yes | Behind the Meter | Net-metered residential rooftop and canopy |  | None | Tesla Energy Operations Inc. | PSE&G | Accepted | 2020-12-14 | 2020-12-16 | 2021-12-16 | SolarEdge Technologies | SE7600H-US [240V] | Inverters | 7600 |  | 1 |  |  | 0.99 |  | Outside | Outside
NJSTRE1546370734 |  | Transition Incentive Program | Livingston TWP | 7039 | 9 | 8.16 | Residential | Yes | Behind the Meter | Net-metered residential rooftop and canopy |  | None | Tesla Energy Operations Inc. | PSE&G | Accepted | 2020-12-14 | 2020-12-16 | 2021-12-16 | Hanwha Q-CELLS | Q.Peak DUO BLK-G6+ 340 | Solar Panels |  | 0.34 | 10 | 112 | 28 |  | Fixed | Roof
NJSTRE1546370734 |  | Transition Incentive Program | Livingston TWP | 7039 | 9 | 8.16 | Residential | Yes | Behind the Meter | Net-metered residential rooftop and canopy |  | None | Tesla Energy Operations Inc. | PSE&G | Accepted | 2020-12-14 | 2020-12-16 | 2021-12-16 | Hanwha Q-CELLS | Q.Peak DUO BLK-G6+ 340 | Solar Panels |  | 0.34 | 10 | 292 | 28 |  | Fixed | Roof
NJSTRE1546370734 |  | Transition Incentive Program | Livingston TWP | 7039 | 9 | 8.16 | Residential | Yes | Behind the Meter | Net-metered residential rooftop and canopy |  | None | Tesla Energy Operations Inc. | PSE&G | Accepted | 2020-12-14 | 2020-12-16 | 2021-12-16 | Hanwha Q-CELLS | Q.Peak DUO BLK-G6+ 340 | Solar Panels |  | 0.34 | 4 | 112 | 28 |  | Fixed | Roof
NJSTRE1546370735 |  | Transition Incentive Program | Egg Harbor Township | 8234 | 19 | 5.44 | Residential | Yes | Behind the Meter | Net-metered residential rooftop and canopy |  | None | Trinity Solar | AC Electric | Accepted | 2020-12-14 | 2020-12-16 | 2021-12-16 | Solar Edge | SE5000 | Inverters | 5000 |  | 1 |  |  | 0.97 |  | Outside | side of home
NJSTRE1546370735 |  | Transition Incentive Program | Egg Harbor Township | 8234 | 19 | 5.44 | Residential | Yes | Behind the Meter | Net-metered residential rooftop and canopy |  | None | Trinity Solar | AC Electric | Accepted | 2020-12-14 | 2020-12-16 | 2021-12-16 | Hanwha | Q.PEAK DUO BLK-G6 340 | Solar Panels |  | 0.34 | 16 | 184 | 30 |  | Fixed | Roof
NJSTRE1546370749 |  | Transition Incentive Program | EHT | 8234 | 19 | 5.85 | Residential | Yes | Behind the Meter | Net-metered residential rooftop and canopy |  | None | RCL Enterprises Inc. | AC Electric | Accepted | 2020-12-14 | 2020-12-21 | 2021-12-21 | enphase | iq7 | Inverters | 240 |  | 18 |  |  | 0.96 |  | Outdoor | under panels
NJSTRE1546370749 |  | Transition Incentive Program | EHT | 8234 | 19 | 5.85 | Residential | Yes | Behind the Meter | Net-metered residential rooftop and canopy |  | None | RCL Enterprises Inc. | AC Electric | Accepted | 2020-12-14 | 2020-12-21 | 2021-12-21 | Trina Solar | TSM-325DD06M | Solar Panels |  | 0.325 | 11 | 208 | 28 |  | Fixed | Roof
NJSTRE1546370749 |  | Transition Incentive Program | EHT | 8234 | 19 | 5.85 | Residential | Yes | Behind the Meter | Net-metered residential rooftop and canopy |  | None | RCL Enterprises Inc. | AC Electric | Accepted | 2020-12-14 | 2020-12-21 | 2021-12-21 | Trina Solar | TSM-325DD06M | Solar Panels |  | 0.325 | 7 | 128 | 28 |  | Fixed | Pole
NJSTRE1546370750 |  | Transition Incentive Program | Mount Laurel Twp | 8054 | 13 | 816.48 | Commercial | No | Behind the Meter | Net-metered non-residential rooftop and canopy |  | None | National Energy Partners, LLC | PSE&G | Accepted | 2020-12-14 | 2020-12-16 | 2021-12-16 | SolarEdge Technologies | SE100KUS | Inverters | 100000 |  | 1 |  |  | 0.975 |  | Outdoor | Outside
NJSTRE1546370750 |  | Transition Incentive Program | Mount Laurel Twp | 8054 | 13 | 816.48 | Commercial | No | Behind the Meter | Net-metered non-residential rooftop and canopy |  | None | National Energy Partners, LLC | PSE&G | Accepted | 2020-12-14 | 2020-12-16 | 2021-12-16 | Jinko Solar | JINKO EAGLE HC 72M G2 405W | Solar Panels |  | 0.405 | 910 | 109 | 5 |  | Fixed | Parking Lot | Carport Canopy
NJSTRE1546370750 |  | Transition Incentive Program | Mount Laurel Twp | 8054 | 13 | 816.48 | Commercial | No | Behind the Meter | Net-metered non-residential rooftop and canopy |  | None | National Energy Partners, LLC | PSE&G | Accepted | 2020-12-14 | 2020-12-16 | 2021-12-16 | Jinko Solar | JINKO EAGLE HC 72M G2 405W | Solar Panels |  | 0.405 | 1106 | 112 | 5 |  | Fixed | Roof
NJSTRE1546370751 |  | Transition Incentive Program | Ridgefield Park Village | 7660 | 7 | 10.8 | Residential | Yes | Behind the Meter | Net-metered residential rooftop and canopy |  | None | Bright Planet Solar | PSE&G | Accepted | 2020-12-14 | 2020-12-16 | 2021-12-16 | SOLAREDGE | SE10000H-USRGM | Inverters | 10000 |  | 1 |  |  | 0.98 |  | Outdoor | OUTSIDE
NJSTRE1546370751 |  | Transition Incentive Program | Ridgefield Park Village | 7660 | 7 | 10.8 | Residential | Yes | Behind the Meter | Net-metered residential rooftop and canopy |  | None | Bright Planet Solar | PSE&G | Accepted | 2020-12-14 | 2020-12-16 | 2021-12-16 | SUNPOWER | SPR-A400 | Solar Panels |  | 0.4 | 6 | 10 | 30 |  | Fixed | Roof
NJSTRE1546370751 |  | Transition Incentive Program | Ridgefield Park Village | 7660 | 7 | 10.8 | Residential | Yes | Behind the Meter | Net-metered residential rooftop and canopy |  | None | Bright Planet Solar | PSE&G | Accepted | 2020-12-14 | 2020-12-16 | 2021-12-16 | SUNPOWER | SPR-A400 | Solar Panels |  | 0.4 | 2 | 101 | 33 |  | Fixed | Roof
NJSTRE1546370751 |  | Transition Incentive Program | Ridgefield Park Village | 7660 | 7 | 10.8 | Residential | Yes | Behind the Meter | Net-metered residential rooftop and canopy |  | None | Bright Planet Solar | PSE&G | Accepted | 2020-12-14 | 2020-12-16 | 2021-12-16 | SUNPOWER | SPR-A400 | Solar Panels |  | 0.4 | 5 | 283 | 26 |  | Fixed | Roof
NJSTRE1546370751 |  | Transition Incentive Program | Ridgefield Park Village | 7660 | 7 | 10.8 | Residential | Yes | Behind the Meter | Net-metered residential rooftop and canopy |  | None | Bright Planet Solar | PSE&G | Accepted | 2020-12-14 | 2020-12-16 | 2021-12-16 | SUNPOWER | SPR-A400 | Solar Panels |  | 0.4 | 4 | 191 | 33 |  | Fixed | Roof
NJSTRE1546370751 |  | Transition Incentive Program | Ridgefield Park Village | 7660 | 7 | 10.8 | Residential | Yes | Behind the Meter | Net-metered residential rooftop and canopy |  | None | Bright Planet Solar | PSE&G | Accepted | 2020-12-14 | 2020-12-16 | 2021-12-16 | SUNPOWER | SPR-A400 | Solar Panels |  | 0.4 | 6 | 101 | 26 |  | Fixed | Roof
NJSTRE1546370751 |  | Transition Incentive Program | Ridgefield Park Village | 7660 | 7 | 10.8 | Residential | Yes | Behind the Meter | Net-metered residential rooftop and canopy |  | None | Bright Planet Solar | PSE&G | Accepted | 2020-12-14 | 2020-12-16 | 2021-12-16 | SUNPOWER | SPR-A400 | Solar Panels |  | 0.4 | 4 | 191 | 33 |  | Fixed | Roof
NJSTRE1546370756 |  | Transition Incentive Program | Dover | 7801 | 3 | 6.41 | Residential | Yes | Behind the Meter | Net-metered residential rooftop and canopy |  | None | Sunrun Installation Services, Inc. | JCP&L | Accepted | 2020-12-14 | 2020-12-16 | 2021-12-16 | Enphase Energy | IQ7-60-x-US (240V) | Inverters | 240 |  | 21 |  |  | 0.96 |  | Outdoor | Rooftop
NJSTRE1546370756 |  | Transition Incentive Program | Dover | 7801 | 3 | 6.41 | Residential | Yes | Behind the Meter | Net-metered residential rooftop and canopy |  | None | Sunrun Installation Services, Inc. | JCP&L | Accepted | 2020-12-14 | 2020-12-16 | 2021-12-16 | LONGi Green Energy Technology Co Ltd | LR6-60HPB-305M | Solar Panels |  | 0.305 | 8 | 320 | 38 |  | Fixed | Roof
NJSTRE1546370756 |  | Transition Incentive Program | Dover | 7801 | 3 | 6.41 | Residential | Yes | Behind the Meter | Net-metered residential rooftop and canopy |  | None | Sunrun Installation Services, Inc. | JCP&L | Accepted | 2020-12-14 | 2020-12-16 | 2021-12-16 | LONGi Green Energy Technology Co Ltd | LR6-60HPB-305M | Solar Panels |  | 0.305 | 9 | 140 | 8 |  | Fixed | Roof
NJSTRE1546370756 |  | Transition Incentive Program | Dover | 7801 | 3 | 6.41 | Residential | Yes | Behind the Meter | Net-metered residential rooftop and canopy |  | None | Sunrun Installation Services, Inc. | JCP&L | Accepted | 2020-12-14 | 2020-12-16 | 2021-12-16 | LONGi Green Energy Technology Co Ltd | LR6-60HPB-305M | Solar Panels |  | 0.305 | 4 | 140 | 37 |  | Fixed | Roof
NJSTRE1546370761 |  | Transition Incentive Program | Morristown | 7960 | 3 | 6.4 | Residential | No | Behind the Meter | Net-metered residential rooftop and canopy |  | None | Vivint Solar Developer, LLC | JCP&L | Accepted | 2020-12-16 | 2020-12-16 | 2021-12-16 | Solar Edge | SE7600H-US | Inverters | 7600 |  | 1 |  |  | 0.992 |  | Outdoor | Near the Utility Meter
NJSTRE1546370761 |  | Transition Incentive Program | Morristown | 7960 | 3 | 6.4 | Residential | No | Behind the Meter | Net-metered residential rooftop and canopy |  | None | Vivint Solar Developer, LLC | JCP&L | Accepted | 2020-12-16 | 2020-12-16 | 2021-12-16 | JINKO SOLAR | JKM320M-60HBL | Solar Panels |  | 0.32 | 8 | 301 | 27 |  | Fixed | Roof
NJSTRE1546370761 |  | Transition Incentive Program | Morristown | 7960 | 3 | 6.4 | Residential | No | Behind the Meter | Net-metered residential rooftop and canopy |  | None | Vivint Solar Developer, LLC | JCP&L | Accepted | 2020-12-16 | 2020-12-16 | 2021-12-16 | JINKO SOLAR | JKM320M-60HBL | Solar Panels |  | 0.32 | 12 | 121 | 27 |  | Fixed | Roof
NJSTRE1546370767 |  | Transition Incentive Program | Secaucus | 7094 | 8 | 6.54 | Residential | No | Behind the Meter | Net-metered residential rooftop and canopy |  | None | Seabright Solar | PSE&G | Accepted | 2020-12-14 | 2020-12-16 | 2021-12-16 | Enphase | IQ7XS-96-ACM-US | Inverters | 0.315 |  | 20 |  |  | 0.99 |  | Outside | Roof
NJSTRE1546370767 |  | Transition Incentive Program | Secaucus | 7094 | 8 | 6.54 | Residential | No | Behind the Meter | Net-metered residential rooftop and canopy |  | None | Seabright Solar | PSE&G | Accepted | 2020-12-14 | 2020-12-16 | 2021-12-16 | Sunpower | SPR-E20-327 | Solar Panels |  | 0.327 | 20 | 160 | 14 |  | Fixed | Roof
NJSTRE1546370780 |  | Transition Incentive Program | Asbury Park | 7712 | 17 | 5.49 | Residential | Yes | Behind the Meter | Net-metered residential rooftop and canopy |  | None | Sunrun Installation Services, Inc. | JCP&L | Accepted | 2020-12-14 | 2020-12-16 | 2021-12-16 | LG Chem | RESU 10H SEG | Electric Storage Battery |  |  | 2 |  |  |  | Lithium Ion |  | outside
NJSTRE1546370780 |  | Transition Incentive Program | Asbury Park | 7712 | 17 | 5.49 | Residential | Yes | Behind the Meter | Net-metered residential rooftop and canopy |  | None | Sunrun Installation Services, Inc. | JCP&L | Accepted | 2020-12-14 | 2020-12-16 | 2021-12-16 | Delta Electronics | E6-TL-US | Inverters | 6000 |  | 1 |  |  | 0.96 |  | Outdoor | Next To Meter
NJSTRE1546370780 |  | Transition Incentive Program | Asbury Park | 7712 | 17 | 5.49 | Residential | Yes | Behind the Meter | Net-metered residential rooftop and canopy |  | None | Sunrun Installation Services, Inc. | JCP&L | Accepted | 2020-12-14 | 2020-12-16 | 2021-12-16 | LONGi Green Energy Technology Co Ltd | LR6-60HPB-305M | Solar Panels |  | 0.305 | 18 | 85 | 39 |  | Fixed | Roof
NJSTRE1546370790 |  | Transition Incentive Program | Jersey City | 7306 | 8 | 8.24 | Residential | Yes | Behind the Meter | Subsection (t): landfill, brownfield, areas of historic fill. |  | None | Bright Planet Solar | PSE&G | Accepted | 2020-12-14 | 2020-12-17 | 2021-12-17 | SOLAR EDGE | SE7600H-USRGM | Inverters | 7600 |  | 1 |  |  | 0.98 |  | Outdoor | OUTSIDE
NJSTRE1546370790 |  | Transition Incentive Program | Jersey City | 7306 | 8 | 8.24 | Residential | Yes | Behind the Meter | Subsection (t): landfill, brownfield, areas of historic fill. |  | None | Bright Planet Solar | PSE&G | Accepted | 2020-12-14 | 2020-12-17 | 2021-12-17 | LONGI | LG6-60HPB-305M | Solar Panels |  | 0.305 | 27 | 118 | 9 |  | Fixed | Roof
NJSTRE1546370799 |  | Transition Incentive Program | Palmyra | 8065 | 13 | 6.71 | Residential | Yes | Behind the Meter | Net-metered residential rooftop and canopy |  | None | Sunrun Installation Services, Inc. | PSE&G | Accepted | 2020-12-14 | 2020-12-16 | 2021-12-16 | Enphase Energy | IQ7-60-x-US (240V) | Inverters | 240 |  | 22 |  |  | 0.96 |  | Outdoor | Rooftop
NJSTRE1546370799 |  | Transition Incentive Program | Palmyra | 8065 | 13 | 6.71 | Residential | Yes | Behind the Meter | Net-metered residential rooftop and canopy |  | None | Sunrun Installation Services, Inc. | PSE&G | Accepted | 2020-12-14 | 2020-12-16 | 2021-12-16 | LONGi Green Energy Technology Co Ltd | LR6-60HPB-305M | Solar Panels |  | 0.305 | 9 | 54 | 23 |  | Fixed | Roof
NJSTRE1546370799 |  | Transition Incentive Program | Palmyra | 8065 | 13 | 6.71 | Residential | Yes | Behind the Meter | Net-metered residential rooftop and canopy |  | None | Sunrun Installation Services, Inc. | PSE&G | Accepted | 2020-12-14 | 2020-12-16 | 2021-12-16 | LONGi Green Energy Technology Co Ltd | LR6-60HPB-305M | Solar Panels |  | 0.305 | 13 | 234 | 25 |  | Fixed | Roof
NJSTRE1546370806 |  | Transition Incentive Program | Pilesgrove | 8098 | 16 | 5.76 | Residential | Yes | Behind the Meter | Net-metered residential rooftop and canopy |  | None | RCL Enterprises Inc. | AC Electric | Accepted | 2020-12-14 | 2020-12-21 | 2021-12-21 | enphase | iq7 | Inverters | 240 |  | 18 |  |  | 0.96 |  | Outdoor | under panels
NJSTRE1546370806 |  | Transition Incentive Program | Pilesgrove | 8098 | 16 | 5.76 | Residential | Yes | Behind the Meter | Net-metered residential rooftop and canopy |  | None | RCL Enterprises Inc. | AC Electric | Accepted | 2020-12-14 | 2020-12-21 | 2021-12-21 | Trina Solar | TSM-320DD06M | Solar Panels |  | 0.32 | 3 | 171 | 11 |  | Fixed | Roof
NJSTRE1546370806 |  | Transition Incentive Program | Pilesgrove | 8098 | 16 | 5.76 | Residential | Yes | Behind the Meter | Net-metered residential rooftop and canopy |  | None | RCL Enterprises Inc. | AC Electric | Accepted | 2020-12-14 | 2020-12-21 | 2021-12-21 | Trina Solar | TSM-320DD06M | Solar Panels |  | 0.32 | 15 | 171 | 18 |  | Fixed | Roof
NJSTRE1546370823 |  | Transition Incentive Program | Morristown | 7960 | 3 | 2.56 | Residential | No | Behind the Meter | Net-metered residential rooftop and canopy |  | None | Vivint Solar Developer, LLC | JCP&L | Accepted | 2020-12-16 | 2020-12-16 | 2021-12-16 | Solar Edge | SE3800H-US | Inverters | 3800 |  | 1 |  |  | 0.992 |  | Outdoor | Near the Utility Meter
NJSTRE1546370823 |  | Transition Incentive Program | Morristown | 7960 | 3 | 2.56 | Residential | No | Behind the Meter | Net-metered residential rooftop and canopy |  | None | Vivint Solar Developer, LLC | JCP&L | Accepted | 2020-12-16 | 2020-12-16 | 2021-12-16 | JINKO SOLAR | JKM320M-60HBL | Solar Panels |  | 0.32 | 8 | 205 | 38 |  | Fixed | Roof
NJSTRE1546370824 |  | Transition Incentive Program | Sicklerville | 8081 | 14 | 6.46 | Residential | Yes | Behind the Meter | Net-metered residential rooftop and canopy |  | None | Trinity Solar | AC Electric | Accepted | 2020-12-14 | 2020-12-16 | 2021-12-16 | Solar Edge | SE5000 | Inverters | 5000 |  | 1 |  |  | 0.97 |  | Outside | side of home
NJSTRE1546370824 |  | Transition Incentive Program | Sicklerville | 8081 | 14 | 6.46 | Residential | Yes | Behind the Meter | Net-metered residential rooftop and canopy |  | None | Trinity Solar | AC Electric | Accepted | 2020-12-14 | 2020-12-16 | 2021-12-16 | Hanwha | Q.PEAK DUO BLK-G6 340 | Solar Panels |  | 0.34 | 4 | 72 | 30 |  | Fixed | Roof
NJSTRE1546370824 |  | Transition Incentive Program | Sicklerville | 8081 | 14 | 6.46 | Residential | Yes | Behind the Meter | Net-metered residential rooftop and canopy |  | None | Trinity Solar | AC Electric | Accepted | 2020-12-14 | 2020-12-16 | 2021-12-16 | Hanwha | Q.PEAK DUO BLK-G6 340 | Solar Panels |  | 0.34 | 4 | 252 | 30 |  | Fixed | Roof
NJSTRE1546370824 |  | Transition Incentive Program | Sicklerville | 8081 | 14 | 6.46 | Residential | Yes | Behind the Meter | Net-metered residential rooftop and canopy |  | None | Trinity Solar | AC Electric | Accepted | 2020-12-14 | 2020-12-16 | 2021-12-16 | Hanwha | Q.PEAK DUO BLK-G6 340 | Solar Panels |  | 0.34 | 3 | 252 | 30 |  | Fixed | Roof
NJSTRE1546370824 |  | Transition Incentive Program | Sicklerville | 8081 | 14 | 6.46 | Residential | Yes | Behind the Meter | Net-metered residential rooftop and canopy |  | None | Trinity Solar | AC Electric | Accepted | 2020-12-14 | 2020-12-16 | 2021-12-16 | Hanwha | Q.PEAK DUO BLK-G6 340 | Solar Panels |  | 0.34 | 8 | 72 | 30 |  | Fixed | Roof
NJSTRE1546370912 |  | Transition Incentive Program | Livingston | 7039 | 9 | 16 | Residential | No | Behind the Meter | Net-metered residential rooftop and canopy |  | None | Ampericon | PSE&G | Accepted | 2020-12-14 | 2020-12-17 | 2021-12-17 | EnPhase | IQ7+ | Inverters | 290 |  | 40 |  |  | 0.965 |  | Other | Roof
NJSTRE1546370912 |  | Transition Incentive Program | Livingston | 7039 | 9 | 16 | Residential | No | Behind the Meter | Net-metered residential rooftop and canopy |  | None | Ampericon | PSE&G | Accepted | 2020-12-14 | 2020-12-17 | 2021-12-17 | Solaria | PowerXT┬«-400R-PM | Solar Panels |  | 0.4 | 15 | 100 | 20 |  | Fixed | Roof
NJSTRE1546370912 |  | Transition Incentive Program | Livingston | 7039 | 9 | 16 | Residential | No | Behind the Meter | Net-metered residential rooftop and canopy |  | None | Ampericon | PSE&G | Accepted | 2020-12-14 | 2020-12-17 | 2021-12-17 | Solaria | PowerXT┬«-400R-PM | Solar Panels |  | 0.4 | 3 | 190 | 20 |  | Fixed | Roof
NJSTRE1546370912 |  | Transition Incentive Program | Livingston | 7039 | 9 | 16 | Residential | No | Behind the Meter | Net-metered residential rooftop and canopy |  | None | Ampericon | PSE&G | Accepted | 2020-12-14 | 2020-12-17 | 2021-12-17 | Solaria | PowerXT┬«-400R-PM | Solar Panels |  | 0.4 | 22 | 280 | 20 |  | Fixed | Roof
NJSTRE1546370941 |  | Transition Incentive Program | Bloomsbury | 8804 | 4 | 6.08 | Residential | No | Behind the Meter | Net-metered residential rooftop and canopy |  | None | Vivint Solar Developer, LLC | JCP&L | Accepted | 2020-12-16 | 2020-12-16 | 2021-12-16 | Solar Edge | SE7600H-US | Inverters | 7600 |  | 1 |  |  | 0.992 |  | Outdoor | Near the Utility Meter
NJSTRE1546370941 |  | Transition Incentive Program | Bloomsbury | 8804 | 4 | 6.08 | Residential | No | Behind the Meter | Net-metered residential rooftop and canopy |  | None | Vivint Solar Developer, LLC | JCP&L | Accepted | 2020-12-16 | 2020-12-16 | 2021-12-16 | JINKO SOLAR | JKM320M-60HBL | Solar Panels |  | 0.32 | 7 | 66 | 37 |  | Fixed | Roof
NJSTRE1546370941 |  | Transition Incentive Program | Bloomsbury | 8804 | 4 | 6.08 | Residential | No | Behind the Meter | Net-metered residential rooftop and canopy |  | None | Vivint Solar Developer, LLC | JCP&L | Accepted | 2020-12-16 | 2020-12-16 | 2021-12-16 | JINKO SOLAR | JKM320M-60HBL | Solar Panels |  | 0.32 | 6 | 156 | 37 |  | Fixed | Roof
NJSTRE1546370941 |  | Transition Incentive Program | Bloomsbury | 8804 | 4 | 6.08 | Residential | No | Behind the Meter | Net-metered residential rooftop and canopy |  | None | Vivint Solar Developer, LLC | JCP&L | Accepted | 2020-12-16 | 2020-12-16 | 2021-12-16 | JINKO SOLAR | JKM320M-60HBL | Solar Panels |  | 0.32 | 6 | 246 | 37 |  | Fixed | Roof
NJSTRE1546370950 |  | Transition Incentive Program | Orange City | 7050 | 9 | 4.91 | Residential | Yes | Behind the Meter | Net-metered residential rooftop and canopy |  | None | Seabright Solar | PSE&G | Accepted | 2020-12-14 | 2020-12-16 | 2021-12-16 | Enphase | IQ7XS-96-ACM-US | Inverters | 0.315 |  | 15 |  |  | 0.99 |  | Outside | Roof
NJSTRE1546370950 |  | Transition Incentive Program | Orange City | 7050 | 9 | 4.91 | Residential | Yes | Behind the Meter | Net-metered residential rooftop and canopy |  | None | Seabright Solar | PSE&G | Accepted | 2020-12-14 | 2020-12-16 | 2021-12-16 | Sunpower | SPR-E20-327 | Solar Panels |  | 0.327 | 15 | 125 | 38 |  | Fixed | Roof
NJSTRE1546370953 |  | Transition Incentive Program | Deptford | 8096 | 15 | 4.69 | Residential | Yes | Behind the Meter | Net-metered residential rooftop and canopy |  | None | Trinity Solar | PSE&G | Accepted | 2020-12-14 | 2020-12-16 | 2021-12-16 | Solar edge | SE3800 | Inverters | 3800 |  | 1 |  |  | 0.97 |  | Outside | side of home
NJSTRE1546370953 |  | Transition Incentive Program | Deptford | 8096 | 15 | 4.69 | Residential | Yes | Behind the Meter | Net-metered residential rooftop and canopy |  | None | Trinity Solar | PSE&G | Accepted | 2020-12-14 | 2020-12-16 | 2021-12-16 | Hanwha | Q.PEAK DUO BLK-G6 335 | Solar Panels |  | 0.335 | 14 | 239 | 27 |  | Fixed | Roof
NJSTRE1546370961 |  | Transition Incentive Program | Parsippany | 7054 | 3 | 5.76 | Residential | Yes | Behind the Meter | Net-metered residential rooftop and canopy |  | None | Vivint Solar Developer, LLC | JCP&L | Accepted | 2020-12-15 | 2020-12-16 | 2021-12-16 | Solar Edge | SE3800H-US | Inverters | 3800 |  | 1 |  |  | 0.992 |  | Outdoor | Near the Utility Meter
NJSTRE1546370961 |  | Transition Incentive Program | Parsippany | 7054 | 3 | 5.76 | Residential | Yes | Behind the Meter | Net-metered residential rooftop and canopy |  | None | Vivint Solar Developer, LLC | JCP&L | Accepted | 2020-12-15 | 2020-12-16 | 2021-12-16 | JINKO SOLAR | JKM320M-60HBL | Solar Panels |  | 0.32 | 18 | 228 | 18 |  | Fixed | Roof
NJSTRE1546370964 |  | Transition Incentive Program | Union Beach | 7735 | 17 | 6.4 | Residential | Yes | Behind the Meter | Net-metered residential rooftop and canopy |  | None | Vivint Solar Developer, LLC | JCP&L | Accepted | 2020-12-16 | 2020-12-16 | 2021-12-16 | Solar Edge | SE7600H-US | Inverters | 7600 |  | 1 |  |  | 0.992 |  | Outdoor | Near the Utility Meter
NJSTRE1546370964 |  | Transition Incentive Program | Union Beach | 7735 | 17 | 6.4 | Residential | Yes | Behind the Meter | Net-metered residential rooftop and canopy |  | None | Vivint Solar Developer, LLC | JCP&L | Accepted | 2020-12-16 | 2020-12-16 | 2021-12-16 | JINKO SOLAR | JKM320M-60HBL | Solar Panels |  | 0.32 | 5 | 313 | 39 |  | Fixed | Roof
NJSTRE1546370964 |  | Transition Incentive Program | Union Beach | 7735 | 17 | 6.4 | Residential | Yes | Behind the Meter | Net-metered residential rooftop and canopy |  | None | Vivint Solar Developer, LLC | JCP&L | Accepted | 2020-12-16 | 2020-12-16 | 2021-12-16 | JINKO SOLAR | JKM320M-60HBL | Solar Panels |  | 0.32 | 5 | 313 | 27 |  | Fixed | Roof
NJSTRE1546370964 |  | Transition Incentive Program | Union Beach | 7735 | 17 | 6.4 | Residential | Yes | Behind the Meter | Net-metered residential rooftop and canopy |  | None | Vivint Solar Developer, LLC | JCP&L | Accepted | 2020-12-16 | 2020-12-16 | 2021-12-16 | JINKO SOLAR | JKM320M-60HBL | Solar Panels |  | 0.32 | 4 | 133 | 27 |  | Fixed | Roof
NJSTRE1546370964 |  | Transition Incentive Program | Union Beach | 7735 | 17 | 6.4 | Residential | Yes | Behind the Meter | Net-metered residential rooftop and canopy |  | None | Vivint Solar Developer, LLC | JCP&L | Accepted | 2020-12-16 | 2020-12-16 | 2021-12-16 | JINKO SOLAR | JKM320M-60HBL | Solar Panels |  | 0.32 | 6 | 133 | 39 |  | Fixed | Roof
NJSTRE1546370968 |  | Transition Incentive Program | Woodbridge Twp | 7001 | 11 | 11.73 | Residential | Yes | Behind the Meter | Net-metered residential rooftop and canopy |  | None | Bright Planet Solar | PSE&G | Accepted | 2020-12-14 | 2020-12-16 | 2021-12-16 | SOLAR EDGE | SE10000H-USRGM | Inverters | 10000 |  | 1 |  |  | 0.98 |  | Outdoor | OUTSIDE
NJSTRE1546370968 |  | Transition Incentive Program | Woodbridge Twp | 7001 | 11 | 11.73 | Residential | Yes | Behind the Meter | Net-metered residential rooftop and canopy |  | None | Bright Planet Solar | PSE&G | Accepted | 2020-12-14 | 2020-12-16 | 2021-12-16 | LG | LG335N1C-A5 | Solar Panels |  | 0.335 | 4 | 25 | 26 |  | Fixed | Roof
NJSTRE1546370968 |  | Transition Incentive Program | Woodbridge Twp | 7001 | 11 | 11.73 | Residential | Yes | Behind the Meter | Net-metered residential rooftop and canopy |  | None | Bright Planet Solar | PSE&G | Accepted | 2020-12-14 | 2020-12-16 | 2021-12-16 | LG | LG335N1C-A5 | Solar Panels |  | 0.335 | 9 | 205 | 18 |  | Fixed | Roof
NJSTRE1546370968 |  | Transition Incentive Program | Woodbridge Twp | 7001 | 11 | 11.73 | Residential | Yes | Behind the Meter | Net-metered residential rooftop and canopy |  | None | Bright Planet Solar | PSE&G | Accepted | 2020-12-14 | 2020-12-16 | 2021-12-16 | LG | LG335N1C-A5 | Solar Panels |  | 0.335 | 16 | 25 | 30 |  | Fixed | Roof
NJSTRE1546370968 |  | Transition Incentive Program | Woodbridge Twp | 7001 | 11 | 11.73 | Residential | Yes | Behind the Meter | Net-metered residential rooftop and canopy |  | None | Bright Planet Solar | PSE&G | Accepted | 2020-12-14 | 2020-12-16 | 2021-12-16 | LG | LG335N1C-A5 | Solar Panels |  | 0.335 | 6 | 205 | 30 |  | Fixed | Roof
NJSTRE1546370983 |  | Transition Incentive Program | Sicklerville | 8081 | 14 | 7.82 | Residential | No | Behind the Meter | Net-metered residential rooftop and canopy |  | None | Trinity Solar | AC Electric | Accepted | 2020-12-14 | 2020-12-21 | 2021-12-21 | SOLAREDGE | SE6000H-US | Inverters | 6000 |  | 1 |  |  | 0.97 |  | Outside | SIDE OF HOME
NJSTRE1546370983 |  | Transition Incentive Program | Sicklerville | 8081 | 14 | 7.82 | Residential | No | Behind the Meter | Net-metered residential rooftop and canopy |  | None | Trinity Solar | AC Electric | Accepted | 2020-12-14 | 2020-12-21 | 2021-12-21 | HANWHA 340 (Q.PEAK DUO BLK-G6 340) | HANWHA 340 (Q.PEAK DUO BLK-G6 340) | Solar Panels |  | 0.34 | 5 | 154 | 31 |  | Fixed | Roof
NJSTRE1546370983 |  | Transition Incentive Program | Sicklerville | 8081 | 14 | 7.82 | Residential | No | Behind the Meter | Net-metered residential rooftop and canopy |  | None | Trinity Solar | AC Electric | Accepted | 2020-12-14 | 2020-12-21 | 2021-12-21 | HANWHA 340 (Q.PEAK DUO BLK-G6 340) | HANWHA 340 (Q.PEAK DUO BLK-G6 340) | Solar Panels |  | 0.34 | 9 | 334 | 21 |  | Fixed | Roof
NJSTRE1546370983 |  | Transition Incentive Program | Sicklerville | 8081 | 14 | 7.82 | Residential | No | Behind the Meter | Net-metered residential rooftop and canopy |  | None | Trinity Solar | AC Electric | Accepted | 2020-12-14 | 2020-12-21 | 2021-12-21 | HANWHA 340 (Q.PEAK DUO BLK-G6 340) | HANWHA 340 (Q.PEAK DUO BLK-G6 340) | Solar Panels |  | 0.34 | 7 | 154 | 21 |  | Fixed | Roof
NJSTRE1546370983 |  | Transition Incentive Program | Sicklerville | 8081 | 14 | 7.82 | Residential | No | Behind the Meter | Net-metered residential rooftop and canopy |  | None | Trinity Solar | AC Electric | Accepted | 2020-12-14 | 2020-12-21 | 2021-12-21 | HANWHA 340 (Q.PEAK DUO BLK-G6 340) | HANWHA 340 (Q.PEAK DUO BLK-G6 340) | Solar Panels |  | 0.34 | 2 | 244 | 39 |  | Fixed | Roof
NJSTRE1546370992 |  | Transition Incentive Program | Williamstown | 8094 | 15 | 12.92 | Residential | No | Behind the Meter | Net-metered residential rooftop and canopy |  | None | Vision Solar LLC | AC Electric | Accepted | 2020-12-14 | 2020-12-16 | 2021-12-16 | Enphase Energy | IQ7- 60- 2- US | Inverters | 0.24 |  | 38 |  |  | 0.92 |  | Outdoor | behind the panels
NJSTRE1546370992 |  | Transition Incentive Program | Williamstown | 8094 | 15 | 12.92 | Residential | No | Behind the Meter | Net-metered residential rooftop and canopy |  | None | Vision Solar LLC | AC Electric | Accepted | 2020-12-14 | 2020-12-16 | 2021-12-16 | Hanwha Q. Peak Duo | Blk G6 + 340 | Solar Panels |  | 0.34 | 24 | 166 | 20 |  | Fixed | Roof
NJSTRE1546370992 |  | Transition Incentive Program | Williamstown | 8094 | 15 | 12.92 | Residential | No | Behind the Meter | Net-metered residential rooftop and canopy |  | None | Vision Solar LLC | AC Electric | Accepted | 2020-12-14 | 2020-12-16 | 2021-12-16 | Hanwha Q. Peak Duo | Blk G6+ 340 | Solar Panels |  | 0.34 | 4 | 166 | 20 |  | Fixed | Roof
NJSTRE1546370992 |  | Transition Incentive Program | Williamstown | 8094 | 15 | 12.92 | Residential | No | Behind the Meter | Net-metered residential rooftop and canopy |  | None | Vision Solar LLC | AC Electric | Accepted | 2020-12-14 | 2020-12-16 | 2021-12-16 | Hawha Q Peak | Duo Blk g6+ 340 | Solar Panels |  | 0.34 | 5 | 76 | 23 |  | Fixed | Roof
NJSTRE1546370992 |  | Transition Incentive Program | Williamstown | 8094 | 15 | 12.92 | Residential | No | Behind the Meter | Net-metered residential rooftop and canopy |  | None | Vision Solar LLC | AC Electric | Accepted | 2020-12-14 | 2020-12-16 | 2021-12-16 | Hanwha Q peak | Duo Blk G6+ 340 | Solar Panels |  | 0.34 | 5 | 346 | 20 |  | Fixed | Roof
NJSTRE1546370997 |  | Transition Incentive Program | Plainfield | 7060 | 10 | 9.92 | Residential | Yes | Behind the Meter | Net-metered residential rooftop and canopy |  | None | Vivint Solar Developer, LLC | PSE&G | Accepted | 2020-12-16 | 2020-12-16 | 2021-12-16 | Solar Edge | SE7600H-US | Inverters | 7600 |  | 1 |  |  | 0.992 |  | Outdoor | Near the Utility Meter
NJSTRE1546370997 |  | Transition Incentive Program | Plainfield | 7060 | 10 | 9.92 | Residential | Yes | Behind the Meter | Net-metered residential rooftop and canopy |  | None | Vivint Solar Developer, LLC | PSE&G | Accepted | 2020-12-16 | 2020-12-16 | 2021-12-16 | JINKO SOLAR | JKM320M-60HBL | Solar Panels |  | 0.32 | 12 | 253 | 45 |  | Fixed | Roof
NJSTRE1546370997 |  | Transition Incentive Program | Plainfield | 7060 | 10 | 9.92 | Residential | Yes | Behind the Meter | Net-metered residential rooftop and canopy |  | None | Vivint Solar Developer, LLC | PSE&G | Accepted | 2020-12-16 | 2020-12-16 | 2021-12-16 | JINKO SOLAR | JKM320M-60HBL | Solar Panels |  | 0.32 | 13 | 163 | 23 |  | Fixed | Roof
NJSTRE1546370997 |  | Transition Incentive Program | Plainfield | 7060 | 10 | 9.92 | Residential | Yes | Behind the Meter | Net-metered residential rooftop and canopy |  | None | Vivint Solar Developer, LLC | PSE&G | Accepted | 2020-12-16 | 2020-12-16 | 2021-12-16 | JINKO SOLAR | JKM320M-60HBL | Solar Panels |  | 0.32 | 6 | 73 | 24 |  | Fixed | Roof
NJSTRE1546371014 |  | Transition Incentive Program | Piacataway | 8854 | 11 | 11.66 | Residential | Yes | Behind the Meter | Net-metered residential rooftop and canopy |  | None | Solar Energy World | PSE&G | Accepted | 2020-12-14 | 2020-12-16 | 2021-12-16 | SolarEdge Technologies | SE10000H-USRGM | Inverters | 10000 |  | 1 |  |  | 0.98 |  | Outside | near meter
NJSTRE1546371014 |  | Transition Incentive Program | Piacataway | 8854 | 11 | 11.66 | Residential | Yes | Behind the Meter | Net-metered residential rooftop and canopy |  | None | Solar Energy World | PSE&G | Accepted | 2020-12-14 | 2020-12-16 | 2021-12-16 | Hanwha | Q.PEAK DUO BLK-G5 315 | Solar Panels |  | 0.315 | 14 | 55 | 37 |  | Fixed | Roof
NJSTRE1546371014 |  | Transition Incentive Program | Piacataway | 8854 | 11 | 11.66 | Residential | Yes | Behind the Meter | Net-metered residential rooftop and canopy |  | None | Solar Energy World | PSE&G | Accepted | 2020-12-14 | 2020-12-16 | 2021-12-16 | Hanwha | Q.PEAK DUO BLK-G5 315 | Solar Panels |  | 0.315 | 17 | 235 | 37 |  | Fixed | Roof
NJSTRE1546371014 |  | Transition Incentive Program | Piacataway | 8854 | 11 | 11.66 | Residential | Yes | Behind the Meter | Net-metered residential rooftop and canopy |  | None | Solar Energy World | PSE&G | Accepted | 2020-12-14 | 2020-12-16 | 2021-12-16 | Hanwha | Q.PEAK DUO BLK-G5 315 | Solar Panels |  | 0.315 | 6 | 146 | 37 |  | Fixed | Roof
NJSTRE1546371025 |  | Transition Incentive Program | Plainfield | 7060 | 10 | 2.56 | Residential | Yes | Behind the Meter | Net-metered residential rooftop and canopy |  | None | Vivint Solar Developer, LLC | PSE&G | Accepted | 2020-12-15 | 2020-12-16 | 2021-12-16 | Solar Edge | SE3800H-US | Inverters | 3800 |  | 1 |  |  | 0.992 |  | Outdoor | Near the Utility Meter
NJSTRE1546371025 |  | Transition Incentive Program | Plainfield | 7060 | 10 | 2.56 | Residential | Yes | Behind the Meter | Net-metered residential rooftop and canopy |  | None | Vivint Solar Developer, LLC | PSE&G | Accepted | 2020-12-15 | 2020-12-16 | 2021-12-16 | JINKO SOLAR | JKM320M-60HBL | Solar Panels |  | 0.32 | 8 | 175 | 31 |  | Fixed | Roof
NJSTRE1546371035 |  | Transition Incentive Program | Hawthorne | 7506 | 6 | 13.12 | Residential | No | Behind the Meter | Net-metered residential rooftop and canopy |  | None | Vivint Solar Developer, LLC | PSE&G | Accepted | 2020-12-16 | 2020-12-16 | 2021-12-16 | Solar Edge | SE10000H-US | Inverters | 10000 |  | 1 |  |  | 0.992 |  | Outdoor | Near the Utility Meter
NJSTRE1546371035 |  | Transition Incentive Program | Hawthorne | 7506 | 6 | 13.12 | Residential | No | Behind the Meter | Net-metered residential rooftop and canopy |  | None | Vivint Solar Developer, LLC | PSE&G | Accepted | 2020-12-16 | 2020-12-16 | 2021-12-16 | JINKO SOLAR | JKM320M-60HBL | Solar Panels |  | 0.32 | 15 | 173 | 15 |  | Fixed | Roof
NJSTRE1546371035 |  | Transition Incentive Program | Hawthorne | 7506 | 6 | 13.12 | Residential | No | Behind the Meter | Net-metered residential rooftop and canopy |  | None | Vivint Solar Developer, LLC | PSE&G | Accepted | 2020-12-16 | 2020-12-16 | 2021-12-16 | JINKO SOLAR | JKM320M-60HBL | Solar Panels |  | 0.32 | 26 | 173 | 15 |  | Fixed | Roof
NJSTRE1546371040 |  | Transition Incentive Program | Parlin | 8859 | 11 | 7.41 | Residential | Yes | Behind the Meter | Net-metered residential rooftop and canopy |  | None | Freedom Forever New Jersey LLC | JCP&L | Accepted | 2020-12-21 | 2020-12-22 | 2021-12-22 | Solar Edge | SE6000H-US [SI1] RGM | Inverters | 6000 |  | 1 |  |  | 0.99 |  | Outdoor | n/a
NJSTRE1546371040 |  | Transition Incentive Program | Parlin | 8859 | 11 | 7.41 | Residential | Yes | Behind the Meter | Net-metered residential rooftop and canopy |  | None | Freedom Forever New Jersey LLC | JCP&L | Accepted | 2020-12-21 | 2020-12-22 | 2021-12-22 | Hanwha | Q.PLUS BFR-G4.1/TAA 285 | Solar Panels |  | 0.285 | 16 | 121 | 17 |  | Fixed | Roof | n/a
NJSTRE1546371040 |  | Transition Incentive Program | Parlin | 8859 | 11 | 7.41 | Residential | Yes | Behind the Meter | Net-metered residential rooftop and canopy |  | None | Freedom Forever New Jersey LLC | JCP&L | Accepted | 2020-12-21 | 2020-12-22 | 2021-12-22 | Hanwha | Q.PLUS BFR-G4.1/TAA 285 | Solar Panels |  | 0.285 | 10 | 301 | 17 |  | Fixed | Roof | n/a
NJSTRE1546371042 |  | Transition Incentive Program | Cinnaminson TWP | 8077 | 13 | 16.32 | Residential | Yes | Behind the Meter | Net-metered residential rooftop and canopy |  | None | Tesla Energy Operations Inc. | PSE&G | Accepted | 2020-12-14 | 2020-12-16 | 2021-12-16 | Tesla | AC Powerwall 2.0 | Electric Storage Battery |  |  | 4 |  |  |  | Lithium Ion |  | Outside
NJSTRE1546371042 |  | Transition Incentive Program | Cinnaminson TWP | 8077 | 13 | 16.32 | Residential | Yes | Behind the Meter | Net-metered residential rooftop and canopy |  | None | Tesla Energy Operations Inc. | PSE&G | Accepted | 2020-12-14 | 2020-12-16 | 2021-12-16 | SolarEdge Technologies | SE7600H-US [240V] | Inverters | 7600 |  | 2 |  |  | 0.99 |  | Outside | Outside
NJSTRE1546371042 |  | Transition Incentive Program | Cinnaminson TWP | 8077 | 13 | 16.32 | Residential | Yes | Behind the Meter | Net-metered residential rooftop and canopy |  | None | Tesla Energy Operations Inc. | PSE&G | Accepted | 2020-12-14 | 2020-12-16 | 2021-12-16 | Hanwha Q-CELLS | Q.Peak DUO BLK-G6+ 340 | Solar Panels |  | 0.34 | 40 | 229 | 34 |  | Fixed | Roof
NJSTRE1546371042 |  | Transition Incentive Program | Cinnaminson TWP | 8077 | 13 | 16.32 | Residential | Yes | Behind the Meter | Net-metered residential rooftop and canopy |  | None | Tesla Energy Operations Inc. | PSE&G | Accepted | 2020-12-14 | 2020-12-16 | 2021-12-16 | Hanwha Q-CELLS | Q.Peak DUO BLK-G6+ 340 | Solar Panels |  | 0.34 | 8 | 49 | 34 |  | Fixed | Roof
NJSTRE1546371049 |  | Transition Incentive Program | Wenonah | 8090 | 15 | 7.04 | Residential | No | Behind the Meter | Net-metered residential rooftop and canopy |  | None | Ad Energy LLC | PSE&G | Accepted | 2020-12-14 | 2020-12-16 | 2021-12-16 | Enphase Energy | IQ7XS-96-ACM-US | Inverters | 315 |  | 21 |  |  | 0.975 |  | Outdoor | At each panel
NJSTRE1546371049 |  | Transition Incentive Program | Wenonah | 8090 | 15 | 7.04 | Residential | No | Behind the Meter | Net-metered residential rooftop and canopy |  | None | Ad Energy LLC | PSE&G | Accepted | 2020-12-14 | 2020-12-16 | 2021-12-16 | SunPower | SPR-X21-335-E-AC | Solar Panels |  | 0.335 | 13 | 164 | 23 |  | Fixed | Roof
NJSTRE1546371049 |  | Transition Incentive Program | Wenonah | 8090 | 15 | 7.04 | Residential | No | Behind the Meter | Net-metered residential rooftop and canopy |  | None | Ad Energy LLC | PSE&G | Accepted | 2020-12-14 | 2020-12-16 | 2021-12-16 | SunPower | SPR-X21-335-E-AC | Solar Panels |  | 0.335 | 8 | 164 | 23 |  | Fixed | Roof
NJSTRE1546371052 |  | Transition Incentive Program | Pennsauken | 8109 | 14 | 9.6 | Residential | Yes | Behind the Meter | Net-metered residential rooftop and canopy |  | None | Sunbound Solar | PSE&G | Accepted | 2020-12-14 | 2020-12-18 | 2021-12-18 | Solaredge | SE7600H-US [SI1] | Inverters | 240 |  | 1 |  |  | 0.976 |  | Outdoor | Besides the main panel
NJSTRE1546371052 |  | Transition Incentive Program | Pennsauken | 8109 | 14 | 9.6 | Residential | Yes | Behind the Meter | Net-metered residential rooftop and canopy |  | None | Sunbound Solar | PSE&G | Accepted | 2020-12-14 | 2020-12-18 | 2021-12-18 | JINKO SOLAR | JKM320M-60HL | Solar Panels |  | 0.32 | 30 | 180 | 20 |  | Fixed | Roof
NJSTRE1546371062 |  | Transition Incentive Program | Chesterfield | 8515 | 13 | 4.2 | Residential | Yes | Behind the Meter | Net-metered residential rooftop and canopy |  | None | Pro Custom Solar dba Momentum Solar | PSE&G | Accepted | 2020-12-14 | 2020-12-16 | 2021-12-16 | Enphase | IQ7Plus-72-2-US | Inverters | 290 |  | 12 |  |  | 0.97 |  | Outdoor | Roof
NJSTRE1546371062 |  | Transition Incentive Program | Chesterfield | 8515 | 13 | 4.2 | Residential | Yes | Behind the Meter | Net-metered residential rooftop and canopy |  | None | Pro Custom Solar dba Momentum Solar | PSE&G | Accepted | 2020-12-14 | 2020-12-16 | 2021-12-16 | LG ELECTRONICS | LG 350N1C-V5 | Solar Panels |  | 0.35 | 12 | 184 | 35 |  | Fixed | Roof
NJSTRE1546371066 |  | Transition Incentive Program | Williamstown | 8094 | 15 | 17.6 | Residential | Yes | Behind the Meter | Net-metered residential rooftop and canopy |  | None | Vivint Solar Developer, LLC | AC Electric | Accepted | 2020-12-18 | 2020-12-18 | 2021-12-18 | Solar Edge | SE7600H-US | Inverters | 7600 |  | 2 |  |  | 0.992 |  | Outdoor | Near the Utility Meter
NJSTRE1546371066 |  | Transition Incentive Program | Williamstown | 8094 | 15 | 17.6 | Residential | Yes | Behind the Meter | Net-metered residential rooftop and canopy |  | None | Vivint Solar Developer, LLC | AC Electric | Accepted | 2020-12-18 | 2020-12-18 | 2021-12-18 | JINKO SOLAR | JKM320M-60HBL | Solar Panels |  | 0.32 | 4 | 173 | 31 |  | Fixed | Roof
NJSTRE1546371066 |  | Transition Incentive Program | Williamstown | 8094 | 15 | 17.6 | Residential | Yes | Behind the Meter | Net-metered residential rooftop and canopy |  | None | Vivint Solar Developer, LLC | AC Electric | Accepted | 2020-12-18 | 2020-12-18 | 2021-12-18 | JINKO SOLAR | JKM320M-60HBL | Solar Panels |  | 0.32 | 10 | 173 | 31 |  | Fixed | Roof
NJSTRE1546371066 |  | Transition Incentive Program | Williamstown | 8094 | 15 | 17.6 | Residential | Yes | Behind the Meter | Net-metered residential rooftop and canopy |  | None | Vivint Solar Developer, LLC | AC Electric | Accepted | 2020-12-18 | 2020-12-18 | 2021-12-18 | JINKO SOLAR | JKM320M-60HBL | Solar Panels |  | 0.32 | 2 | 83 | 42 |  | Fixed | Roof
NJSTRE1546371066 |  | Transition Incentive Program | Williamstown | 8094 | 15 | 17.6 | Residential | Yes | Behind the Meter | Net-metered residential rooftop and canopy |  | None | Vivint Solar Developer, LLC | AC Electric | Accepted | 2020-12-18 | 2020-12-18 | 2021-12-18 | JINKO SOLAR | JKM320M-60HBL | Solar Panels |  | 0.32 | 2 | 83 | 45 |  | Fixed | Roof
NJSTRE1546371066 |  | Transition Incentive Program | Williamstown | 8094 | 15 | 17.6 | Residential | Yes | Behind the Meter | Net-metered residential rooftop and canopy |  | None | Vivint Solar Developer, LLC | AC Electric | Accepted | 2020-12-18 | 2020-12-18 | 2021-12-18 | JINKO SOLAR | JKM320M-60HBL | Solar Panels |  | 0.32 | 33 | 353 | 31 |  | Fixed | Roof
NJSTRE1546371066 |  | Transition Incentive Program | Williamstown | 8094 | 15 | 17.6 | Residential | Yes | Behind the Meter | Net-metered residential rooftop and canopy |  | None | Vivint Solar Developer, LLC | AC Electric | Accepted | 2020-12-18 | 2020-12-18 | 2021-12-18 | JINKO SOLAR | JKM320M-60HBL | Solar Panels |  | 0.32 | 2 | 263 | 42 |  | Fixed | Roof
NJSTRE1546371066 |  | Transition Incentive Program | Williamstown | 8094 | 15 | 17.6 | Residential | Yes | Behind the Meter | Net-metered residential rooftop and canopy |  | None | Vivint Solar Developer, LLC | AC Electric | Accepted | 2020-12-18 | 2020-12-18 | 2021-12-18 | JINKO SOLAR | JKM320M-60HBL | Solar Panels |  | 0.32 | 2 | 263 | 45 |  | Fixed | Roof
NJSTRE1546371074 |  | Transition Incentive Program | Westville | 8093 | 15 | 8.96 | Residential | No | Behind the Meter | Net-metered residential rooftop and canopy |  | None | Ampericon | PSE&G | Accepted | 2020-12-14 | 2020-12-16 | 2021-12-16 | EnPhase | IQ7 | Inverters | 240 |  | 28 |  |  | 0.965 |  | Other | Roof
NJSTRE1546371074 |  | Transition Incentive Program | Westville | 8093 | 15 | 8.96 | Residential | No | Behind the Meter | Net-metered residential rooftop and canopy |  | None | Ampericon | PSE&G | Accepted | 2020-12-14 | 2020-12-16 | 2021-12-16 | Silfab | SLA-M-320 | Solar Panels |  | 0.32 | 7 | 270 | 20 |  | Fixed | Roof
NJSTRE1546371074 |  | Transition Incentive Program | Westville | 8093 | 15 | 8.96 | Residential | No | Behind the Meter | Net-metered residential rooftop and canopy |  | None | Ampericon | PSE&G | Accepted | 2020-12-14 | 2020-12-16 | 2021-12-16 | Silfab | SLA-M-320 | Solar Panels |  | 0.32 | 15 | 180 | 20 |  | Fixed | Roof
NJSTRE1546371074 |  | Transition Incentive Program | Westville | 8093 | 15 | 8.96 | Residential | No | Behind the Meter | Net-metered residential rooftop and canopy |  | None | Ampericon | PSE&G | Accepted | 2020-12-14 | 2020-12-16 | 2021-12-16 | Silfab | SLA-M-320 | Solar Panels |  | 0.32 | 6 | 90 | 20 |  | Fixed | Roof
NJSTRE1546371075 |  | Transition Incentive Program | East Hanover | 7936 | 3 | 14.04 | Residential | No | Behind the Meter | Net-metered residential rooftop and canopy |  | None | Seabright Solar | JCP&L | Accepted | 2020-12-14 | 2020-12-16 | 2021-12-16 | Enphase | IQ7XS-96-ACM-US | Inverters | 0.315 |  | 39 |  |  | 0.99 |  | Outside | Roof
NJSTRE1546371075 |  | Transition Incentive Program | East Hanover | 7936 | 3 | 14.04 | Residential | No | Behind the Meter | Net-metered residential rooftop and canopy |  | None | Seabright Solar | JCP&L | Accepted | 2020-12-14 | 2020-12-16 | 2021-12-16 | Sunpower | SPR-X22-360 | Solar Panels |  | 0.36 | 39 | 167 | 14 |  | Fixed | Roof
NJSTRE1546371080 |  | Transition Incentive Program | South Amboy | 8879 | 11 | 7.7 | Residential | Yes | Behind the Meter | Net-metered residential rooftop and canopy |  | None | Pro Custom Solar dba Momentum Solar | JCP&L | Accepted | 2020-12-14 | 2020-12-16 | 2021-12-16 | Enphase | IQ7Plus-72-2-US | Inverters | 290 |  | 22 |  |  | 0.97 |  | Outdoor | Roof
NJSTRE1546371080 |  | Transition Incentive Program | South Amboy | 8879 | 11 | 7.7 | Residential | Yes | Behind the Meter | Net-metered residential rooftop and canopy |  | None | Pro Custom Solar dba Momentum Solar | JCP&L | Accepted | 2020-12-14 | 2020-12-16 | 2021-12-16 | LG ELECTRONICS | LG 350N1C-V5 | Solar Panels |  | 0.35 | 5 | 329 | 29 |  | Fixed | Roof
NJSTRE1546371080 |  | Transition Incentive Program | South Amboy | 8879 | 11 | 7.7 | Residential | Yes | Behind the Meter | Net-metered residential rooftop and canopy |  | None | Pro Custom Solar dba Momentum Solar | JCP&L | Accepted | 2020-12-14 | 2020-12-16 | 2021-12-16 | LG EELCTRONICS | LG 350N1C-V5 | Solar Panels |  | 0.35 | 6 | 329 | 29 |  | Fixed | Roof
NJSTRE1546371080 |  | Transition Incentive Program | South Amboy | 8879 | 11 | 7.7 | Residential | Yes | Behind the Meter | Net-metered residential rooftop and canopy |  | None | Pro Custom Solar dba Momentum Solar | JCP&L | Accepted | 2020-12-14 | 2020-12-16 | 2021-12-16 | LG ELECTRONICS | LG 350N1C-V5 | Solar Panels |  | 0.35 | 5 | 149 | 29 |  | Fixed | Roof
NJSTRE1546371080 |  | Transition Incentive Program | South Amboy | 8879 | 11 | 7.7 | Residential | Yes | Behind the Meter | Net-metered residential rooftop and canopy |  | None | Pro Custom Solar dba Momentum Solar | JCP&L | Accepted | 2020-12-14 | 2020-12-16 | 2021-12-16 | LG ELECTRONICS | LG 350N1C-V5 | Solar Panels |  | 0.35 | 6 | 239 | 13 |  | Fixed | Roof
NJSTRE1546371092 |  | Transition Incentive Program | Teaneck | 7666 | 7 | 6.4 | Residential | Yes | Behind the Meter | Net-metered residential rooftop and canopy |  | None | Vivint Solar Developer, LLC | PSE&G | Accepted | 2020-12-18 | 2020-12-18 | 2021-12-18 | Solar Edge | SE7600H-US | Inverters | 7600 |  | 1 |  |  | 0.992 |  | Outdoor | Near the Utility Meter
NJSTRE1546371092 |  | Transition Incentive Program | Teaneck | 7666 | 7 | 6.4 | Residential | Yes | Behind the Meter | Net-metered residential rooftop and canopy |  | None | Vivint Solar Developer, LLC | PSE&G | Accepted | 2020-12-18 | 2020-12-18 | 2021-12-18 | JINKO SOLAR | JKM320M-60HBL | Solar Panels |  | 0.32 | 9 | 116 | 15 |  | Fixed | Roof
NJSTRE1546371092 |  | Transition Incentive Program | Teaneck | 7666 | 7 | 6.4 | Residential | Yes | Behind the Meter | Net-metered residential rooftop and canopy |  | None | Vivint Solar Developer, LLC | PSE&G | Accepted | 2020-12-18 | 2020-12-18 | 2021-12-18 | JINKO SOLAR | JKM320M-60HBL | Solar Panels |  | 0.32 | 11 | 116 | 35 |  | Fixed | Roof
NJSTRE1546372691 |  | Transition Incentive Program | Plainfield | 7062 | 10 | 8.64 | Residential | Yes | Behind the Meter | Net-metered residential rooftop and canopy |  | None | Vivint Solar Developer, LLC | PSE&G | Accepted | 2020-12-16 | 2020-12-16 | 2021-12-16 | Solar Edge | SE7600H-US | Inverters | 7600 |  | 1 |  |  | 0.992 |  | Outdoor | Near the Utility Meter
NJSTRE1546372691 |  | Transition Incentive Program | Plainfield | 7062 | 10 | 8.64 | Residential | Yes | Behind the Meter | Net-metered residential rooftop and canopy |  | None | Vivint Solar Developer, LLC | PSE&G | Accepted | 2020-12-16 | 2020-12-16 | 2021-12-16 | JINKO SOLAR | JKM320M-60HBL | Solar Panels |  | 0.32 | 27 | 128 | 31 |  | Fixed | Roof
NJSTRE1546373150 |  | Transition Incentive Program | Monroe Township | 8094 | 15 | 8.54 | Residential | Yes | Behind the Meter | Net-metered residential rooftop and canopy |  | None | Sunrun Installation Services, Inc. | AC Electric | Accepted | 2020-12-14 | 2020-12-16 | 2021-12-16 | Enphase Energy | IQ7-60-x-US (240V) | Inverters | 240 |  | 28 |  |  | 0.96 |  | Outdoor | Rooftop
NJSTRE1546373150 |  | Transition Incentive Program | Monroe Township | 8094 | 15 | 8.54 | Residential | Yes | Behind the Meter | Net-metered residential rooftop and canopy |  | None | Sunrun Installation Services, Inc. | AC Electric | Accepted | 2020-12-14 | 2020-12-16 | 2021-12-16 | LONGi Green Energy Technology Co Ltd | LR6-60HPB-305M | Solar Panels |  | 0.305 | 28 | 123 | 23 |  | Fixed | Roof
NJSTRE1546377103 |  | Transition Incentive Program | Dayton | 8810 | 11 | 9.8 | Residential | No | Behind the Meter | Net-metered residential rooftop and canopy |  | None | Suntuity Solar LLC | PSE&G | Accepted | 2020-12-15 | 2020-12-16 | 2021-12-16 | Enphase Energy | IQ7-60-2-US | Inverters | 240 |  | 28 |  |  | 0.97 |  | Outdoor | Behind the PV Modules
NJSTRE1546377103 |  | Transition Incentive Program | Dayton | 8810 | 11 | 9.8 | Residential | No | Behind the Meter | Net-metered residential rooftop and canopy |  | None | Suntuity Solar LLC | PSE&G | Accepted | 2020-12-15 | 2020-12-16 | 2021-12-16 | Longi | LR4-60HPB-350M | Solar Panels |  | 0.35 | 12 | 139 | 33 |  | Fixed | Roof
NJSTRE1546377103 |  | Transition Incentive Program | Dayton | 8810 | 11 | 9.8 | Residential | No | Behind the Meter | Net-metered residential rooftop and canopy |  | None | Suntuity Solar LLC | PSE&G | Accepted | 2020-12-15 | 2020-12-16 | 2021-12-16 | Longi | LR4-60HPB-350M | Solar Panels |  | 0.35 | 7 | 229 | 44 |  | Fixed | Roof
NJSTRE1546377103 |  | Transition Incentive Program | Dayton | 8810 | 11 | 9.8 | Residential | No | Behind the Meter | Net-metered residential rooftop and canopy |  | None | Suntuity Solar LLC | PSE&G | Accepted | 2020-12-15 | 2020-12-16 | 2021-12-16 | Longi | LR4-60HPB-350M | Solar Panels |  | 0.35 | 9 | 139 | 45 |  | Fixed | Roof
NJSTRE1546377104 |  | Transition Incentive Program | Sparta | 7871 | 1 | 5.95 | Residential | No | Behind the Meter | Net-metered residential rooftop and canopy |  | None | Suntuity Solar LLC | JCP&L | Accepted | 2020-12-15 | 2020-12-16 | 2021-12-16 | Enphase Energy | IQ7-60-2-US | Inverters | 240 |  | 17 |  |  | 0.97 |  | Outdoor | Behind the PV Modules
NJSTRE1546377104 |  | Transition Incentive Program | Sparta | 7871 | 1 | 5.95 | Residential | No | Behind the Meter | Net-metered residential rooftop and canopy |  | None | Suntuity Solar LLC | JCP&L | Accepted | 2020-12-15 | 2020-12-16 | 2021-12-16 | Longi | LR4-60HPB-350M | Solar Panels |  | 0.35 | 17 | 149 | 27 |  | Fixed | Roof
NJSTRE1546377105 |  | Transition Incentive Program | Deptford | 8096 | 15 | 6.3 | Residential | No | Behind the Meter | Net-metered residential rooftop and canopy |  | None | Suntuity Solar LLC | PSE&G | Accepted | 2020-12-15 | 2020-12-16 | 2021-12-16 | Enphase Energy | IQ7-60-2-US | Inverters | 240 |  | 18 |  |  | 0.97 |  | Outdoor | Behind the PV Modules
NJSTRE1546377105 |  | Transition Incentive Program | Deptford | 8096 | 15 | 6.3 | Residential | No | Behind the Meter | Net-metered residential rooftop and canopy |  | None | Suntuity Solar LLC | PSE&G | Accepted | 2020-12-15 | 2020-12-16 | 2021-12-16 | Longi | LR4-60HPB-350M | Solar Panels |  | 0.35 | 18 | 109 | 28 |  | Fixed | Roof
NJSTRE1546377106 |  | Transition Incentive Program | Maple Shade | 8052 | 13 | 4.9 | Residential | No | Behind the Meter | Net-metered residential rooftop and canopy |  | None | Suntuity Solar LLC | PSE&G | Accepted | 2020-12-15 | 2020-12-16 | 2021-12-16 | Enphase Energy | IQ7-60-2-US | Inverters | 240 |  | 14 |  |  | 0.97 |  | Outdoor | Behind the PV Modules
NJSTRE1546377106 |  | Transition Incentive Program | Maple Shade | 8052 | 13 | 4.9 | Residential | No | Behind the Meter | Net-metered residential rooftop and canopy |  | None | Suntuity Solar LLC | PSE&G | Accepted | 2020-12-15 | 2020-12-16 | 2021-12-16 | Longi | LR4-60HPB-350M | Solar Panels |  | 0.35 | 4 | 90 | 30 |  | Fixed | Roof
NJSTRE1546377106 |  | Transition Incentive Program | Maple Shade | 8052 | 13 | 4.9 | Residential | No | Behind the Meter | Net-metered residential rooftop and canopy |  | None | Suntuity Solar LLC | PSE&G | Accepted | 2020-12-15 | 2020-12-16 | 2021-12-16 | Longi | LR4-60HPB-350M | Solar Panels |  | 0.35 | 10 | 270 | 30 |  | Fixed | Roof
NJSTRE1546377107 |  | Transition Incentive Program | Vineland | 8361 | 20 | 12.6 | Residential | No | Behind the Meter | Net-metered residential rooftop and canopy |  | None | Suntuity Solar LLC | Vineland Muni Electric | Accepted | 2020-12-15 | 2020-12-16 | 2021-12-16 | Enphase Energy | IQ7-60-2-US | Inverters | 240 |  | 36 |  |  | 0.97 |  | Outdoor | Behind the PV Modules
NJSTRE1546377107 |  | Transition Incentive Program | Vineland | 8361 | 20 | 12.6 | Residential | No | Behind the Meter | Net-metered residential rooftop and canopy |  | None | Suntuity Solar LLC | Vineland Muni Electric | Accepted | 2020-12-15 | 2020-12-16 | 2021-12-16 | Longi | LR4-60HPB-350M | Solar Panels |  | 0.35 | 12 | 92 | 33 |  | Fixed | Roof
NJSTRE1546377107 |  | Transition Incentive Program | Vineland | 8361 | 20 | 12.6 | Residential | No | Behind the Meter | Net-metered residential rooftop and canopy |  | None | Suntuity Solar LLC | Vineland Muni Electric | Accepted | 2020-12-15 | 2020-12-16 | 2021-12-16 | Longi | LR4-60HPB-350M | Solar Panels |  | 0.35 | 10 | 272 | 33 |  | Fixed | Roof
NJSTRE1546377107 |  | Transition Incentive Program | Vineland | 8361 | 20 | 12.6 | Residential | No | Behind the Meter | Net-metered residential rooftop and canopy |  | None | Suntuity Solar LLC | Vineland Muni Electric | Accepted | 2020-12-15 | 2020-12-16 | 2021-12-16 | Longi | LR4-60HPB-350M | Solar Panels |  | 0.35 | 4 | 275 | 33 |  | Fixed | Roof
NJSTRE1546377107 |  | Transition Incentive Program | Vineland | 8361 | 20 | 12.6 | Residential | No | Behind the Meter | Net-metered residential rooftop and canopy |  | None | Suntuity Solar LLC | Vineland Muni Electric | Accepted | 2020-12-15 | 2020-12-16 | 2021-12-16 | Longi | LR4-60HPB-350M | Solar Panels |  | 0.35 | 7 | 95 | 33 |  | Fixed | Roof
NJSTRE1546377107 |  | Transition Incentive Program | Vineland | 8361 | 20 | 12.6 | Residential | No | Behind the Meter | Net-metered residential rooftop and canopy |  | None | Suntuity Solar LLC | Vineland Muni Electric | Accepted | 2020-12-15 | 2020-12-16 | 2021-12-16 | Longi | LR4-60HPB-350M | Solar Panels |  | 0.35 | 3 | 185 | 33 |  | Fixed | Roof
NJSTRE1546377108 |  | Transition Incentive Program | Point Pleasant | 8742 | 18 | 10.85 | Residential | No | Behind the Meter | Net-metered residential rooftop and canopy |  | None | Suntuity Solar LLC | JCP&L | Accepted | 2020-12-15 | 2020-12-16 | 2021-12-16 | Enphase Energy | IQ7-60-2-US | Inverters | 240 |  | 31 |  |  | 0.97 |  | Outdoor | Behind the PV Modules
NJSTRE1546377108 |  | Transition Incentive Program | Point Pleasant | 8742 | 18 | 10.85 | Residential | No | Behind the Meter | Net-metered residential rooftop and canopy |  | None | Suntuity Solar LLC | JCP&L | Accepted | 2020-12-15 | 2020-12-16 | 2021-12-16 | Longi | LR4-60HPB-350M | Solar Panels |  | 0.35 | 16 | 208 | 27 |  | Fixed | Roof
NJSTRE1546377108 |  | Transition Incentive Program | Point Pleasant | 8742 | 18 | 10.85 | Residential | No | Behind the Meter | Net-metered residential rooftop and canopy |  | None | Suntuity Solar LLC | JCP&L | Accepted | 2020-12-15 | 2020-12-16 | 2021-12-16 | Longi | LR4-60HPB-350M | Solar Panels |  | 0.35 | 15 | 28 | 27 |  | Fixed | Roof
NJSTRE1546377109 |  | Transition Incentive Program | Ewing | 8618 | 12 | 6.65 | Residential | Yes | Behind the Meter | Net-metered residential rooftop and canopy |  | None | Suntuity Solar LLC | PSE&G | Accepted | 2020-12-15 | 2020-12-16 | 2021-12-16 | Enphase Energy | IQ7-60-2-US | Inverters | 240 |  | 19 |  |  | 0.97 |  | Outdoor | Behind the PV Modules
NJSTRE1546377109 |  | Transition Incentive Program | Ewing | 8618 | 12 | 6.65 | Residential | Yes | Behind the Meter | Net-metered residential rooftop and canopy |  | None | Suntuity Solar LLC | PSE&G | Accepted | 2020-12-15 | 2020-12-16 | 2021-12-16 | Longi | LR4-60HPB-350M | Solar Panels |  | 0.35 | 9 | 210 | 34 |  | Fixed | Roof
NJSTRE1546377109 |  | Transition Incentive Program | Ewing | 8618 | 12 | 6.65 | Residential | Yes | Behind the Meter | Net-metered residential rooftop and canopy |  | None | Suntuity Solar LLC | PSE&G | Accepted | 2020-12-15 | 2020-12-16 | 2021-12-16 | Longi | LR4-60HPB-350M | Solar Panels |  | 0.35 | 10 | 30 | 34 |  | Fixed | Roof
NJSTRE1546377110 |  | Transition Incentive Program | Keansburg | 7734 | 17 | 5.6 | Residential | Yes | Behind the Meter | Net-metered residential rooftop and canopy |  | None | Suntuity Solar LLC | JCP&L | Accepted | 2020-12-15 | 2020-12-16 | 2021-12-16 | Enphase Energy | IQ7-60-2-US | Inverters | 240 |  | 16 |  |  | 0.97 |  | Outdoor | Behind the PV Modules
NJSTRE1546377110 |  | Transition Incentive Program | Keansburg | 7734 | 17 | 5.6 | Residential | Yes | Behind the Meter | Net-metered residential rooftop and canopy |  | None | Suntuity Solar LLC | JCP&L | Accepted | 2020-12-15 | 2020-12-16 | 2021-12-16 | Longi | LR4-60HPB-350M | Solar Panels |  | 0.35 | 9 | 170 | 36 |  | Fixed | Roof
NJSTRE1546377110 |  | Transition Incentive Program | Keansburg | 7734 | 17 | 5.6 | Residential | Yes | Behind the Meter | Net-metered residential rooftop and canopy |  | None | Suntuity Solar LLC | JCP&L | Accepted | 2020-12-15 | 2020-12-16 | 2021-12-16 | Longi | LR4-60HPB-350M | Solar Panels |  | 0.35 | 7 | 350 | 36 |  | Fixed | Roof
NJSTRE1546377111 |  | Transition Incentive Program | Plainfield | 7063 | 10 | 3.15 | Residential | Yes | Behind the Meter | Net-metered residential rooftop and canopy |  | None | Suntuity Solar LLC | PSE&G | Accepted | 2020-12-15 | 2020-12-16 | 2021-12-16 | Enphase Energy | IQ7-60-2-US | Inverters | 240 |  | 9 |  |  | 0.97 |  | Outdoor | Behind the PV Modules
NJSTRE1546377111 |  | Transition Incentive Program | Plainfield | 7063 | 10 | 3.15 | Residential | Yes | Behind the Meter | Net-metered residential rooftop and canopy |  | None | Suntuity Solar LLC | PSE&G | Accepted | 2020-12-15 | 2020-12-16 | 2021-12-16 | Longi | LR4-60HPB-350M | Solar Panels |  | 0.35 | 9 | 132 | 34 |  | Fixed | Roof
NJSTRE1546377112 |  | Transition Incentive Program | Princeton | 8540 | 12 | 10.2 | Residential | No | Behind the Meter | Net-metered residential rooftop and canopy |  | None | MOORE ENERGY LLC | PSE&G | Accepted | 2020-12-18 | 2020-12-18 | 2021-12-18 | Fortress | EVAULT | Electric Storage Battery |  |  | 1 |  |  |  | Other |  | INSIDE
NJSTRE1546377112 |  | Transition Incentive Program | Princeton | 8540 | 12 | 10.2 | Residential | No | Behind the Meter | Net-metered residential rooftop and canopy |  | None | MOORE ENERGY LLC | PSE&G | Accepted | 2020-12-18 | 2020-12-18 | 2021-12-18 | EGAUGE | EG4015-64E | Meters |  |  | 1 |  |  |  | Yes | Indoor
NJSTRE1546377112 |  | Transition Incentive Program | Princeton | 8540 | 12 | 10.2 | Residential | No | Behind the Meter | Net-metered residential rooftop and canopy |  | None | MOORE ENERGY LLC | PSE&G | Accepted | 2020-12-18 | 2020-12-18 | 2021-12-18 | SOL-ARK | 8K-48-ST | Inverters | 9000 |  | 1 |  |  | 0.975 |  | Indoor | GARAGE/BASEMENT
NJSTRE1546377112 |  | Transition Incentive Program | Princeton | 8540 | 12 | 10.2 | Residential | No | Behind the Meter | Net-metered residential rooftop and canopy |  | None | MOORE ENERGY LLC | PSE&G | Accepted | 2020-12-18 | 2020-12-18 | 2021-12-18 | QCELL | DUO 340 | Solar Panels |  | 0.34 | 8 | 236 | 36 |  | Fixed | Roof
NJSTRE1546377112 |  | Transition Incentive Program | Princeton | 8540 | 12 | 10.2 | Residential | No | Behind the Meter | Net-metered residential rooftop and canopy |  | None | MOORE ENERGY LLC | PSE&G | Accepted | 2020-12-18 | 2020-12-18 | 2021-12-18 | QCELL | DUO 340 | Solar Panels |  | 0.34 | 22 | 151 | 36 |  | Fixed | Roof
NJSTRE1546377114 |  | Transition Incentive Program | Washington | 7882 | 2 | 7.8 | Residential | Yes | Behind the Meter | Net-metered residential rooftop and canopy |  | None | Infinity Solar Systems | JCP&L | Accepted | 2020-12-15 | 2020-12-16 | 2021-12-16 | ENPHASE | IQ7PLUS-72-2-US | Inverters | 295 |  | 12 |  |  | 0.95 |  | Other | ROOFTOP
NJSTRE1546377114 |  | Transition Incentive Program | Washington | 7882 | 2 | 7.8 | Residential | Yes | Behind the Meter | Net-metered residential rooftop and canopy |  | None | Infinity Solar Systems | JCP&L | Accepted | 2020-12-15 | 2020-12-16 | 2021-12-16 | ENPHASE | IQ7PLUS-72-2-US | Inverters | 295 |  | 12 |  |  | 0.95 |  | Other | Rooftop
NJSTRE1546377114 |  | Transition Incentive Program | Washington | 7882 | 2 | 7.8 | Residential | Yes | Behind the Meter | Net-metered residential rooftop and canopy |  | None | Infinity Solar Systems | JCP&L | Accepted | 2020-12-15 | 2020-12-16 | 2021-12-16 | Canadian Solar | CS1H-325-MS | Solar Panels |  | 0.325 | 12 | 258 | 25 |  | Fixed | Roof
NJSTRE1546377114 |  | Transition Incentive Program | Washington | 7882 | 2 | 7.8 | Residential | Yes | Behind the Meter | Net-metered residential rooftop and canopy |  | None | Infinity Solar Systems | JCP&L | Accepted | 2020-12-15 | 2020-12-16 | 2021-12-16 | Canadian Solar | CS1H-325-MS | Solar Panels |  | 0.325 | 12 | 78 | 25 |  | Fixed | Roof
NJSTRE1546377120 |  | Transition Incentive Program | Burlington | 8016 | 13 | 6.65 | Residential | No | Behind the Meter | Net-metered residential rooftop and canopy |  | None | SEA BRIGHT SOLAR, LLC | PSE&G | Accepted | 2020-12-15 | 2020-12-16 | 2021-12-16 | SUNPOWER | SPR-X21-350-AC | Inverters | 320 |  | 19 |  |  | 0.96 |  | Outside | BENEATH ARRAY
NJSTRE1546377120 |  | Transition Incentive Program | Burlington | 8016 | 13 | 6.65 | Residential | No | Behind the Meter | Net-metered residential rooftop and canopy |  | None | SEA BRIGHT SOLAR, LLC | PSE&G | Accepted | 2020-12-15 | 2020-12-16 | 2021-12-16 | SUNPOWER | SPR-X21-350-AC | Solar Panels |  | 0.35 | 3 | 90 | 23 |  | Fixed | Roof | EAST
NJSTRE1546377120 |  | Transition Incentive Program | Burlington | 8016 | 13 | 6.65 | Residential | No | Behind the Meter | Net-metered residential rooftop and canopy |  | None | SEA BRIGHT SOLAR, LLC | PSE&G | Accepted | 2020-12-15 | 2020-12-16 | 2021-12-16 | SUNPOWER | SPR-X21-350-AC | Solar Panels |  | 0.35 | 16 | 270 | 23 |  | Fixed | Roof | WEST
NJSTRE1546377125 |  | Transition Incentive Program | Williamstown | 8094 | 15 | 11.2 | Residential | Yes | Behind the Meter | Net-metered residential rooftop and canopy |  | None | Vivint Solar Developer, LLC | AC Electric | Accepted | 2020-12-16 | 2020-12-16 | 2021-12-16 | SolarEdge | SE7600H-US | Inverters | 7600 |  | 1 |  |  | 0.992 |  | Outdoor | Near the Utility Meter
NJSTRE1546377125 |  | Transition Incentive Program | Williamstown | 8094 | 15 | 11.2 | Residential | Yes | Behind the Meter | Net-metered residential rooftop and canopy |  | None | Vivint Solar Developer, LLC | AC Electric | Accepted | 2020-12-16 | 2020-12-16 | 2021-12-16 | Jinko Solar | JKM320M-60HBL | Solar Panels |  | 0.32 | 20 | 233 | 23 |  | Fixed | Roof
NJSTRE1546377125 |  | Transition Incentive Program | Williamstown | 8094 | 15 | 11.2 | Residential | Yes | Behind the Meter | Net-metered residential rooftop and canopy |  | None | Vivint Solar Developer, LLC | AC Electric | Accepted | 2020-12-16 | 2020-12-16 | 2021-12-16 | Jinko Solar | JKM320M-60HBL | Solar Panels |  | 0.32 | 15 | 231 | 7 |  | Fixed | Roof
NJSTRE1546377137 |  | Transition Incentive Program | Trenton | 8610 | 12 | 7.82 | Residential | Yes | Behind the Meter | Net-metered residential rooftop and canopy |  | None | Trinity Solar | PSE&G | Accepted | 2020-12-15 | 2020-12-16 | 2021-12-16 | Solar Edge | SE6000H-US | Inverters | 6000 |  | 1 |  |  | 0.97 |  | Outside | side of home
NJSTRE1546377137 |  | Transition Incentive Program | Trenton | 8610 | 12 | 7.82 | Residential | Yes | Behind the Meter | Net-metered residential rooftop and canopy |  | None | Trinity Solar | PSE&G | Accepted | 2020-12-15 | 2020-12-16 | 2021-12-16 | Hanwha 340 | Q.PEAK DUO BLK-G6 340 | Solar Panels |  | 0.34 | 19 | 113 | 16 |  | Fixed | Roof
NJSTRE1546377137 |  | Transition Incentive Program | Trenton | 8610 | 12 | 7.82 | Residential | Yes | Behind the Meter | Net-metered residential rooftop and canopy |  | None | Trinity Solar | PSE&G | Accepted | 2020-12-15 | 2020-12-16 | 2021-12-16 | Hanwha 340 | Q.PEAK DUO BLK-G6 340 | Solar Panels |  | 0.34 | 4 | 112 | 20 |  | Fixed | Roof
NJSTRE1546377142 |  | Transition Incentive Program | Roselle Park | 7204 | 10 | 2.72 | Residential | Yes | Behind the Meter | Net-metered residential rooftop and canopy |  | None | Trinity Solar | PSE&G | Accepted | 2020-12-15 | 2020-12-28 | 2021-12-28 | Solar edge | SE3000 | Inverters | 3000 |  | 1 |  |  | 0.97 |  | Outside | side of home
NJSTRE1546377142 |  | Transition Incentive Program | Roselle Park | 7204 | 10 | 2.72 | Residential | Yes | Behind the Meter | Net-metered residential rooftop and canopy |  | None | Trinity Solar | PSE&G | Accepted | 2020-12-15 | 2020-12-28 | 2021-12-28 | Hanwha | Q.PEAK DUO BLK-G6 340 | Solar Panels |  | 0.34 | 8 | 170 | 27 |  | Fixed | Roof
NJSTRE1546377175 |  | Transition Incentive Program | Port Reading | 7064 | 11 | 9.92 | Residential | No | Behind the Meter | Net-metered residential rooftop and canopy |  | None | Solar Mite Solutions | PSE&G | Accepted | 2020-12-16 | 2020-12-17 | 2021-12-17 | Enphase | IQ7-60-2 | Inverters | 0.24 |  | 31 |  |  | 0.98 |  | Outdoor | under solar modules
NJSTRE1546377175 |  | Transition Incentive Program | Port Reading | 7064 | 11 | 9.92 | Residential | No | Behind the Meter | Net-metered residential rooftop and canopy |  | None | Solar Mite Solutions | PSE&G | Accepted | 2020-12-16 | 2020-12-17 | 2021-12-17 | Hanwha | Q.PEAK DUO BLK-G5 320 | Solar Panels |  | 0.32 | 17 | 92 | 20 |  | Fixed | Roof | array 1 & 2
NJSTRE1546377175 |  | Transition Incentive Program | Port Reading | 7064 | 11 | 9.92 | Residential | No | Behind the Meter | Net-metered residential rooftop and canopy |  | None | Solar Mite Solutions | PSE&G | Accepted | 2020-12-16 | 2020-12-17 | 2021-12-17 | Hanwha | Q.PEAK DUO BLK-G5 320 | Solar Panels |  | 0.32 | 14 | 106 | 30 |  | Fixed | Roof | array 3
NJSTRE1546377177 |  | Transition Incentive Program | Burlington Twp | 8016 | 13 | 13.32 | Residential | No | Behind the Meter | Net-metered residential rooftop and canopy |  | None | SunnyMac LLC | PSE&G | Accepted | 2020-12-15 | 2020-12-16 | 2021-12-16 | Solaredge | SE10000H-US | Inverters | 10000 |  | 1 |  |  | 0.99 |  | Outdoor | Next to Meter
NJSTRE1546377177 |  | Transition Incentive Program | Burlington Twp | 8016 | 13 | 13.32 | Residential | No | Behind the Meter | Net-metered residential rooftop and canopy |  | None | SunnyMac LLC | PSE&G | Accepted | 2020-12-15 | 2020-12-16 | 2021-12-16 | REC | 360AA-Blk | Solar Panels |  | 0.36 | 14 | 25 | 28 |  | Fixed | Roof
NJSTRE1546377177 |  | Transition Incentive Program | Burlington Twp | 8016 | 13 | 13.32 | Residential | No | Behind the Meter | Net-metered residential rooftop and canopy |  | None | SunnyMac LLC | PSE&G | Accepted | 2020-12-15 | 2020-12-16 | 2021-12-16 | REC | 360AA-BLK | Solar Panels |  | 0.36 | 23 | 205 | 28 |  | Fixed | Roof
NJSTRE1546377181 |  | Transition Incentive Program | West Milford | 7480 | 6 | 6.62 | Residential | Yes | Behind the Meter | Net-metered residential rooftop and canopy |  | None | Bright Planet Solar | Orange Rockland Electric | Accepted | 2020-12-15 | 2020-12-16 | 2021-12-16 | SOLAR EDGE | SE6000H-USRGM | Inverters | 6000 |  | 1 |  |  | 0.98 |  | Outdoor | OUTSIDE
NJSTRE1546377181 |  | Transition Incentive Program | West Milford | 7480 | 6 | 6.62 | Residential | Yes | Behind the Meter | Net-metered residential rooftop and canopy |  | None | Bright Planet Solar | Orange Rockland Electric | Accepted | 2020-12-15 | 2020-12-16 | 2021-12-16 | HANWHA Q-CELLS | Q.PEAK DUO BLK-G5 315W | Solar Panels |  | 0.315 | 7 | 283 | 18 |  | Fixed | Roof
NJSTRE1546377181 |  | Transition Incentive Program | West Milford | 7480 | 6 | 6.62 | Residential | Yes | Behind the Meter | Net-metered residential rooftop and canopy |  | None | Bright Planet Solar | Orange Rockland Electric | Accepted | 2020-12-15 | 2020-12-16 | 2021-12-16 | HANWHA Q-CELLS | Q.PEAK DUO BLK-G5 315W | Solar Panels |  | 0.315 | 7 | 104 | 18 |  | Fixed | Roof
NJSTRE1546377181 |  | Transition Incentive Program | West Milford | 7480 | 6 | 6.62 | Residential | Yes | Behind the Meter | Net-metered residential rooftop and canopy |  | None | Bright Planet Solar | Orange Rockland Electric | Accepted | 2020-12-15 | 2020-12-16 | 2021-12-16 | HANWHA Q-CELLS | Q.PEAK DUO BLK-G5 315W | Solar Panels |  | 0.315 | 7 | 104 | 18 |  | Fixed | Roof
NJSTRE1546377221 |  | Transition Incentive Program | Delran Twp | 8075 | 13 | 8.45 | Residential | No | Behind the Meter | Net-metered residential rooftop and canopy |  | None | SunnyMac LLC | PSE&G | Accepted | 2020-12-15 | 2020-12-17 | 2021-12-17 | Solaredge | SE7600H-US | Inverters | 7600 |  | 1 |  |  | 0.99 |  | Outdoor | Next to Meter
NJSTRE1546377221 |  | Transition Incentive Program | Delran Twp | 8075 | 13 | 8.45 | Residential | No | Behind the Meter | Net-metered residential rooftop and canopy |  | None | SunnyMac LLC | PSE&G | Accepted | 2020-12-15 | 2020-12-17 | 2021-12-17 | REC | TwinPeak 2 Mono | Solar Panels |  | 0.325 | 14 | 249 | 23 |  | Fixed | Roof
NJSTRE1546377221 |  | Transition Incentive Program | Delran Twp | 8075 | 13 | 8.45 | Residential | No | Behind the Meter | Net-metered residential rooftop and canopy |  | None | SunnyMac LLC | PSE&G | Accepted | 2020-12-15 | 2020-12-17 | 2021-12-17 | REC | TwinPeak 2 Mono | Solar Panels |  | 0.325 | 12 | 248 | 20 |  | Fixed | Roof
NJSTRE1546377285 |  | Transition Incentive Program | Clayton | 8312 | 15 | 3.36 | Residential | Yes | Behind the Meter | Net-metered residential rooftop and canopy |  | None | Bright Planet Solar | AC Electric | Accepted | 2020-12-15 | 2020-12-17 | 2021-12-17 | SOLAR EDGE | SE3000H-USRGM | Inverters | 3000 |  | 1 |  |  | 0.98 |  | Outdoor | OUTSIDE
NJSTRE1546377285 |  | Transition Incentive Program | Clayton | 8312 | 15 | 3.36 | Residential | Yes | Behind the Meter | Net-metered residential rooftop and canopy |  | None | Bright Planet Solar | AC Electric | Accepted | 2020-12-15 | 2020-12-17 | 2021-12-17 | LONGI | LR6-60HPB-305M | Solar Panels |  | 0.305 | 11 | 262 | 45 |  | Fixed | Roof
NJSTRE1546377310 |  | Transition Incentive Program | Egg Harbor | 8215 | 19 | 4.88 | Residential | Yes | Behind the Meter | Net-metered residential rooftop and canopy |  | None | Bright Planet Solar | AC Electric | Accepted | 2020-12-15 | 2020-12-16 | 2021-12-16 | SOLAR EDGE | SE3800H-USRGM | Inverters | 3800 |  | 1 |  |  | 0.98 |  | Outdoor | OUTSIDE
NJSTRE1546377310 |  | Transition Incentive Program | Egg Harbor | 8215 | 19 | 4.88 | Residential | Yes | Behind the Meter | Net-metered residential rooftop and canopy |  | None | Bright Planet Solar | AC Electric | Accepted | 2020-12-15 | 2020-12-16 | 2021-12-16 | HANWHA Q-CELLS | Q.PEAK DUO BLK-G5 305W | Solar Panels |  | 0.305 | 16 | 311 | 22 |  | Fixed | Roof
NJSTRE1546377324 |  | Transition Incentive Program | Pennsauken Twp | 8105 | 14 | 8.82 | Residential | Yes | Behind the Meter | Net-metered residential rooftop and canopy |  | None | 1st Light Energy Inc | PSE&G | Accepted | 2020-12-15 | 2020-12-17 | 2021-12-17 | SolarEdge | SE7600H-US | Inverters | 7600 |  | 1 |  |  | 0.99 |  | Outside | Next to Meter
NJSTRE1546377324 |  | Transition Incentive Program | Pennsauken Twp | 8105 | 14 | 8.82 | Residential | Yes | Behind the Meter | Net-metered residential rooftop and canopy |  | None | 1st Light Energy Inc | PSE&G | Accepted | 2020-12-15 | 2020-12-17 | 2021-12-17 | Longi | LR6-60HPB-315M | Solar Panels |  | 0.315 | 12 | 213 | 33 |  | Fixed | Roof
NJSTRE1546377324 |  | Transition Incentive Program | Pennsauken Twp | 8105 | 14 | 8.82 | Residential | Yes | Behind the Meter | Net-metered residential rooftop and canopy |  | None | 1st Light Energy Inc | PSE&G | Accepted | 2020-12-15 | 2020-12-17 | 2021-12-17 | Longi | LR6-60HPB-315M | Solar Panels |  | 0.315 | 4 | 304 | 34 |  | Fixed | Roof
NJSTRE1546377324 |  | Transition Incentive Program | Pennsauken Twp | 8105 | 14 | 8.82 | Residential | Yes | Behind the Meter | Net-metered residential rooftop and canopy |  | None | 1st Light Energy Inc | PSE&G | Accepted | 2020-12-15 | 2020-12-17 | 2021-12-17 | Longi | LR6-60HPB-315M | Solar Panels |  | 0.315 | 2 | 125 | 18 |  | Fixed | Roof
NJSTRE1546377324 |  | Transition Incentive Program | Pennsauken Twp | 8105 | 14 | 8.82 | Residential | Yes | Behind the Meter | Net-metered residential rooftop and canopy |  | None | 1st Light Energy Inc | PSE&G | Accepted | 2020-12-15 | 2020-12-17 | 2021-12-17 | Longi | LR6-60HPB-315M | Solar Panels |  | 0.315 | 10 | 33 | 34 |  | Fixed | Roof
NJSTRE1546377331 |  | Transition Incentive Program | Newark | 7106 | 9 | 7.32 | Residential | Yes | Behind the Meter | Net-metered residential rooftop and canopy |  | None | Sunrun Installation Services, Inc. | PSE&G | Accepted | 2020-12-15 | 2020-12-17 | 2021-12-17 | Enphase Energy | IQ7-60-x-US (240V) | Inverters | 240 |  | 24 |  |  | 0.96 |  | Outdoor | Rooftop
NJSTRE1546377331 |  | Transition Incentive Program | Newark | 7106 | 9 | 7.32 | Residential | Yes | Behind the Meter | Net-metered residential rooftop and canopy |  | None | Sunrun Installation Services, Inc. | PSE&G | Accepted | 2020-12-15 | 2020-12-17 | 2021-12-17 | LONGi Green Energy Technology Co Ltd | LR6-60HPB-305M | Solar Panels |  | 0.305 | 9 | 24 | 30 |  | Fixed | Roof
NJSTRE1546377331 |  | Transition Incentive Program | Newark | 7106 | 9 | 7.32 | Residential | Yes | Behind the Meter | Net-metered residential rooftop and canopy |  | None | Sunrun Installation Services, Inc. | PSE&G | Accepted | 2020-12-15 | 2020-12-17 | 2021-12-17 | LONGi Green Energy Technology Co Ltd | LR6-60HPB-305M | Solar Panels |  | 0.305 | 15 | 204 | 30 |  | Fixed | Roof
NJSTRE1546377343 |  | Transition Incentive Program | Haddon TWP | 8033 | 14 | 5.12 | Residential | No | Behind the Meter | Net-metered residential rooftop and canopy |  | None | Orbit Energy & Power, LLC | PSE&G | Accepted | 2020-12-15 | 2020-12-16 | 2021-12-16 | ENPHASE | ENERGY | Inverters | 240 |  | 16 |  |  | 0.99 |  | Other | UNDER EACH PANEL
NJSTRE1546377343 |  | Transition Incentive Program | Haddon TWP | 8033 | 14 | 5.12 | Residential | No | Behind the Meter | Net-metered residential rooftop and canopy |  | None | Orbit Energy & Power, LLC | PSE&G | Accepted | 2020-12-15 | 2020-12-16 | 2021-12-16 | HANWHA | Q PEAK CELLS 320W | Solar Panels |  | 0.32 | 10 | 213 | 35 |  | Fixed | Roof
NJSTRE1546377343 |  | Transition Incentive Program | Haddon TWP | 8033 | 14 | 5.12 | Residential | No | Behind the Meter | Net-metered residential rooftop and canopy |  | None | Orbit Energy & Power, LLC | PSE&G | Accepted | 2020-12-15 | 2020-12-16 | 2021-12-16 | HANWHA | Q PEAK CELLS 320W | Solar Panels |  | 0.32 | 6 | 33 | 35 |  | Fixed | Roof
NJSTRE1546377350 |  | Transition Incentive Program | Cranford TWP | 7016 | 10 | 7.14 | Residential | No | Behind the Meter | Net-metered residential rooftop and canopy |  | None | Tesla Energy Operations Inc. | PSE&G | Accepted | 2020-12-15 | 2020-12-17 | 2021-12-17 | Tesla | AC Powerwall 2.0 | Electric Storage Battery |  |  | 1 |  |  |  | Lithium Ion |  | Inside
NJSTRE1546377350 |  | Transition Incentive Program | Cranford TWP | 7016 | 10 | 7.14 | Residential | No | Behind the Meter | Net-metered residential rooftop and canopy |  | None | Tesla Energy Operations Inc. | PSE&G | Accepted | 2020-12-15 | 2020-12-17 | 2021-12-17 | SolarEdge Technologies | SE7600H-US [240V] | Inverters | 7600 |  | 1 |  |  | 0.99 |  | Outside | Outside
NJSTRE1546377350 |  | Transition Incentive Program | Cranford TWP | 7016 | 10 | 7.14 | Residential | No | Behind the Meter | Net-metered residential rooftop and canopy |  | None | Tesla Energy Operations Inc. | PSE&G | Accepted | 2020-12-15 | 2020-12-17 | 2021-12-17 | Hanwha Q-CELLS | Q.Peak DUO BLK-G6+ 340 | Solar Panels |  | 0.34 | 11 | 126 | 30 |  | Fixed | Roof
NJSTRE1546377350 |  | Transition Incentive Program | Cranford TWP | 7016 | 10 | 7.14 | Residential | No | Behind the Meter | Net-metered residential rooftop and canopy |  | None | Tesla Energy Operations Inc. | PSE&G | Accepted | 2020-12-15 | 2020-12-17 | 2021-12-17 | Hanwha Q-CELLS | Q.Peak DUO BLK-G6+ 340 | Solar Panels |  | 0.34 | 10 | 306 | 30 |  | Fixed | Roof
NJSTRE1546377357 |  | Transition Incentive Program | Hillside | 7205 | 10 | 9.15 | Residential | Yes | Behind the Meter | Net-metered residential rooftop and canopy |  | None | Sunrun Installation Services, Inc. | PSE&G | Accepted | 2020-12-15 | 2020-12-17 | 2021-12-17 | Enphase Energy | IQ7-60-x-US (240V) | Inverters | 240 |  | 30 |  |  | 0.96 |  | Outdoor | Rooftop
NJSTRE1546377357 |  | Transition Incentive Program | Hillside | 7205 | 10 | 9.15 | Residential | Yes | Behind the Meter | Net-metered residential rooftop and canopy |  | None | Sunrun Installation Services, Inc. | PSE&G | Accepted | 2020-12-15 | 2020-12-17 | 2021-12-17 | LONGi Green Energy Technology Co Ltd | LR6-60HPB-305M | Solar Panels |  | 0.305 | 23 | 217 | 17 |  | Fixed | Roof
NJSTRE1546377357 |  | Transition Incentive Program | Hillside | 7205 | 10 | 9.15 | Residential | Yes | Behind the Meter | Net-metered residential rooftop and canopy |  | None | Sunrun Installation Services, Inc. | PSE&G | Accepted | 2020-12-15 | 2020-12-17 | 2021-12-17 | LONGi Green Energy Technology Co Ltd | LR6-60HPB-305M | Solar Panels |  | 0.305 | 7 | 37 | 17 |  | Fixed | Roof
NJSTRE1546377367 |  | Transition Incentive Program | Willingboro | 8046 | 13 | 5.04 | Residential | No | Behind the Meter | Net-metered residential rooftop and canopy |  | None | Skyline Solar LLC | PSE&G | Accepted | 2020-12-15 | 2020-12-17 | 2021-12-17 | ENPHASE | IQ7-60-2-US | Inverters | 240 |  | 16 |  |  | 0.97 |  | Outdoor | ROOF
NJSTRE1546377367 |  | Transition Incentive Program | Willingboro | 8046 | 13 | 5.04 | Residential | No | Behind the Meter | Net-metered residential rooftop and canopy |  | None | Skyline Solar LLC | PSE&G | Accepted | 2020-12-15 | 2020-12-17 | 2021-12-17 | HANWHA | QPEAK DUO BLK | Solar Panels |  | 0.315 | 16 | 210 | 14 |  | Fixed | Roof
NJSTRE1546377379 |  | Transition Incentive Program | Mullica Hill | 8062 | 15 | 9.86 | Residential | Yes | Behind the Meter | Net-metered residential rooftop and canopy |  | None | Trinity Solar | AC Electric | Accepted | 2020-12-15 | 2020-12-17 | 2021-12-17 | Solar Edge | SE7600H-US000BNC4 | Inverters | 7600 |  | 1 |  |  | 0.97 |  | Outdoor | side of home
NJSTRE1546377379 |  | Transition Incentive Program | Mullica Hill | 8062 | 15 | 9.86 | Residential | Yes | Behind the Meter | Net-metered residential rooftop and canopy |  | None | Trinity Solar | AC Electric | Accepted | 2020-12-15 | 2020-12-17 | 2021-12-17 | HANWHA | Q.PEAK DUO BLK-G6 340 | Solar Panels |  | 0.34 | 18 | 253 | 26 |  | Fixed | Roof
NJSTRE1546377379 |  | Transition Incentive Program | Mullica Hill | 8062 | 15 | 9.86 | Residential | Yes | Behind the Meter | Net-metered residential rooftop and canopy |  | None | Trinity Solar | AC Electric | Accepted | 2020-12-15 | 2020-12-17 | 2021-12-17 | HANWHA | Q.PEAK DUO BLK-G6 340 | Solar Panels |  | 0.34 | 5 | 73 | 26 |  | Fixed | Roof
NJSTRE1546377379 |  | Transition Incentive Program | Mullica Hill | 8062 | 15 | 9.86 | Residential | Yes | Behind the Meter | Net-metered residential rooftop and canopy |  | None | Trinity Solar | AC Electric | Accepted | 2020-12-15 | 2020-12-17 | 2021-12-17 | HANWHA | Q.PEAK DUO BLK-G6 340 | Solar Panels |  | 0.34 | 3 | 163 | 27 |  | Fixed | Roof
NJSTRE1546377379 |  | Transition Incentive Program | Mullica Hill | 8062 | 15 | 9.86 | Residential | Yes | Behind the Meter | Net-metered residential rooftop and canopy |  | None | Trinity Solar | AC Electric | Accepted | 2020-12-15 | 2020-12-17 | 2021-12-17 | HANWHA | Q.PEAK DUO BLK-G6 340 | Solar Panels |  | 0.34 | 3 | 253 | 26 |  | Fixed | Roof
NJSTRE1546377384 |  | Transition Incentive Program | Paramus | 7652 | 7 | 12.51 | Residential | Yes | Behind the Meter | Net-metered residential rooftop and canopy |  | None | Sunrun Installation Services, Inc. | PSE&G | Accepted | 2020-12-15 | 2020-12-16 | 2021-12-16 | Enphase Energy | IQ7-60-x-US (240V) | Inverters | 240 |  | 41 |  |  | 0.96 |  | Outdoor | Rooftop
NJSTRE1546377384 |  | Transition Incentive Program | Paramus | 7652 | 7 | 12.51 | Residential | Yes | Behind the Meter | Net-metered residential rooftop and canopy |  | None | Sunrun Installation Services, Inc. | PSE&G | Accepted | 2020-12-15 | 2020-12-16 | 2021-12-16 | LONGi Green Energy Technology Co Ltd | LR6-60HPB-305M | Solar Panels |  | 0.305 | 21 | 181 | 22 |  | Fixed | Roof
NJSTRE1546377384 |  | Transition Incentive Program | Paramus | 7652 | 7 | 12.51 | Residential | Yes | Behind the Meter | Net-metered residential rooftop and canopy |  | None | Sunrun Installation Services, Inc. | PSE&G | Accepted | 2020-12-15 | 2020-12-16 | 2021-12-16 | LONGi Green Energy Technology Co Ltd | LR6-60HPB-305M | Solar Panels |  | 0.305 | 20 | 271 | 23 |  | Fixed | Roof
NJSTRE1546377385 |  | Transition Incentive Program | Montclair Twp | 7042 | 9 | 3.96 | Residential | No | Behind the Meter | Net-metered residential rooftop and canopy |  | None | Green Power Energy | PSE&G | Accepted | 2020-12-15 | 2020-12-17 | 2021-12-17 | SolarEdge | SE7600H-USS3 | Inverters | 7600 |  | 1 |  |  | 0.97 |  | Outside | next to meter
NJSTRE1546377385 |  | Transition Incentive Program | Montclair Twp | 7042 | 9 | 3.96 | Residential | No | Behind the Meter | Net-metered residential rooftop and canopy |  | None | Green Power Energy | PSE&G | Accepted | 2020-12-15 | 2020-12-17 | 2021-12-17 | LG Electronics | LG330N1C-A5 | Solar Panels |  | 0.33 | 12 | 192 | 24 |  | Fixed | Roof
NJSTRE1546377423 |  | Transition Incentive Program | Union | 7083 | 10 | 7.63 | Residential | Yes | Behind the Meter | Net-metered residential rooftop and canopy |  | None | Sunrun Installation Services, Inc. | PSE&G | Accepted | 2020-12-15 | 2020-12-17 | 2021-12-17 | Enphase Energy | IQ7-60-x-US (240V) | Inverters | 240 |  | 25 |  |  | 0.96 |  | Outdoor | Rooftop
NJSTRE1546377423 |  | Transition Incentive Program | Union | 7083 | 10 | 7.63 | Residential | Yes | Behind the Meter | Net-metered residential rooftop and canopy |  | None | Sunrun Installation Services, Inc. | PSE&G | Accepted | 2020-12-15 | 2020-12-17 | 2021-12-17 | LONGi Green Energy Technology Co Ltd | LR6-60HPB-305M | Solar Panels |  | 0.305 | 6 | 309 | 14 |  | Fixed | Roof
NJSTRE1546377423 |  | Transition Incentive Program | Union | 7083 | 10 | 7.63 | Residential | Yes | Behind the Meter | Net-metered residential rooftop and canopy |  | None | Sunrun Installation Services, Inc. | PSE&G | Accepted | 2020-12-15 | 2020-12-17 | 2021-12-17 | LONGi Green Energy Technology Co Ltd | LR6-60HPB-305M | Solar Panels |  | 0.305 | 19 | 129 | 35 |  | Fixed | Roof
NJSTRE1546377760 |  | Transition Incentive Program | Morristown | 7960 | 3 | 4.08 | Residential | Yes | Behind the Meter | Net-metered residential rooftop and canopy |  | None | Tesla Energy Operations Inc. | JCP&L | Accepted | 2020-12-15 | 2020-12-17 | 2021-12-17 | Tesla | AC Powerwall 2.0 | Electric Storage Battery |  |  | 3 |  |  |  | Lithium Ion |  | Outside
NJSTRE1546377760 |  | Transition Incentive Program | Morristown | 7960 | 3 | 4.08 | Residential | Yes | Behind the Meter | Net-metered residential rooftop and canopy |  | None | Tesla Energy Operations Inc. | JCP&L | Accepted | 2020-12-15 | 2020-12-17 | 2021-12-17 | Tesla | 3.8 Inverter | Inverters | 3800 |  | 1 |  |  | 0.975 |  | Outside | Outside
NJSTRE1546377760 |  | Transition Incentive Program | Morristown | 7960 | 3 | 4.08 | Residential | Yes | Behind the Meter | Net-metered residential rooftop and canopy |  | None | Tesla Energy Operations Inc. | JCP&L | Accepted | 2020-12-15 | 2020-12-17 | 2021-12-17 | Hanwha Q-CELLS | Q.Peak DUO BLK-G6+ 340 | Solar Panels |  | 0.34 | 12 | 135 | 34 |  | Fixed | Roof
NJSTRE1546378385 |  | Transition Incentive Program | Braddock | 8037 | 19 | 18.4 | Commercial | No | Behind the Meter | Net-metered non-residential rooftop and canopy |  | None | National Energy Partners, LLC | AC Electric | Accepted | 2020-12-15 | 2020-12-17 | 2021-12-17 | SOLAREDGE TECHNOLOGIES | SE7600H-US | Inverters | 7600 |  | 2 |  |  | 0.975 |  | Outdoor | NEAR THE POINT OF INTERCONNECTION
NJSTRE1546378385 |  | Transition Incentive Program | Braddock | 8037 | 19 | 18.4 | Commercial | No | Behind the Meter | Net-metered non-residential rooftop and canopy |  | None | National Energy Partners, LLC | AC Electric | Accepted | 2020-12-15 | 2020-12-17 | 2021-12-17 | Trina | TSM-DEG-15MC.20(II) 400W | Solar Panels |  | 0.4 | 16 | 202 | 5 |  | Fixed | Roof
NJSTRE1546378385 |  | Transition Incentive Program | Braddock | 8037 | 19 | 18.4 | Commercial | No | Behind the Meter | Net-metered non-residential rooftop and canopy |  | None | National Energy Partners, LLC | AC Electric | Accepted | 2020-12-15 | 2020-12-17 | 2021-12-17 | TRINA | TSM-DEG15MC.20(II) 400W | Solar Panels |  | 0.4 | 30 | 165 | 0 |  | Fixed | Roof | Existing Gas Canopy Roof
NJSTRE1546379739 |  | Transition Incentive Program | Robbinsville Township | 8691 | 12 | 12.81 | Residential | Yes | Behind the Meter | Net-metered residential rooftop and canopy |  | None | Sunrun Installation Services, Inc. | PSE&G | Accepted | 2020-12-15 | 2020-12-17 | 2021-12-17 | Enphase Energy | IQ7-60-x-US (240V) | Inverters | 240 |  | 42 |  |  | 0.96 |  | Outdoor | Rooftop
NJSTRE1546379739 |  | Transition Incentive Program | Robbinsville Township | 8691 | 12 | 12.81 | Residential | Yes | Behind the Meter | Net-metered residential rooftop and canopy |  | None | Sunrun Installation Services, Inc. | PSE&G | Accepted | 2020-12-15 | 2020-12-17 | 2021-12-17 | LONGi Green Energy Technology Co Ltd | LR6-60HPB-305M | Solar Panels |  | 0.305 | 16 | 296 | 35 |  | Fixed | Roof
NJSTRE1546379739 |  | Transition Incentive Program | Robbinsville Township | 8691 | 12 | 12.81 | Residential | Yes | Behind the Meter | Net-metered residential rooftop and canopy |  | None | Sunrun Installation Services, Inc. | PSE&G | Accepted | 2020-12-15 | 2020-12-17 | 2021-12-17 | LONGi Green Energy Technology Co Ltd | LR6-60HPB-305M | Solar Panels |  | 0.305 | 12 | 116 | 32 |  | Fixed | Roof
NJSTRE1546379739 |  | Transition Incentive Program | Robbinsville Township | 8691 | 12 | 12.81 | Residential | Yes | Behind the Meter | Net-metered residential rooftop and canopy |  | None | Sunrun Installation Services, Inc. | PSE&G | Accepted | 2020-12-15 | 2020-12-17 | 2021-12-17 | LONGi Green Energy Technology Co Ltd | LR6-60HPB-305M | Solar Panels |  | 0.305 | 14 | 26 | 33 |  | Fixed | Roof
NJSTRE1546379753 |  | Transition Incentive Program | Egg Habor TWP | 8234 | 19 | 4.76 | Residential | Yes | Behind the Meter | Net-metered residential rooftop and canopy |  | None | Trinity Solar | AC Electric | Accepted | 2020-12-15 | 2020-12-17 | 2021-12-17 | Solar Edge | SE3800H-US000BNC4 | Inverters | 3800 |  | 1 |  |  | 0.97 |  | Outdoor | side of home
NJSTRE1546379753 |  | Transition Incentive Program | Egg Habor TWP | 8234 | 19 | 4.76 | Residential | Yes | Behind the Meter | Net-metered residential rooftop and canopy |  | None | Trinity Solar | AC Electric | Accepted | 2020-12-15 | 2020-12-17 | 2021-12-17 | HANWHA | Q.PEAK DUO BLK-G6 340) | Solar Panels |  | 0.34 | 5 | 201 | 23 |  | Fixed | Roof
NJSTRE1546379753 |  | Transition Incentive Program | Egg Habor TWP | 8234 | 19 | 4.76 | Residential | Yes | Behind the Meter | Net-metered residential rooftop and canopy |  | None | Trinity Solar | AC Electric | Accepted | 2020-12-15 | 2020-12-17 | 2021-12-17 | HANWHA | Q.PEAK DUO BLK-G6 340 | Solar Panels |  | 0.34 | 9 | 291 | 23 |  | Fixed | Roof
NJSTRE1546379760 |  | Transition Incentive Program | Jackson Township | 8527 | 18 | 7.32 | Residential | Yes | Behind the Meter | Net-metered residential rooftop and canopy |  | None | Sunrun Installation Services, Inc. | JCP&L | Accepted | 2020-12-15 | 2020-12-17 | 2021-12-17 | Enphase Energy | IQ7-60-x-US (240V) | Inverters | 240 |  | 24 |  |  | 0.96 |  | Outdoor | Rooftop
NJSTRE1546379760 |  | Transition Incentive Program | Jackson Township | 8527 | 18 | 7.32 | Residential | Yes | Behind the Meter | Net-metered residential rooftop and canopy |  | None | Sunrun Installation Services, Inc. | JCP&L | Accepted | 2020-12-15 | 2020-12-17 | 2021-12-17 | LONGi Green Energy Technology Co Ltd | LR6-60HPB-305M | Solar Panels |  | 0.305 | 24 | 96 | 22 |  | Fixed | Roof
NJSTRE1546379764 |  | Transition Incentive Program | Carteret | 7008 | 11 | 7 | Residential | No | Behind the Meter | Net-metered residential rooftop and canopy |  | None | Pro Custom Solar dba Momentum Solar | PSE&G | Accepted | 2020-12-15 | 2020-12-17 | 2021-12-17 | Enphase | IQ7Plus-72-2-US | Inverters | 290 |  | 20 |  |  | 0.97 |  | Outdoor | Roof
NJSTRE1546379764 |  | Transition Incentive Program | Carteret | 7008 | 11 | 7 | Residential | No | Behind the Meter | Net-metered residential rooftop and canopy |  | None | Pro Custom Solar dba Momentum Solar | PSE&G | Accepted | 2020-12-15 | 2020-12-17 | 2021-12-17 | LG ELECTRONICS | IQ7Plus-72-2-US | Solar Panels |  | 0.35 | 8 | 349 | 20 |  | Fixed | Roof
NJSTRE1546379764 |  | Transition Incentive Program | Carteret | 7008 | 11 | 7 | Residential | No | Behind the Meter | Net-metered residential rooftop and canopy |  | None | Pro Custom Solar dba Momentum Solar | PSE&G | Accepted | 2020-12-15 | 2020-12-17 | 2021-12-17 | LG ELECTRONICS | IQ7Plus-72-2-US | Solar Panels |  | 0.35 | 12 | 169 | 20 |  | Fixed | Roof
NJSTRE1546379778 |  | Transition Incentive Program | Clinton | 8809 | 4 | 16.56 | Residential | No | Behind the Meter | Net-metered residential rooftop and canopy |  | None | SEA BRIGHT SOLAR, LLC | JCP&L | Accepted | 2020-12-15 | 2020-12-17 | 2021-12-17 | SUNPOWER | SPR-X22-360-AC | Inverters | 320 |  | 46 |  |  | 0.96 |  | Outside | BENEATH ARRAY
NJSTRE1546379778 |  | Transition Incentive Program | Clinton | 8809 | 4 | 16.56 | Residential | No | Behind the Meter | Net-metered residential rooftop and canopy |  | None | SEA BRIGHT SOLAR, LLC | JCP&L | Accepted | 2020-12-15 | 2020-12-17 | 2021-12-17 | SUNPOWER | SPR-X22-360-AC | Solar Panels |  | 0.36 | 7 | 226 | 26 |  | Fixed | Roof | SW
NJSTRE1546379778 |  | Transition Incentive Program | Clinton | 8809 | 4 | 16.56 | Residential | No | Behind the Meter | Net-metered residential rooftop and canopy |  | None | SEA BRIGHT SOLAR, LLC | JCP&L | Accepted | 2020-12-15 | 2020-12-17 | 2021-12-17 | SUNPOWER | SPR-X22-360-AC | Solar Panels |  | 0.36 | 28 | 226 | 6 |  | Fixed | Roof | SW
NJSTRE1546379778 |  | Transition Incentive Program | Clinton | 8809 | 4 | 16.56 | Residential | No | Behind the Meter | Net-metered residential rooftop and canopy |  | None | SEA BRIGHT SOLAR, LLC | JCP&L | Accepted | 2020-12-15 | 2020-12-17 | 2021-12-17 | SUNPOWER | SPR-X22-360-AC | Solar Panels |  | 0.36 | 7 | 136 | 26 |  | Fixed | Roof | SE
NJSTRE1546379778 |  | Transition Incentive Program | Clinton | 8809 | 4 | 16.56 | Residential | No | Behind the Meter | Net-metered residential rooftop and canopy |  | None | SEA BRIGHT SOLAR, LLC | JCP&L | Accepted | 2020-12-15 | 2020-12-17 | 2021-12-17 | SUNPOWER | SPR-X22-360-AC | Solar Panels |  | 0.36 | 4 | 226 | 26 |  | Fixed | Roof | SW
NJSTRE1546379781 |  | Transition Incentive Program | Neptune | 7753 | 17 | 7.7 | Municipality | Yes | Behind the Meter | Net-metered residential rooftop and canopy |  | None | Pro Custom Solar dba Momentum Solar | JCP&L | Accepted | 2020-12-15 | 2020-12-17 | 2021-12-17 | Enphase | IQ7Plus-72-2-US | Inverters | 290 |  | 22 |  |  | 0.97 |  | Outdoor | Roof
NJSTRE1546379781 |  | Transition Incentive Program | Neptune | 7753 | 17 | 7.7 | Municipality | Yes | Behind the Meter | Net-metered residential rooftop and canopy |  | None | Pro Custom Solar dba Momentum Solar | JCP&L | Accepted | 2020-12-15 | 2020-12-17 | 2021-12-17 | LG ELECTRONICS | LG 350N1C-V5 | Solar Panels |  | 0.35 | 12 | 247 | 20 |  | Fixed | Roof
NJSTRE1546379781 |  | Transition Incentive Program | Neptune | 7753 | 17 | 7.7 | Municipality | Yes | Behind the Meter | Net-metered residential rooftop and canopy |  | None | Pro Custom Solar dba Momentum Solar | JCP&L | Accepted | 2020-12-15 | 2020-12-17 | 2021-12-17 | LG ELECTRONICS | LG 350N1C-V5 | Solar Panels |  | 0.35 | 10 | 67 | 20 |  | Fixed | Roof
NJSTRE1546379783 |  | Transition Incentive Program | Linden City | 7036 | 10 | 4.65 | Residential | Yes | Behind the Meter | Net-metered residential rooftop and canopy |  | None | Bright Planet Solar | PSE&G | Accepted | 2020-12-15 | 2020-12-17 | 2021-12-17 | SOLAR EDGE | SE3800H-USRGM | Inverters | 3800 |  | 1 |  |  | 0.98 |  | Outdoor | OUTSIDE
NJSTRE1546379783 |  | Transition Incentive Program | Linden City | 7036 | 10 | 4.65 | Residential | Yes | Behind the Meter | Net-metered residential rooftop and canopy |  | None | Bright Planet Solar | PSE&G | Accepted | 2020-12-15 | 2020-12-17 | 2021-12-17 | HANWHA Q-CELLS | Q.PEAK DUO BLK-G5 310W | Solar Panels |  | 0.31 | 15 | 128 | 30 |  | Fixed | Roof
NJSTRE1546379798 |  | Transition Incentive Program | Mount Laurel | 8054 | 13 | 9.86 | Residential | Yes | Behind the Meter | Net-metered residential rooftop and canopy |  | None | Trinity Solar | PSE&G | Accepted | 2020-12-15 | 2020-12-17 | 2021-12-17 | Solar Edge | SE7600H-US | Inverters | 7600 |  | 1 |  |  | 0.97 |  | Outside | side of home
NJSTRE1546379798 |  | Transition Incentive Program | Mount Laurel | 8054 | 13 | 9.86 | Residential | Yes | Behind the Meter | Net-metered residential rooftop and canopy |  | None | Trinity Solar | PSE&G | Accepted | 2020-12-15 | 2020-12-17 | 2021-12-17 | Hanwha 340 | Q.PEAK DUO BLK-G6 340 | Solar Panels |  | 0.34 | 2 | 247 | 45 |  | Fixed | Roof
NJSTRE1546379798 |  | Transition Incentive Program | Mount Laurel | 8054 | 13 | 9.86 | Residential | Yes | Behind the Meter | Net-metered residential rooftop and canopy |  | None | Trinity Solar | PSE&G | Accepted | 2020-12-15 | 2020-12-17 | 2021-12-17 | Hanwha 340 | Q.PEAK DUO BLK-G6 340 | Solar Panels |  | 0.34 | 2 | 247 | 45 |  | Fixed | Roof
NJSTRE1546379798 |  | Transition Incentive Program | Mount Laurel | 8054 | 13 | 9.86 | Residential | Yes | Behind the Meter | Net-metered residential rooftop and canopy |  | None | Trinity Solar | PSE&G | Accepted | 2020-12-15 | 2020-12-17 | 2021-12-17 | Hanwha 340 | Q.PEAK DUO BLK-G6 340 | Solar Panels |  | 0.34 | 12 | 157 | 30 |  | Fixed | Roof
NJSTRE1546379798 |  | Transition Incentive Program | Mount Laurel | 8054 | 13 | 9.86 | Residential | Yes | Behind the Meter | Net-metered residential rooftop and canopy |  | None | Trinity Solar | PSE&G | Accepted | 2020-12-15 | 2020-12-17 | 2021-12-17 | Hanwha 340 | Q.PEAK DUO BLK-G6 340 | Solar Panels |  | 0.34 | 7 | 247 | 47 |  | Fixed | Roof
NJSTRE1546379798 |  | Transition Incentive Program | Mount Laurel | 8054 | 13 | 9.86 | Residential | Yes | Behind the Meter | Net-metered residential rooftop and canopy |  | None | Trinity Solar | PSE&G | Accepted | 2020-12-15 | 2020-12-17 | 2021-12-17 | Hanwha 340 | Q.PEAK DUO BLK-G6 340 | Solar Panels |  | 0.34 | 6 | 157 | 27 |  | Fixed | Roof
NJSTRE1546379799 |  | Transition Incentive Program | Chesterfield | 8515 | 13 | 4.08 | Residential | No | Behind the Meter | Net-metered residential rooftop and canopy |  | None | Trinity Solar | PSE&G | Accepted | 2020-12-15 | 2020-12-17 | 2021-12-17 | Solar Edge | SE3800H-US000BNC4 | Inverters | 3800 |  | 1 |  |  | 0.97 |  | Outdoor | side of home
NJSTRE1546379799 |  | Transition Incentive Program | Chesterfield | 8515 | 13 | 4.08 | Residential | No | Behind the Meter | Net-metered residential rooftop and canopy |  | None | Trinity Solar | PSE&G | Accepted | 2020-12-15 | 2020-12-17 | 2021-12-17 | HANWHA | Q.PEAK DUO BLK-G6 340 | Solar Panels |  | 0.34 | 12 | 183 | 26 |  | Fixed | Roof
NJSTRE1546379807 |  | Transition Incentive Program | Greenwich Township | 8027 | 15 | 4.2 | Residential | Yes | Behind the Meter | Net-metered residential rooftop and canopy |  | None | Pro Custom Solar dba Momentum Solar | AC Electric | Accepted | 2020-12-15 | 2020-12-17 | 2021-12-17 | Enphase | IQ7Plus-72-2-US | Inverters | 290 |  | 12 |  |  | 0.97 |  | Outdoor | Roof
NJSTRE1546379807 |  | Transition Incentive Program | Greenwich Township | 8027 | 15 | 4.2 | Residential | Yes | Behind the Meter | Net-metered residential rooftop and canopy |  | None | Pro Custom Solar dba Momentum Solar | AC Electric | Accepted | 2020-12-15 | 2020-12-17 | 2021-12-17 | LG ELECTRONICS | LG 350N1C-V5 | Solar Panels |  | 0.35 | 12 | 90 | 26 |  | Fixed | Roof
NJSTRE1546379813 |  | Transition Incentive Program | Bridgewater | 8807 | 5 | 3.24 | Residential | No | Behind the Meter | Net-metered residential rooftop and canopy |  | PSEG | Venture Solar | PSE&G | Accepted | 2020-12-15 | 2020-12-17 | 2021-12-17 | Enphase | IQ7PLUS-72-2-US | Inverters | 0.295 |  | 9 |  |  | 0.976 |  | Outside | Outside
NJSTRE1546379813 |  | Transition Incentive Program | Bridgewater | 8807 | 5 | 3.24 | Residential | No | Behind the Meter | Net-metered residential rooftop and canopy |  | PSEG | Venture Solar | PSE&G | Accepted | 2020-12-15 | 2020-12-17 | 2021-12-17 | LG Electronics | LG360Q1C-V5 | Solar Panels |  | 0.36 | 9 | 127 | 36 |  | Fixed | Roof
NJSTRE1546379825 |  | Transition Incentive Program | East Orange City | 7018 | 9 | 9.92 | Residential | Yes | Behind the Meter | Net-metered residential rooftop and canopy |  | None | Bright Planet Solar | PSE&G | Accepted | 2020-12-15 | 2020-12-17 | 2021-12-17 | SOLAR EDGE | SE7600H-USRGM | Inverters | 7600 |  | 1 |  |  | 0.98 |  | Outdoor | OUTSIDE
NJSTRE1546379825 |  | Transition Incentive Program | East Orange City | 7018 | 9 | 9.92 | Residential | Yes | Behind the Meter | Net-metered residential rooftop and canopy |  | None | Bright Planet Solar | PSE&G | Accepted | 2020-12-15 | 2020-12-17 | 2021-12-17 | HANWHA Q-CELLS | Q.PEAK DUO BLK-G5 310W | Solar Panels |  | 0.31 | 20 | 207 | 45 |  | Fixed | Roof
NJSTRE1546379825 |  | Transition Incentive Program | East Orange City | 7018 | 9 | 9.92 | Residential | Yes | Behind the Meter | Net-metered residential rooftop and canopy |  | None | Bright Planet Solar | PSE&G | Accepted | 2020-12-15 | 2020-12-17 | 2021-12-17 | HANWHA Q-CELLS | Q.PEAK DUO BLK-G5 310W | Solar Panels |  | 0.31 | 12 | 117 | 45 |  | Fixed | Roof
NJSTRE1546379827 |  | Transition Incentive Program | Lodi | 7644 | 7 | 4.9 | Residential | Yes | Behind the Meter | Net-metered residential rooftop and canopy |  | None | Pro Custom Solar dba Momentum Solar | PSE&G | Accepted | 2020-12-15 | 2020-12-17 | 2021-12-17 | Enphase | IQ7Plus-72-2-US | Inverters | 290 |  | 14 |  |  | 0.97 |  | Outdoor | Roof
NJSTRE1546379827 |  | Transition Incentive Program | Lodi | 7644 | 7 | 4.9 | Residential | Yes | Behind the Meter | Net-metered residential rooftop and canopy |  | None | Pro Custom Solar dba Momentum Solar | PSE&G | Accepted | 2020-12-15 | 2020-12-17 | 2021-12-17 | LG ELECTRONICS | LG 350N1C-V5 | Solar Panels |  | 0.35 | 14 | 218 | 42 |  | Fixed | Roof
NJSTRE1546379829 |  | Transition Incentive Program | Penns Grove | 8069 | 16 | 7.48 | Residential | Yes | Behind the Meter | Net-metered residential rooftop and canopy |  | None | Trinity Solar | AC Electric | Accepted | 2020-12-15 | 2020-12-17 | 2021-12-17 | Solar Edge | SE6000H-US000BNC4 | Inverters | 6000 |  | 1 |  |  | 0.97 |  | Outdoor | side of home
NJSTRE1546379829 |  | Transition Incentive Program | Penns Grove | 8069 | 16 | 7.48 | Residential | Yes | Behind the Meter | Net-metered residential rooftop and canopy |  | None | Trinity Solar | AC Electric | Accepted | 2020-12-15 | 2020-12-17 | 2021-12-17 | HANWHA | Q.PEAK DUO BLK-G6 340 | Solar Panels |  | 0.34 | 22 | 123 | 27 |  | Fixed | Roof
NJSTRE1546379837 |  | Transition Incentive Program | Manahawkin | 8050 | 18 | 15.66 | Residential | Yes | Behind the Meter | Net-metered residential rooftop and canopy |  | None | Freedom Forever New Jersey LLC | AC Electric | Accepted | 2020-12-31 | 2020-12-31 | 2021-12-31 | Solar Edge | SE3000H-US [SI1] RGM | Inverters | 3000 |  | 1 |  |  | 0.99 |  | Outdoor | n/a
NJSTRE1546379837 |  | Transition Incentive Program | Manahawkin | 8050 | 18 | 15.66 | Residential | Yes | Behind the Meter | Net-metered residential rooftop and canopy |  | None | Freedom Forever New Jersey LLC | AC Electric | Accepted | 2020-12-31 | 2020-12-31 | 2021-12-31 | Solar Edge | SE10000H-US [SI1] RGM | Inverters | 10000 |  | 1 |  |  | 0.99 |  | Outdoor | n/a
NJSTRE1546379837 |  | Transition Incentive Program | Manahawkin | 8050 | 18 | 15.66 | Residential | Yes | Behind the Meter | Net-metered residential rooftop and canopy |  | None | Freedom Forever New Jersey LLC | AC Electric | Accepted | 2020-12-31 | 2020-12-31 | 2021-12-31 | Hanwha | Q.PLUS BFR-G4.1- 290 | Solar Panels |  | 0.29 | 3 | 156 | 11 |  | Fixed | Roof | n/a
NJSTRE1546379837 |  | Transition Incentive Program | Manahawkin | 8050 | 18 | 15.66 | Residential | Yes | Behind the Meter | Net-metered residential rooftop and canopy |  | None | Freedom Forever New Jersey LLC | AC Electric | Accepted | 2020-12-31 | 2020-12-31 | 2021-12-31 | Hanwha | Q.PLUS BFR-G4.1- 290 | Solar Panels |  | 0.29 | 16 | 156 | 20 |  | Fixed | Roof | n/a
NJSTRE1546379837 |  | Transition Incentive Program | Manahawkin | 8050 | 18 | 15.66 | Residential | Yes | Behind the Meter | Net-metered residential rooftop and canopy |  | None | Freedom Forever New Jersey LLC | AC Electric | Accepted | 2020-12-31 | 2020-12-31 | 2021-12-31 | Hanwha | Q.PLUS BFR-G4.1- 290 | Solar Panels |  | 0.29 | 20 | 337 | 20 |  | Fixed | Roof | n/a
NJSTRE1546379837 |  | Transition Incentive Program | Manahawkin | 8050 | 18 | 15.66 | Residential | Yes | Behind the Meter | Net-metered residential rooftop and canopy |  | None | Freedom Forever New Jersey LLC | AC Electric | Accepted | 2020-12-31 | 2020-12-31 | 2021-12-31 | Hanwha | Q.PLUS BFR-G4.1- 290 | Solar Panels |  | 0.29 | 5 | 156 | 14 |  | Fixed | Roof | n/a
NJSTRE1546379837 |  | Transition Incentive Program | Manahawkin | 8050 | 18 | 15.66 | Residential | Yes | Behind the Meter | Net-metered residential rooftop and canopy |  | None | Freedom Forever New Jersey LLC | AC Electric | Accepted | 2020-12-31 | 2020-12-31 | 2021-12-31 | Hanwha | Q.PLUS BFR-G4.1- 290 | Solar Panels |  | 0.29 | 6 | 156 | 21 |  | Fixed | Roof | n/a
NJSTRE1546379837 |  | Transition Incentive Program | Manahawkin | 8050 | 18 | 15.66 | Residential | Yes | Behind the Meter | Net-metered residential rooftop and canopy |  | None | Freedom Forever New Jersey LLC | AC Electric | Accepted | 2020-12-31 | 2020-12-31 | 2021-12-31 | Hanwha | Q.PLUS BFR-G4.1- 290 | Solar Panels |  | 0.29 | 4 | 336 | 20 |  | Fixed | Roof | n/a
NJSTRE1546379838 |  | Transition Incentive Program | Newark | 7106 | 9 | 4.2 | Residential | Yes | Behind the Meter | Net-metered residential rooftop and canopy |  | None | Pro Custom Solar dba Momentum Solar | PSE&G | Accepted | 2020-12-15 | 2020-12-17 | 2021-12-17 | Enphase | IQ7Plus-72-2-US | Inverters | 290 |  | 12 |  |  | 0.97 |  | Outdoor | Roof
NJSTRE1546379838 |  | Transition Incentive Program | Newark | 7106 | 9 | 4.2 | Residential | Yes | Behind the Meter | Net-metered residential rooftop and canopy |  | None | Pro Custom Solar dba Momentum Solar | PSE&G | Accepted | 2020-12-15 | 2020-12-17 | 2021-12-17 | LG ELECTRONICS | LG 350N1C-V5 | Solar Panels |  | 0.35 | 12 | 184 | 35 |  | Fixed | Roof
NJSTRE1546379843 |  | Transition Incentive Program | Pedricktown | 8067 | 16 | 8.45 | Residential | No | Behind the Meter | Net-metered residential rooftop and canopy |  | None | RCL Enterprises Inc. | AC Electric | Accepted | 2020-12-15 | 2020-12-17 | 2021-12-17 | enphase | iq7 | Inverters | 240 |  | 26 |  |  | 0.96 |  | Outdoor | under panels
NJSTRE1546379843 |  | Transition Incentive Program | Pedricktown | 8067 | 16 | 8.45 | Residential | No | Behind the Meter | Net-metered residential rooftop and canopy |  | None | RCL Enterprises Inc. | AC Electric | Accepted | 2020-12-15 | 2020-12-17 | 2021-12-17 | Trina Solar | TSM-325DD06M | Solar Panels |  | 0.325 | 26 | 133 | 18 |  | Fixed | Roof
NJSTRE1546379857 |  | Transition Incentive Program | Absecon | 8201 | 19 | 9.3 | Residential | Yes | Behind the Meter | Net-metered residential rooftop and canopy |  | None | Bright Planet Solar | AC Electric | Accepted | 2020-12-15 | 2020-12-17 | 2021-12-17 | SOLAR EDGE | SE7600H-USRGM | Inverters | 7600 |  | 1 |  |  | 0.98 |  | Outdoor | OUTSIDE
NJSTRE1546379857 |  | Transition Incentive Program | Absecon | 8201 | 19 | 9.3 | Residential | Yes | Behind the Meter | Net-metered residential rooftop and canopy |  | None | Bright Planet Solar | AC Electric | Accepted | 2020-12-15 | 2020-12-17 | 2021-12-17 | HANWHA Q-CELLS | Q.PEAK DUO BLK-G5 310W | Solar Panels |  | 0.31 | 30 | 222 | 18 |  | Fixed | Roof
NJSTRE1546379860 |  | Transition Incentive Program | Carteret Boro | 7008 | 11 | 6.8 | Residential | Yes | Behind the Meter | Net-metered residential rooftop and canopy |  | None | Tesla Energy Operations Inc. | PSE&G | Accepted | 2020-12-15 | 2020-12-17 | 2021-12-17 | SolarEdge Technologies | SE7600H-US [240V] | Inverters | 7600 |  | 1 |  |  | 0.99 |  | Outside | Outside
NJSTRE1546379860 |  | Transition Incentive Program | Carteret Boro | 7008 | 11 | 6.8 | Residential | Yes | Behind the Meter | Net-metered residential rooftop and canopy |  | None | Tesla Energy Operations Inc. | PSE&G | Accepted | 2020-12-15 | 2020-12-17 | 2021-12-17 | Hanwha Q-CELLS | Q.Peak DUO BLK-G6+ 340 | Solar Panels |  | 0.34 | 3 | 24 | 23 |  | Fixed | Roof
NJSTRE1546379860 |  | Transition Incentive Program | Carteret Boro | 7008 | 11 | 6.8 | Residential | Yes | Behind the Meter | Net-metered residential rooftop and canopy |  | None | Tesla Energy Operations Inc. | PSE&G | Accepted | 2020-12-15 | 2020-12-17 | 2021-12-17 | Hanwha Q-CELLS | Q.Peak DUO BLK-G6+ 340 | Solar Panels |  | 0.34 | 11 | 204 | 23 |  | Fixed | Roof
NJSTRE1546379860 |  | Transition Incentive Program | Carteret Boro | 7008 | 11 | 6.8 | Residential | Yes | Behind the Meter | Net-metered residential rooftop and canopy |  | None | Tesla Energy Operations Inc. | PSE&G | Accepted | 2020-12-15 | 2020-12-17 | 2021-12-17 | Hanwha Q-CELLS | Q.Peak DUO BLK-G6+ 340 | Solar Panels |  | 0.34 | 6 | 204 | 23 |  | Fixed | Roof
NJSTRE1546379866 |  | Transition Incentive Program | Barrington | 8007 | 14 | 10.2 | Residential | Yes | Behind the Meter | Net-metered residential rooftop and canopy |  | None | Trinity Solar | PSE&G | Accepted | 2020-12-15 | 2020-12-17 | 2021-12-17 | SOLAR EDGE | SE7600H-US | Inverters | 7600 |  | 1 |  |  | 0.97 |  | Outside | SIDE OF HOME
NJSTRE1546379866 |  | Transition Incentive Program | Barrington | 8007 | 14 | 10.2 | Residential | Yes | Behind the Meter | Net-metered residential rooftop and canopy |  | None | Trinity Solar | PSE&G | Accepted | 2020-12-15 | 2020-12-17 | 2021-12-17 | HANWHA 340 (Q.PEAK DUO BLK-G6 340) | HANWHA 340 (Q.PEAK DUO BLK-G6 340) | Solar Panels |  | 0.34 | 12 | 278 | 8 |  | Fixed | Roof
NJSTRE1546379866 |  | Transition Incentive Program | Barrington | 8007 | 14 | 10.2 | Residential | Yes | Behind the Meter | Net-metered residential rooftop and canopy |  | None | Trinity Solar | PSE&G | Accepted | 2020-12-15 | 2020-12-17 | 2021-12-17 | HANWHA 340 (Q.PEAK DUO BLK-G6 340) | HANWHA 340 (Q.PEAK DUO BLK-G6 340) | Solar Panels |  | 0.34 | 10 | 278 | 34 |  | Fixed | Roof
NJSTRE1546379866 |  | Transition Incentive Program | Barrington | 8007 | 14 | 10.2 | Residential | Yes | Behind the Meter | Net-metered residential rooftop and canopy |  | None | Trinity Solar | PSE&G | Accepted | 2020-12-15 | 2020-12-17 | 2021-12-17 | HANWHA 340 (Q.PEAK DUO BLK-G6 340) | HANWHA 340 (Q.PEAK DUO BLK-G6 340) | Solar Panels |  | 0.34 | 8 | 98 | 38 |  | Fixed | Roof
NJSTRE1546379872 |  | Transition Incentive Program | North Arlington | 7031 | 7 | 4.2 | Residential | Yes | Behind the Meter | Net-metered residential rooftop and canopy |  | None | Pro Custom Solar dba Momentum Solar | PSE&G | Accepted | 2020-12-15 | 2020-12-17 | 2021-12-17 | Enphase | IQ7Plus-72-2-US | Inverters | 290 |  | 12 |  |  | 0.97 |  | Outdoor | Roof
NJSTRE1546379872 |  | Transition Incentive Program | North Arlington | 7031 | 7 | 4.2 | Residential | Yes | Behind the Meter | Net-metered residential rooftop and canopy |  | None | Pro Custom Solar dba Momentum Solar | PSE&G | Accepted | 2020-12-15 | 2020-12-17 | 2021-12-17 | LG ELECTRONICS | LG 350N1C-V5 | Solar Panels |  | 0.35 | 9 | 305 | 22 |  | Fixed | Roof
NJSTRE1546379872 |  | Transition Incentive Program | North Arlington | 7031 | 7 | 4.2 | Residential | Yes | Behind the Meter | Net-metered residential rooftop and canopy |  | None | Pro Custom Solar dba Momentum Solar | PSE&G | Accepted | 2020-12-15 | 2020-12-17 | 2021-12-17 | LG ELECTRONICS | LG 350N1C-V5 | Solar Panels |  | 0.35 | 3 | 215 | 22 |  | Fixed | Roof
NJSTRE1546379878 |  | Transition Incentive Program | Vineland | 8360 | 20 | 4.42 | Residential | Yes | Behind the Meter | Net-metered residential rooftop and canopy |  | None | Trinity Solar | Vineland Muni Electric | Accepted | 2020-12-15 | 2020-12-17 | 2021-12-17 | Solar Edge | SE3800H-US | Inverters | 3800 |  | 1 |  |  | 0.97 |  | Outside | side of home
NJSTRE1546379878 |  | Transition Incentive Program | Vineland | 8360 | 20 | 4.42 | Residential | Yes | Behind the Meter | Net-metered residential rooftop and canopy |  | None | Trinity Solar | Vineland Muni Electric | Accepted | 2020-12-15 | 2020-12-17 | 2021-12-17 | Hanwha 340 | Q.PEAK DUO BLK-G6 340 | Solar Panels |  | 0.34 | 13 | 184 | 35 |  | Fixed | Roof
NJSTRE1546379890 |  | Transition Incentive Program | Lawrence Township | 8648 | 12 | 3.06 | Residential | Yes | Behind the Meter | Net-metered residential rooftop and canopy |  | None | Trinity Solar | PSE&G | Accepted | 2020-12-15 | 2020-12-17 | 2021-12-17 | SOLAR EDGE | SE3000H-US | Inverters | 3000 |  | 1 |  |  | 0.97 |  | Outside | SIDE OF HOME
NJSTRE1546379890 |  | Transition Incentive Program | Lawrence Township | 8648 | 12 | 3.06 | Residential | Yes | Behind the Meter | Net-metered residential rooftop and canopy |  | None | Trinity Solar | PSE&G | Accepted | 2020-12-15 | 2020-12-17 | 2021-12-17 | HANWHA 340 (Q.PEAK DUO BLK-G6 340) | HANWHA 340 (Q.PEAK DUO BLK-G6 340) | Solar Panels |  | 0.34 | 3 | 176 | 22 |  | Fixed | Roof
NJSTRE1546379890 |  | Transition Incentive Program | Lawrence Township | 8648 | 12 | 3.06 | Residential | Yes | Behind the Meter | Net-metered residential rooftop and canopy |  | None | Trinity Solar | PSE&G | Accepted | 2020-12-15 | 2020-12-17 | 2021-12-17 | HANWHA 340 (Q.PEAK DUO BLK-G6 340) | HANWHA 340 (Q.PEAK DUO BLK-G6 340) | Solar Panels |  | 0.34 | 6 | 176 | 20 |  | Fixed | Roof
NJSTRE1546379893 |  | Transition Incentive Program | North Arlington | 7031 | 7 | 3.5 | Residential | Yes | Behind the Meter | Net-metered residential rooftop and canopy |  | None | Pro Custom Solar dba Momentum Solar | PSE&G | Accepted | 2020-12-15 | 2020-12-17 | 2021-12-17 | Enphase | IQ7Plus-72-2-US | Inverters | 290 |  | 10 |  |  | 0.97 |  | Outdoor | Roof
NJSTRE1546379893 |  | Transition Incentive Program | North Arlington | 7031 | 7 | 3.5 | Residential | Yes | Behind the Meter | Net-metered residential rooftop and canopy |  | None | Pro Custom Solar dba Momentum Solar | PSE&G | Accepted | 2020-12-15 | 2020-12-17 | 2021-12-17 | LG ELECTRONICS | LG 350N1C-V5 | Solar Panels |  | 0.35 | 3 | 215 | 22 |  | Fixed | Roof
NJSTRE1546379893 |  | Transition Incentive Program | North Arlington | 7031 | 7 | 3.5 | Residential | Yes | Behind the Meter | Net-metered residential rooftop and canopy |  | None | Pro Custom Solar dba Momentum Solar | PSE&G | Accepted | 2020-12-15 | 2020-12-17 | 2021-12-17 | LG ELECTRONICS | LG 350N1C-V5 | Solar Panels |  | 0.35 | 4 | 305 | 22 |  | Fixed | Roof
NJSTRE1546379893 |  | Transition Incentive Program | North Arlington | 7031 | 7 | 3.5 | Residential | Yes | Behind the Meter | Net-metered residential rooftop and canopy |  | None | Pro Custom Solar dba Momentum Solar | PSE&G | Accepted | 2020-12-15 | 2020-12-17 | 2021-12-17 | LG ELECTRONICS | LG 350N1C-V5 | Solar Panels |  | 0.35 | 3 | 305 | 22 |  | Fixed | Roof
NJSTRE1546379901 |  | Transition Incentive Program | Stratford | 8080 | 15 | 7.82 | Residential | Yes | Behind the Meter | Net-metered residential rooftop and canopy |  | None | Trinity Solar | AC Electric | Accepted | 2020-12-15 | 2020-12-17 | 2021-12-17 | Solar Edge | SE6000 | Inverters | 6000 |  | 1 |  |  | 0.97 |  | Outside | side of home
NJSTRE1546379901 |  | Transition Incentive Program | Stratford | 8080 | 15 | 7.82 | Residential | Yes | Behind the Meter | Net-metered residential rooftop and canopy |  | None | Trinity Solar | AC Electric | Accepted | 2020-12-15 | 2020-12-17 | 2021-12-17 | Hanwha | Q.PEAK DUO BLK-G6 340 | Solar Panels |  | 0.34 | 8 | 141 | 20 |  | Fixed | Roof
NJSTRE1546379901 |  | Transition Incentive Program | Stratford | 8080 | 15 | 7.82 | Residential | Yes | Behind the Meter | Net-metered residential rooftop and canopy |  | None | Trinity Solar | AC Electric | Accepted | 2020-12-15 | 2020-12-17 | 2021-12-17 | Hanwha | Q.PEAK DUO BLK-G6 340 | Solar Panels |  | 0.34 | 8 | 321 | 21 |  | Fixed | Roof
NJSTRE1546379901 |  | Transition Incentive Program | Stratford | 8080 | 15 | 7.82 | Residential | Yes | Behind the Meter | Net-metered residential rooftop and canopy |  | None | Trinity Solar | AC Electric | Accepted | 2020-12-15 | 2020-12-17 | 2021-12-17 | Hanwha | Q.PEAK DUO BLK-G6 340 | Solar Panels |  | 0.34 | 7 | 230 | 14 |  | Fixed | Roof
NJSTRE1546379902 |  | Transition Incentive Program | Robbinsville | 8691 | 12 | 8.84 | Residential | No | Behind the Meter | Net-metered residential rooftop and canopy |  | None | Tesla Energy Operations Inc. | JCP&L | Accepted | 2020-12-15 | 2020-12-17 | 2021-12-17 | SolarEdge Technologies | SE10000H-US [240V] | Inverters | 10000 |  | 1 |  |  | 0.99 |  | Outside | Outside
NJSTRE1546379902 |  | Transition Incentive Program | Robbinsville | 8691 | 12 | 8.84 | Residential | No | Behind the Meter | Net-metered residential rooftop and canopy |  | None | Tesla Energy Operations Inc. | JCP&L | Accepted | 2020-12-15 | 2020-12-17 | 2021-12-17 | Hanwha Q-CELLS | Q.Peak DUO BLK-G6+ 340 | Solar Panels |  | 0.34 | 14 | 140 | 45 |  | Fixed | Roof
NJSTRE1546379902 |  | Transition Incentive Program | Robbinsville | 8691 | 12 | 8.84 | Residential | No | Behind the Meter | Net-metered residential rooftop and canopy |  | None | Tesla Energy Operations Inc. | JCP&L | Accepted | 2020-12-15 | 2020-12-17 | 2021-12-17 | Hanwha Q-CELLS | Q.Peak DUO BLK-G6+ 340 | Solar Panels |  | 0.34 | 6 | 140 | 45 |  | Fixed | Roof
NJSTRE1546379902 |  | Transition Incentive Program | Robbinsville | 8691 | 12 | 8.84 | Residential | No | Behind the Meter | Net-metered residential rooftop and canopy |  | None | Tesla Energy Operations Inc. | JCP&L | Accepted | 2020-12-15 | 2020-12-17 | 2021-12-17 | Hanwha Q-CELLS | Q.Peak DUO BLK-G6+ 340 | Solar Panels |  | 0.34 | 6 | 230 | 34 |  | Fixed | Roof
NJSTRE1546379943 |  | Transition Incentive Program | Erial | 8081 | 14 | 16.7 | Residential | Yes | Behind the Meter | Net-metered residential rooftop and canopy |  | None | 1st Light Energy Inc | AC Electric | Accepted | 2020-12-15 | 2020-12-17 | 2021-12-17 | SolarEdge | SE3000H-US | Inverters | 3000 |  | 1 |  |  | 0.99 |  | Outside | Within 10 feet of Meter
NJSTRE1546379943 |  | Transition Incentive Program | Erial | 8081 | 14 | 16.7 | Residential | Yes | Behind the Meter | Net-metered residential rooftop and canopy |  | None | 1st Light Energy Inc | AC Electric | Accepted | 2020-12-15 | 2020-12-17 | 2021-12-17 | SolarEdge | SE10000H-US | Inverters | 10000 |  | 1 |  |  | 0.99 |  | Outside | Within 10 feet of Meter
NJSTRE1546379943 |  | Transition Incentive Program | Erial | 8081 | 14 | 16.7 | Residential | Yes | Behind the Meter | Net-metered residential rooftop and canopy |  | None | 1st Light Energy Inc | AC Electric | Accepted | 2020-12-15 | 2020-12-17 | 2021-12-17 | Longi | LR6-60HPB-315M | Solar Panels |  | 0.315 | 30 | 248 | 27 |  | Fixed | Roof
NJSTRE1546379943 |  | Transition Incentive Program | Erial | 8081 | 14 | 16.7 | Residential | Yes | Behind the Meter | Net-metered residential rooftop and canopy |  | None | 1st Light Energy Inc | AC Electric | Accepted | 2020-12-15 | 2020-12-17 | 2021-12-17 | Longi | LR6-60HPB-315M | Solar Panels |  | 0.315 | 23 | 68 | 27 |  | Fixed | Roof
NJSTRE1546379944 |  | Transition Incentive Program | Perth Amboy | 8861 | 11 | 7.56 | Residential | Yes | Behind the Meter | Net-metered residential rooftop and canopy |  | None | SunPower Corporation, Systems | PSE&G | Final As-Built Received | 2020-12-15 | 2020-12-17 |  | SunPower | SPR-X22-360-D-AC | Solar Panels |  | 0.36 | 15 | 181 | 41 |  | Fixed | Roof
NJSTRE1546379944 |  | Transition Incentive Program | Perth Amboy | 8861 | 11 | 7.56 | Residential | Yes | Behind the Meter | Net-metered residential rooftop and canopy |  | None | SunPower Corporation, Systems | PSE&G | Final As-Built Received | 2020-12-15 | 2020-12-17 |  | SunPower | SPR-X22-360-D-AC | Solar Panels |  | 0.36 | 6 | 21 | 41 |  | Fixed | Roof
NJSTRE1546379944 |  | Transition Incentive Program | Perth Amboy | 8861 | 11 | 7.56 | Residential | Yes | Behind the Meter | Net-metered residential rooftop and canopy |  | None | SunPower Corporation, Systems | PSE&G | Final As-Built Received | 2020-12-15 | 2020-12-17 |  | SunPower | SPR-X22-360-D-AC | Inverters | 320 |  | 21 |  |  | 0.96 |  | Other | under each panel
NJSTRE1546379944 |  | Transition Incentive Program | Perth Amboy | 8861 | 11 | 7.56 | Residential | Yes | Behind the Meter | Net-metered residential rooftop and canopy |  | None | SunPower Corporation, Systems | PSE&G | Final As-Built Received | 2020-12-15 | 2020-12-17 |  | SunPower | PVS5 | Meters |  |  | 1 |  |  |  | Yes | Outdoor
NJSTRE1546379949 |  | Transition Incentive Program | North Bergen Township | 7047 | 8 | 7.25 | Residential | Yes | Behind the Meter | Net-metered residential rooftop and canopy |  | None | Freedom Forever New Jersey LLC | PSE&G | Accepted | 2020-12-28 | 2020-12-28 | 2021-12-28 | Solar Edge | SE6000H-US [SI1] RGM | Inverters | 6000 |  | 1 |  |  | 0.99 |  | Outdoor | n/a
NJSTRE1546379949 |  | Transition Incentive Program | North Bergen Township | 7047 | 8 | 7.25 | Residential | Yes | Behind the Meter | Net-metered residential rooftop and canopy |  | None | Freedom Forever New Jersey LLC | PSE&G | Accepted | 2020-12-28 | 2020-12-28 | 2021-12-28 | Hanwha | Q.PLUS BFR-G4.1- 290 | Solar Panels |  | 0.29 | 4 | 295 | 32 |  | Fixed | Roof | n/a
NJSTRE1546379949 |  | Transition Incentive Program | North Bergen Township | 7047 | 8 | 7.25 | Residential | Yes | Behind the Meter | Net-metered residential rooftop and canopy |  | None | Freedom Forever New Jersey LLC | PSE&G | Accepted | 2020-12-28 | 2020-12-28 | 2021-12-28 | Hanwha | Q.PLUS BFR-G4.1- 290 | Solar Panels |  | 0.29 | 21 | 115 | 32 |  | Fixed | Roof | n/a
NJSTRE1546379958 |  | Transition Incentive Program | Willingboro | 8046 | 13 | 4.16 | Residential | Yes | Behind the Meter | Net-metered residential rooftop and canopy |  | None | Sunbound Solar | PSE&G | Accepted | 2020-12-15 | 2020-12-17 | 2021-12-17 | Enphase | IQ7-60-2-US MICROINVERTER | Inverters | 240 |  | 13 |  |  | 0.976 |  | Outdoor | under module
NJSTRE1546379958 |  | Transition Incentive Program | Willingboro | 8046 | 13 | 4.16 | Residential | Yes | Behind the Meter | Net-metered residential rooftop and canopy |  | None | Sunbound Solar | PSE&G | Accepted | 2020-12-15 | 2020-12-17 | 2021-12-17 | Hanwha | Q.PEAK DUO-G5 320, 320W | Solar Panels |  | 0.32 | 13 | 180 | 20 |  | Fixed | Roof
NJSTRE1546379963 |  | Transition Incentive Program | Salem | 8079 | 16 | 15 | Residential | Yes | Behind the Meter | Net-metered residential ground mount |  | None | RCL Enterprises Inc. | AC Electric | Accepted | 2020-12-15 | 2020-12-21 | 2021-12-21 | enphase | iq7 | Inverters | 240 |  | 50 |  |  | 0.96 |  | Outdoor | under panels
NJSTRE1546379963 |  | Transition Incentive Program | Salem | 8079 | 16 | 15 | Residential | Yes | Behind the Meter | Net-metered residential ground mount |  | None | RCL Enterprises Inc. | AC Electric | Accepted | 2020-12-15 | 2020-12-21 | 2021-12-21 | Jinko | JKM-300M | Solar Panels |  | 0.3 | 50 | 180 | 22 |  | Fixed | Ground
NJSTRE1546379968 |  | Transition Incentive Program | Stone Harbor | 8247 | 21 | 3.4 | Residential | Yes | Behind the Meter | Net-metered residential rooftop and canopy |  | None | Trinity Solar | AC Electric | Accepted | 2020-12-15 | 2020-12-17 | 2021-12-17 | Solar Edge | SE3000 | Inverters | 3000 |  | 1 |  |  | 0.97 |  | Outside | side of home
NJSTRE1546379968 |  | Transition Incentive Program | Stone Harbor | 8247 | 21 | 3.4 | Residential | Yes | Behind the Meter | Net-metered residential rooftop and canopy |  | None | Trinity Solar | AC Electric | Accepted | 2020-12-15 | 2020-12-17 | 2021-12-17 | Hanwha | Q.PEAK DUO BLK-G6 340 | Solar Panels |  | 0.34 | 10 | 135 | 26 |  | Fixed | Roof
NJSTRE1546379981 |  | Transition Incentive Program | Teaneck | 7666 | 7 | 4.42 | Residential | Yes | Behind the Meter | Net-metered residential rooftop and canopy |  | None | Trinity Solar | PSE&G | Accepted | 2020-12-15 | 2020-12-17 | 2021-12-17 | Solar Edge | SE3800H-US000BNC4 | Inverters | 3800 |  | 1 |  |  | 0.97 |  | Outdoor | side of home
NJSTRE1546379981 |  | Transition Incentive Program | Teaneck | 7666 | 7 | 4.42 | Residential | Yes | Behind the Meter | Net-metered residential rooftop and canopy |  | None | Trinity Solar | PSE&G | Accepted | 2020-12-15 | 2020-12-17 | 2021-12-17 | HANWHA | Q.PEAK DUO BLK-G6 340 | Solar Panels |  | 0.34 | 3 | 103 | 30 |  | Fixed | Roof
NJSTRE1546379981 |  | Transition Incentive Program | Teaneck | 7666 | 7 | 4.42 | Residential | Yes | Behind the Meter | Net-metered residential rooftop and canopy |  | None | Trinity Solar | PSE&G | Accepted | 2020-12-15 | 2020-12-17 | 2021-12-17 | HANWHA | Q.PEAK DUO BLK-G6 340 | Solar Panels |  | 0.34 | 4 | 192 | 16 |  | Fixed | Roof
NJSTRE1546379981 |  | Transition Incentive Program | Teaneck | 7666 | 7 | 4.42 | Residential | Yes | Behind the Meter | Net-metered residential rooftop and canopy |  | None | Trinity Solar | PSE&G | Accepted | 2020-12-15 | 2020-12-17 | 2021-12-17 | HANWHA | Q.PEAK DUO BLK-G6 340 | Solar Panels |  | 0.34 | 6 | 192 | 27 |  | Fixed | Roof
NJSTRE1546379992 |  | Transition Incentive Program | Woodland Park | 7424 | 6 | 12.95 | Residential | No | Behind the Meter | Net-metered residential rooftop and canopy |  | None | GenRenew, LLC | PSE&G | Accepted | 2020-12-15 | 2020-12-17 | 2021-12-17 | Enphase | IQ7PLUS-72-2-US | Inverters | 295 |  | 37 |  |  | 0.96 |  | Outdoor | under modules
NJSTRE1546379992 |  | Transition Incentive Program | Woodland Park | 7424 | 6 | 12.95 | Residential | No | Behind the Meter | Net-metered residential rooftop and canopy |  | None | GenRenew, LLC | PSE&G | Accepted | 2020-12-15 | 2020-12-17 | 2021-12-17 | Hanwha | Cell 350 BOB | Solar Panels |  | 0.35 | 3 | 209 | 33 |  | Fixed | Roof
NJSTRE1546379992 |  | Transition Incentive Program | Woodland Park | 7424 | 6 | 12.95 | Residential | No | Behind the Meter | Net-metered residential rooftop and canopy |  | None | GenRenew, LLC | PSE&G | Accepted | 2020-12-15 | 2020-12-17 | 2021-12-17 | Hanwha | Cell 350 BOB | Solar Panels |  | 0.35 | 4 | 209 | 30 |  | Fixed | Roof
NJSTRE1546379992 |  | Transition Incentive Program | Woodland Park | 7424 | 6 | 12.95 | Residential | No | Behind the Meter | Net-metered residential rooftop and canopy |  | None | GenRenew, LLC | PSE&G | Accepted | 2020-12-15 | 2020-12-17 | 2021-12-17 | Hanwha | Cell 350 BOB | Solar Panels |  | 0.35 | 8 | 299 | 35 |  | Fixed | Roof
NJSTRE1546379992 |  | Transition Incentive Program | Woodland Park | 7424 | 6 | 12.95 | Residential | No | Behind the Meter | Net-metered residential rooftop and canopy |  | None | GenRenew, LLC | PSE&G | Accepted | 2020-12-15 | 2020-12-17 | 2021-12-17 | Hanwha | Cell 350 BOB | Solar Panels |  | 0.35 | 22 | 119 | 35 |  | Fixed | Roof
NJSTRE1546380098 |  | Transition Incentive Program | Bloomfield | 7003 | 9 | 6.12 | Residential | Yes | Behind the Meter | Net-metered residential rooftop and canopy |  | None | Trinity Solar | PSE&G | Accepted | 2020-12-15 | 2020-12-17 | 2021-12-17 | SOLAREDGE | SE5000H-US | Inverters | 5000 |  | 1 |  |  | 0.97 |  | Outside | SIDE OF HOME
NJSTRE1546380098 |  | Transition Incentive Program | Bloomfield | 7003 | 9 | 6.12 | Residential | Yes | Behind the Meter | Net-metered residential rooftop and canopy |  | None | Trinity Solar | PSE&G | Accepted | 2020-12-15 | 2020-12-17 | 2021-12-17 | HANWHA 340 (Q.PEAK DUO BLK-G6 340) | HANWHA 340 (Q.PEAK DUO BLK-G6 340) | Solar Panels |  | 0.34 | 14 | 114 | 33 |  | Fixed | Roof
NJSTRE1546380098 |  | Transition Incentive Program | Bloomfield | 7003 | 9 | 6.12 | Residential | Yes | Behind the Meter | Net-metered residential rooftop and canopy |  | None | Trinity Solar | PSE&G | Accepted | 2020-12-15 | 2020-12-17 | 2021-12-17 | HANWHA 340 (Q.PEAK DUO BLK-G6 340) | HANWHA 340 (Q.PEAK DUO BLK-G6 340) | Solar Panels |  | 0.34 | 4 | 114 | 23 |  | Fixed | Roof
NJSTRE1546380103 |  | Transition Incentive Program | Barnegat | 8005 | 18 | 745.75 | School Public K-12 | Yes | Behind the Meter | Net-metered non-residential rooftop and canopy |  | None | Eznergy | JCP&L | Accepted | 2020-12-15 | 2020-12-17 | 2021-12-17 | Chint | 50 KW SCA50KTL-DO/US-480 | Inverters | 50000 |  | 8 |  |  | 0.98 |  | Outdoor | On carport structure
NJSTRE1546380103 |  | Transition Incentive Program | Barnegat | 8005 | 18 | 745.75 | School Public K-12 | Yes | Behind the Meter | Net-metered non-residential rooftop and canopy |  | None | Eznergy | JCP&L | Accepted | 2020-12-15 | 2020-12-17 | 2021-12-17 | Hanwha | Q.PEAK DUO L-G5.2 475W | Solar Panels |  | 0.475 | 656 | 112 | 7 |  | Fixed | Parking Lot
NJSTRE1546380103 |  | Transition Incentive Program | Barnegat | 8005 | 18 | 745.75 | School Public K-12 | Yes | Behind the Meter | Net-metered non-residential rooftop and canopy |  | None | Eznergy | JCP&L | Accepted | 2020-12-15 | 2020-12-17 | 2021-12-17 | Hanwha | Q.PEAK DUO L-G5.2 475W | Solar Panels |  | 0.475 | 914 | 202 | 7 |  | Fixed | Parking Lot
NJSTRE1546380116 |  | Transition Incentive Program | Roselle Park | 7204 | 10 | 5.78 | Residential | No | Behind the Meter | Net-metered residential rooftop and canopy |  | None | Trinity Solar | PSE&G | Accepted | 2020-12-15 | 2020-12-18 | 2021-12-18 | Solar Edge | SE5000 | Inverters | 5000 |  | 1 |  |  | 0.97 |  | Outside | side of home
NJSTRE1546380116 |  | Transition Incentive Program | Roselle Park | 7204 | 10 | 5.78 | Residential | No | Behind the Meter | Net-metered residential rooftop and canopy |  | None | Trinity Solar | PSE&G | Accepted | 2020-12-15 | 2020-12-18 | 2021-12-18 | Hanwha | Q.PEAK DUO BLK-G6 340 | Solar Panels |  | 0.34 | 17 | 215 | 20 |  | Fixed | Roof
NJSTRE1546380125 |  | Transition Incentive Program | Woodstown | 8098 | 16 | 8.64 | Residential | Yes | Behind the Meter | Net-metered residential rooftop and canopy |  | None | RCL Enterprises Inc. | AC Electric | Accepted | 2020-12-15 | 2020-12-21 | 2021-12-21 | enphase | iq7 | Inverters | 240 |  | 27 |  |  | 0.96 |  | Outdoor | under panels
NJSTRE1546380125 |  | Transition Incentive Program | Woodstown | 8098 | 16 | 8.64 | Residential | Yes | Behind the Meter | Net-metered residential rooftop and canopy |  | None | RCL Enterprises Inc. | AC Electric | Accepted | 2020-12-15 | 2020-12-21 | 2021-12-21 | Trina Solar | TSM-320DD06M | Solar Panels |  | 0.32 | 7 | 180 | 30 |  | Fixed | Roof
NJSTRE1546380125 |  | Transition Incentive Program | Woodstown | 8098 | 16 | 8.64 | Residential | Yes | Behind the Meter | Net-metered residential rooftop and canopy |  | None | RCL Enterprises Inc. | AC Electric | Accepted | 2020-12-15 | 2020-12-21 | 2021-12-21 | Trina Solar | TSM-320DD06M | Solar Panels |  | 0.32 | 20 | 180 | 30 |  | Fixed | Roof
NJSTRE1546380132 |  | Transition Incentive Program | Robbinsville Township | 8691 | 12 | 9.52 | Residential | No | Behind the Meter | Net-metered residential rooftop and canopy |  | None | GenRenew, LLC | PSE&G | Accepted | 2020-12-15 | 2020-12-17 | 2021-12-17 | Enphase | IQ7 | Inverters | 320 |  | 28 |  |  | 0.96 |  | Outdoor | under modules
NJSTRE1546380132 |  | Transition Incentive Program | Robbinsville Township | 8691 | 12 | 9.52 | Residential | No | Behind the Meter | Net-metered residential rooftop and canopy |  | None | GenRenew, LLC | PSE&G | Accepted | 2020-12-15 | 2020-12-17 | 2021-12-17 | LG | 340-N1K-L5 | Solar Panels |  | 0.34 | 12 | 208 | 30 |  | Fixed | Roof
NJSTRE1546380132 |  | Transition Incentive Program | Robbinsville Township | 8691 | 12 | 9.52 | Residential | No | Behind the Meter | Net-metered residential rooftop and canopy |  | None | GenRenew, LLC | PSE&G | Accepted | 2020-12-15 | 2020-12-17 | 2021-12-17 | LG | 340-N1K-L5 | Solar Panels |  | 0.34 | 15 | 208 | 30 |  | Fixed | Roof
NJSTRE1546380132 |  | Transition Incentive Program | Robbinsville Township | 8691 | 12 | 9.52 | Residential | No | Behind the Meter | Net-metered residential rooftop and canopy |  | None | GenRenew, LLC | PSE&G | Accepted | 2020-12-15 | 2020-12-17 | 2021-12-17 | LG | 340-N1K-L5 | Solar Panels |  | 0.34 | 1 | 118 | 38 |  | Fixed | Roof
NJSTRE1546380149 |  | Transition Incentive Program | Englishtown | 7726 | 17 | 3.84 | Residential | No | Behind the Meter | Net-metered residential rooftop and canopy |  | None | Orbit Energy & Power, LLC | JCP&L | Accepted | 2020-12-15 | 2020-12-17 | 2021-12-17 | ENPHASE ENERGY | IQ7-60-2-US | Inverters | 240 |  | 12 |  |  | 0.99 |  | Other | UNDER EACH PANEL
NJSTRE1546380149 |  | Transition Incentive Program | Englishtown | 7726 | 17 | 3.84 | Residential | No | Behind the Meter | Net-metered residential rooftop and canopy |  | None | Orbit Energy & Power, LLC | JCP&L | Accepted | 2020-12-15 | 2020-12-17 | 2021-12-17 | HAWHA | Q PEAK CELLS 320W | Solar Panels |  | 0.32 | 12 | 244 | 40 |  | Fixed | Roof
NJSTRE1546380167 |  | Transition Incentive Program | Barnegat | 8005 | 18 | 241.3 | School Public K-12 | Yes | Behind the Meter | Net-metered non-residential rooftop and canopy |  | None | Eznergy | JCP&L | Accepted | 2020-12-15 | 2020-12-17 | 2021-12-17 | Chint | 50 KW SCA50KTL-DO/US-480 | Inverters | 50000 |  | 4 |  |  | 0.98 |  | Outdoor | On carport structure
NJSTRE1546380167 |  | Transition Incentive Program | Barnegat | 8005 | 18 | 241.3 | School Public K-12 | Yes | Behind the Meter | Net-metered non-residential rooftop and canopy |  | None | Eznergy | JCP&L | Accepted | 2020-12-15 | 2020-12-17 | 2021-12-17 | Hanwha | Q. PEAK DUO L-G5.2 475W | Solar Panels |  | 0.475 | 508 | 151 | 7 |  | Fixed | Parking Lot
NJSTRE1546380172 |  | Transition Incentive Program | North Haledon | 7508 | 6 | 15.05 | Residential | No | Behind the Meter | Net-metered residential rooftop and canopy |  | None | Pro Custom Solar dba Momentum Solar | PSE&G | Accepted | 2020-12-15 | 2020-12-17 | 2021-12-17 | Enphase | IQ7Plus-72-2-US | Inverters | 290 |  | 43 |  |  | 0.97 |  | Outdoor | Roof
NJSTRE1546380172 |  | Transition Incentive Program | North Haledon | 7508 | 6 | 15.05 | Residential | No | Behind the Meter | Net-metered residential rooftop and canopy |  | None | Pro Custom Solar dba Momentum Solar | PSE&G | Accepted | 2020-12-15 | 2020-12-17 | 2021-12-17 | LG ELECTRONICS | LG 350N1C-V5 | Solar Panels |  | 0.35 | 10 | 170 | 35 |  | Fixed | Roof
NJSTRE1546380172 |  | Transition Incentive Program | North Haledon | 7508 | 6 | 15.05 | Residential | No | Behind the Meter | Net-metered residential rooftop and canopy |  | None | Pro Custom Solar dba Momentum Solar | PSE&G | Accepted | 2020-12-15 | 2020-12-17 | 2021-12-17 | LG ELECTRONICS | LG 350N1C-V5 | Solar Panels |  | 0.35 | 11 | 260 | 28 |  | Fixed | Roof
NJSTRE1546380172 |  | Transition Incentive Program | North Haledon | 7508 | 6 | 15.05 | Residential | No | Behind the Meter | Net-metered residential rooftop and canopy |  | None | Pro Custom Solar dba Momentum Solar | PSE&G | Accepted | 2020-12-15 | 2020-12-17 | 2021-12-17 | LG ELECTRONICS | LG 350N1C-V5 | Solar Panels |  | 0.35 | 10 | 80 | 28 |  | Fixed | Roof
NJSTRE1546380172 |  | Transition Incentive Program | North Haledon | 7508 | 6 | 15.05 | Residential | No | Behind the Meter | Net-metered residential rooftop and canopy |  | None | Pro Custom Solar dba Momentum Solar | PSE&G | Accepted | 2020-12-15 | 2020-12-17 | 2021-12-17 | LG ELECTRONICS | LG 350N1C-V5 | Solar Panels |  | 0.35 | 12 | 350 | 35 |  | Fixed | Roof
NJSTRE1546380179 |  | Transition Incentive Program | National Park Boro | 8063 | 15 | 5.44 | Residential | No | Behind the Meter | Net-metered residential rooftop and canopy |  | None | Kaitanna Solar, LLC | PSE&G | Accepted | 2020-12-15 | 2020-12-17 | 2021-12-17 | Enphase | Envoy | Meters |  |  | 1 |  |  |  | Yes
NJSTRE1546380179 |  | Transition Incentive Program | National Park Boro | 8063 | 15 | 5.44 | Residential | No | Behind the Meter | Net-metered residential rooftop and canopy |  | None | Kaitanna Solar, LLC | PSE&G | Accepted | 2020-12-15 | 2020-12-17 | 2021-12-17 | Enphase | IQ7+ | Inverters | 290 |  | 16 |  |  | 0.97 |  | Outdoor | Under Module
NJSTRE1546380179 |  | Transition Incentive Program | National Park Boro | 8063 | 15 | 5.44 | Residential | No | Behind the Meter | Net-metered residential rooftop and canopy |  | None | Kaitanna Solar, LLC | PSE&G | Accepted | 2020-12-15 | 2020-12-17 | 2021-12-17 | Hanwha | Qcell 34- | Solar Panels |  | 0.34 | 16 | 203 | 20 |  | Fixed | Roof
NJSTRE1546380212 |  | Transition Incentive Program | Franklin | 7416 | 1 | 7.25 | Residential | Yes | Behind the Meter | Net-metered residential rooftop and canopy |  | None | Freedom Forever New Jersey LLC | JCP&L | Accepted | 2020-12-16 | 2020-12-17 | 2021-12-17 | Solar Edge | SE6000H-US [SI1] RGM | Inverters | 6000 |  | 1 |  |  | 0.99 |  | Outdoor | n/a
NJSTRE1546380212 |  | Transition Incentive Program | Franklin | 7416 | 1 | 7.25 | Residential | Yes | Behind the Meter | Net-metered residential rooftop and canopy |  | None | Freedom Forever New Jersey LLC | JCP&L | Accepted | 2020-12-16 | 2020-12-17 | 2021-12-17 | Hanwha | Q.PLUS BFR-G4.1- 290 | Solar Panels |  | 0.29 | 6 | 290 | 23 |  | Fixed | Roof | n/a
NJSTRE1546380212 |  | Transition Incentive Program | Franklin | 7416 | 1 | 7.25 | Residential | Yes | Behind the Meter | Net-metered residential rooftop and canopy |  | None | Freedom Forever New Jersey LLC | JCP&L | Accepted | 2020-12-16 | 2020-12-17 | 2021-12-17 | Hanwha | Q.PLUS BFR-G4.1- 290 | Solar Panels |  | 0.29 | 6 | 110 | 23 |  | Fixed | Roof | n/a
NJSTRE1546380212 |  | Transition Incentive Program | Franklin | 7416 | 1 | 7.25 | Residential | Yes | Behind the Meter | Net-metered residential rooftop and canopy |  | None | Freedom Forever New Jersey LLC | JCP&L | Accepted | 2020-12-16 | 2020-12-17 | 2021-12-17 | Hanwha | Q.PLUS BFR-G4.1- 290 | Solar Panels |  | 0.29 | 13 | 20 | 23 |  | Fixed | Roof | n/a
NJSTRE1546380214 |  | Transition Incentive Program | Burlington | 8016 | 13 | 6.08 | Residential | Yes | Behind the Meter | Net-metered residential rooftop and canopy |  | None | Sunbound Solar | PSE&G | Accepted | 2020-12-15 | 2020-12-17 | 2021-12-17 | Enphase | IQ7-60-2-US MICROINVERTER | Inverters | 240 |  | 19 |  |  | 0.976 |  | Outdoor | under module
NJSTRE1546380214 |  | Transition Incentive Program | Burlington | 8016 | 13 | 6.08 | Residential | Yes | Behind the Meter | Net-metered residential rooftop and canopy |  | None | Sunbound Solar | PSE&G | Accepted | 2020-12-15 | 2020-12-17 | 2021-12-17 | Hanwha | Q-CELL. Q.PEAK DUO-G5 320, 320W | Solar Panels |  | 0.32 | 19 | 180 | 20 |  | Fixed | Roof
NJSTRE1546380231 |  | Transition Incentive Program | Barnegat | 8005 | 18 | 204.25 | School Public K-12 | Yes | Behind the Meter | Net-metered non-residential rooftop and canopy |  | None | Eznergy | JCP&L | Accepted | 2020-12-15 | 2020-12-17 | 2021-12-17 | Chint | 50 KW SCA50KTL-DO/US-480 | Inverters | 50000 |  | 4 |  |  | 0.98 |  | Outdoor | On carport structure
NJSTRE1546380231 |  | Transition Incentive Program | Barnegat | 8005 | 18 | 204.25 | School Public K-12 | Yes | Behind the Meter | Net-metered non-residential rooftop and canopy |  | None | Eznergy | JCP&L | Accepted | 2020-12-15 | 2020-12-17 | 2021-12-17 | Chint | Q PEAK DUO L-G5.2 475W | Solar Panels |  | 0.475 | 430 | 265 | 7 |  | Fixed | Parking Lot
NJSTRE1546380238 |  | Transition Incentive Program | Vineland | 8360 | 20 | 6.8 | Residential | Yes | Behind the Meter | Net-metered residential rooftop and canopy |  | None | Tesla Energy Operations Inc. | Vineland Muni Electric | Accepted | 2020-12-15 | 2020-12-17 | 2021-12-17 | Tesla | AC Powerwall 2.0 | Electric Storage Battery |  |  | 1 |  |  |  | Lithium Ion |  | Outside
NJSTRE1546380238 |  | Transition Incentive Program | Vineland | 8360 | 20 | 6.8 | Residential | Yes | Behind the Meter | Net-metered residential rooftop and canopy |  | None | Tesla Energy Operations Inc. | Vineland Muni Electric | Accepted | 2020-12-15 | 2020-12-17 | 2021-12-17 | Delta Electronics | M8-TL-US [240V] | Inverters | 7680 |  | 1 |  |  | 0.975 |  | Outside | Outside
NJSTRE1546380238 |  | Transition Incentive Program | Vineland | 8360 | 20 | 6.8 | Residential | Yes | Behind the Meter | Net-metered residential rooftop and canopy |  | None | Tesla Energy Operations Inc. | Vineland Muni Electric | Accepted | 2020-12-15 | 2020-12-17 | 2021-12-17 | Hanwha Q-CELLS | Q.Peak DUO BLK-G6+ 340 | Solar Panels |  | 0.34 | 20 | 183 | 21 |  | Fixed | Roof
NJSTRE1546380247 |  | Transition Incentive Program | Barnegat | 8005 | 18 | 344.85 | School Public K-12 | Yes | Behind the Meter | Net-metered non-residential rooftop and canopy |  | None | Eznergy | JCP&L | Accepted | 2020-12-15 | 2020-12-17 | 2021-12-17 | Chint | 50 KW SCA50KTL-DO/US-480 | Inverters | 50000 |  | 4 |  |  | 0.98 |  | Outdoor | on carport structure
NJSTRE1546380247 |  | Transition Incentive Program | Barnegat | 8005 | 18 | 344.85 | School Public K-12 | Yes | Behind the Meter | Net-metered non-residential rooftop and canopy |  | None | Eznergy | JCP&L | Accepted | 2020-12-15 | 2020-12-17 | 2021-12-17 | Hanwha | Q PEAK DUO L-G5.2 475W | Solar Panels |  | 0.475 | 726 | 123 | 7 |  | Fixed | Parking Lot
NJSTRE1546380278 |  | Transition Incentive Program | Mystic Islands | 8087 | 18 | 4.88 | Residential | Yes | Behind the Meter | Net-metered residential rooftop and canopy |  | None | All Season Solar | AC Electric | Accepted | 2020-12-15 | 2020-12-21 | 2021-12-21 | enphase | IQ7 | Inverters | 240 |  | 15 |  |  | 0.97 |  | Outdoor | under module
NJSTRE1546380278 |  | Transition Incentive Program | Mystic Islands | 8087 | 18 | 4.88 | Residential | Yes | Behind the Meter | Net-metered residential rooftop and canopy |  | None | All Season Solar | AC Electric | Accepted | 2020-12-15 | 2020-12-21 | 2021-12-21 | Trina | TSMDD06M.05II | Solar Panels |  | 0.325 | 2 | 307 | 30 |  | Fixed | Roof
NJSTRE1546380278 |  | Transition Incentive Program | Mystic Islands | 8087 | 18 | 4.88 | Residential | Yes | Behind the Meter | Net-metered residential rooftop and canopy |  | None | All Season Solar | AC Electric | Accepted | 2020-12-15 | 2020-12-21 | 2021-12-21 | Trina | TSMDD06M.05II | Solar Panels |  | 0.325 | 10 | 127 | 30 |  | Fixed | Roof
NJSTRE1546380278 |  | Transition Incentive Program | Mystic Islands | 8087 | 18 | 4.88 | Residential | Yes | Behind the Meter | Net-metered residential rooftop and canopy |  | None | All Season Solar | AC Electric | Accepted | 2020-12-15 | 2020-12-21 | 2021-12-21 | Trina | TSMDD06M.05II | Solar Panels |  | 0.325 | 3 | 127 | 30 |  | Fixed | Roof
NJSTRE1546380307 |  | Transition Incentive Program | Atco | 8004 | 14 | 13.44 | Residential | Yes | Behind the Meter | Net-metered residential rooftop and canopy |  | None | All Season Solar | AC Electric | Accepted | 2020-12-15 | 2020-12-17 | 2021-12-17 | Enphase | IQ7 | Inverters | 240 |  | 42 |  |  | 0.97 |  | Outdoor | under module
NJSTRE1546380307 |  | Transition Incentive Program | Atco | 8004 | 14 | 13.44 | Residential | Yes | Behind the Meter | Net-metered residential rooftop and canopy |  | None | All Season Solar | AC Electric | Accepted | 2020-12-15 | 2020-12-17 | 2021-12-17 | Trina | TSMDD06M.05II | Solar Panels |  | 0.32 | 14 | 152 | 14 |  | Fixed | Roof
NJSTRE1546380307 |  | Transition Incentive Program | Atco | 8004 | 14 | 13.44 | Residential | Yes | Behind the Meter | Net-metered residential rooftop and canopy |  | None | All Season Solar | AC Electric | Accepted | 2020-12-15 | 2020-12-17 | 2021-12-17 | Trina | TSMDD06M.05II | Solar Panels |  | 0.32 | 9 | 152 | 19 |  | Fixed | Roof
NJSTRE1546380307 |  | Transition Incentive Program | Atco | 8004 | 14 | 13.44 | Residential | Yes | Behind the Meter | Net-metered residential rooftop and canopy |  | None | All Season Solar | AC Electric | Accepted | 2020-12-15 | 2020-12-17 | 2021-12-17 | Trina | TSMDD06M.05II | Solar Panels |  | 0.32 | 19 | 152 | 19 |  | Fixed | Roof
NJSTRE1546380311 |  | Transition Incentive Program | Barnegat | 8005 | 18 | 302.1 | School Public K-12 | Yes | Behind the Meter | Net-metered non-residential rooftop and canopy |  | None | Eznergy | JCP&L | Accepted | 2020-12-15 | 2020-12-17 | 2021-12-17 | Chint | 50 KW SCA50KTL-DO/US-480 | Inverters | 50000 |  | 8 |  |  | 0.98 |  | Outdoor | On carport structure
NJSTRE1546380311 |  | Transition Incentive Program | Barnegat | 8005 | 18 | 302.1 | School Public K-12 | Yes | Behind the Meter | Net-metered non-residential rooftop and canopy |  | None | Eznergy | JCP&L | Accepted | 2020-12-15 | 2020-12-17 | 2021-12-17 | Hanwha | Q PEAK DUO L-G5.2 475W | Solar Panels |  | 0.475 | 318 | 218 | 7 |  | Fixed | Parking Lot
NJSTRE1546380311 |  | Transition Incentive Program | Barnegat | 8005 | 18 | 302.1 | School Public K-12 | Yes | Behind the Meter | Net-metered non-residential rooftop and canopy |  | None | Eznergy | JCP&L | Accepted | 2020-12-15 | 2020-12-17 | 2021-12-17 | Hanwha | Q PEAK DUO L-G5.2 475W | Solar Panels |  | 0.475 | 318 | 7 | 128 |  | Fixed | Parking Lot
NJSTRE1546380320 |  | Transition Incentive Program | East Brunswick | 8816 | 11 | 14.04 | Residential | Yes | Behind the Meter | Net-metered residential rooftop and canopy |  | None | SunPower Corporation, Systems | PSE&G | As-Built Incomplete - Review | 2020-12-15 | 2020-12-17 |  | SunPower | SPR-X22-360-D-AC | Solar Panels |  | 0.36 | 25 | 172 | 42 |  | Fixed | Roof
NJSTRE1546380320 |  | Transition Incentive Program | East Brunswick | 8816 | 11 | 14.04 | Residential | Yes | Behind the Meter | Net-metered residential rooftop and canopy |  | None | SunPower Corporation, Systems | PSE&G | As-Built Incomplete - Review | 2020-12-15 | 2020-12-17 |  | SunPower | SPR-X22-360-D-AC | Solar Panels |  | 0.36 | 14 | 262 | 42 |  | Fixed | Roof
NJSTRE1546380320 |  | Transition Incentive Program | East Brunswick | 8816 | 11 | 14.04 | Residential | Yes | Behind the Meter | Net-metered residential rooftop and canopy |  | None | SunPower Corporation, Systems | PSE&G | As-Built Incomplete - Review | 2020-12-15 | 2020-12-17 |  | SunPower | SPR-X22-360-D-AC | Inverters | 320 |  | 39 |  |  | 0.96 |  | Other | under each panel
NJSTRE1546380320 |  | Transition Incentive Program | East Brunswick | 8816 | 11 | 14.04 | Residential | Yes | Behind the Meter | Net-metered residential rooftop and canopy |  | None | SunPower Corporation, Systems | PSE&G | As-Built Incomplete - Review | 2020-12-15 | 2020-12-17 |  | SunPower | PVS5 | Meters |  |  | 1 |  |  |  | Yes | Outdoor
NJSTRE1546380324 |  | Transition Incentive Program | Sicklerville | 8081 | 14 | 8.83 | Residential | Yes | Behind the Meter | Net-metered residential rooftop and canopy |  | None | Ad Energy | AC Electric | Accepted | 2020-12-15 | 2020-12-23 | 2021-12-23 | Enphase Energy | IQ7XS-96-ACM-US | Inverters | 315 |  | 27 |  |  | 0.975 |  | Outdoor | At each panel
NJSTRE1546380324 |  | Transition Incentive Program | Sicklerville | 8081 | 14 | 8.83 | Residential | Yes | Behind the Meter | Net-metered residential rooftop and canopy |  | None | Ad Energy | AC Electric | Accepted | 2020-12-15 | 2020-12-23 | 2021-12-23 | SunPower | SPR-E20-327-E-AC | Solar Panels |  | 0.327 | 27 | 167 | 27 |  | Fixed | Roof
NJSTRE1546380411 |  | Transition Incentive Program | Brick | 8723 | 18 | 111.52 | School Public K-12 | Yes | Behind the Meter | Net-metered non-residential rooftop and canopy |  | None | Brightcore Energy, LLC | JCP&L | Accepted | 2020-12-15 | 2020-12-21 | 2021-12-21 | Elkor Mark II | WattsOn | Meters |  |  | 1 |  |  |  | Yes | Outdoor
NJSTRE1546380411 |  | Transition Incentive Program | Brick | 8723 | 18 | 111.52 | School Public K-12 | Yes | Behind the Meter | Net-metered non-residential rooftop and canopy |  | None | Brightcore Energy, LLC | JCP&L | Accepted | 2020-12-15 | 2020-12-21 | 2021-12-21 | SolarEdge | SE43.2KUS | Inverters | 43200 |  | 2 |  |  | 0.85 |  | Outdoor | Rooftop
NJSTRE1546380411 |  | Transition Incentive Program | Brick | 8723 | 18 | 111.52 | School Public K-12 | Yes | Behind the Meter | Net-metered non-residential rooftop and canopy |  | None | Brightcore Energy, LLC | JCP&L | Accepted | 2020-12-15 | 2020-12-21 | 2021-12-21 | Canadian Solar | CS3W-410P | Solar Panels |  | 0.41 | 272 | 155 | 10 |  | Fixed | Roof
NJSTRE1546385717 |  | Transition Incentive Program | Swedesboro | 8085 | 15 | 6.65 | Residential | No | Behind the Meter | Net-metered residential rooftop and canopy |  | None | Suntuity Solar LLC | AC Electric | Accepted | 2020-12-16 | 2020-12-18 | 2021-12-18 | Enphase Energy | IQ7-60-2-US | Inverters | 240 |  | 19 |  |  | 0.97 |  | Outdoor | Behind the PV Modules
NJSTRE1546385717 |  | Transition Incentive Program | Swedesboro | 8085 | 15 | 6.65 | Residential | No | Behind the Meter | Net-metered residential rooftop and canopy |  | None | Suntuity Solar LLC | AC Electric | Accepted | 2020-12-16 | 2020-12-18 | 2021-12-18 | Longi | LR4-60HPB-350M | Solar Panels |  | 0.35 | 19 | 352 | 25 |  | Fixed | Roof
NJSTRE1546385718 |  | Transition Incentive Program | Egg Harbor TWP | 8234 | 19 | 10.15 | Residential | No | Behind the Meter | Net-metered residential rooftop and canopy |  | None | Suntuity Solar LLC | AC Electric | Accepted | 2020-12-16 | 2020-12-17 | 2021-12-17 | GENERAC PWRcell | IR M3 DCB | Electric Storage Battery |  |  | 3 |  |  |  | Lithium Ion |  | OUTSIDE
NJSTRE1546385718 |  | Transition Incentive Program | Egg Harbor TWP | 8234 | 19 | 10.15 | Residential | No | Behind the Meter | Net-metered residential rooftop and canopy |  | None | Suntuity Solar LLC | AC Electric | Accepted | 2020-12-16 | 2020-12-17 | 2021-12-17 | GENERAC PWRcell | APKE00014 - X7602 | Inverters | 240 |  | 1 |  |  | 0.97 |  | Outdoor | Beside the PV Modules
NJSTRE1546385718 |  | Transition Incentive Program | Egg Harbor TWP | 8234 | 19 | 10.15 | Residential | No | Behind the Meter | Net-metered residential rooftop and canopy |  | None | Suntuity Solar LLC | AC Electric | Accepted | 2020-12-16 | 2020-12-17 | 2021-12-17 | Longi | LR4-60HPB-350M | Solar Panels |  | 0.35 | 16 | 150 | 20 |  | Fixed | Roof
NJSTRE1546385718 |  | Transition Incentive Program | Egg Harbor TWP | 8234 | 19 | 10.15 | Residential | No | Behind the Meter | Net-metered residential rooftop and canopy |  | None | Suntuity Solar LLC | AC Electric | Accepted | 2020-12-16 | 2020-12-17 | 2021-12-17 | Longi | LR4-60HPB-350M | Solar Panels |  | 0.35 | 13 | 330 | 20 |  | Fixed | Roof
NJSTRE1546385719 |  | Transition Incentive Program | Sewell | 8080 | 15 | 10.85 | Residential | Yes | Behind the Meter | Net-metered residential rooftop and canopy |  | None | Suntuity Solar LLC | AC Electric | Accepted | 2020-12-16 | 2020-12-17 | 2021-12-17 | Enphase Energy | IQ7-60-2-US | Inverters | 240 |  | 31 |  |  | 0.97 |  | Outdoor | Behind the PV Modules
NJSTRE1546385719 |  | Transition Incentive Program | Sewell | 8080 | 15 | 10.85 | Residential | Yes | Behind the Meter | Net-metered residential rooftop and canopy |  | None | Suntuity Solar LLC | AC Electric | Accepted | 2020-12-16 | 2020-12-17 | 2021-12-17 | Longi | LR4-60HPB-350M | Solar Panels |  | 0.35 | 6 | 12 | 23 |  | Fixed | Roof
NJSTRE1546385719 |  | Transition Incentive Program | Sewell | 8080 | 15 | 10.85 | Residential | Yes | Behind the Meter | Net-metered residential rooftop and canopy |  | None | Suntuity Solar LLC | AC Electric | Accepted | 2020-12-16 | 2020-12-17 | 2021-12-17 | Longi | LR4-60HPB-350M | Solar Panels |  | 0.35 | 13 | 192 | 23 |  | Fixed | Roof
NJSTRE1546385719 |  | Transition Incentive Program | Sewell | 8080 | 15 | 10.85 | Residential | Yes | Behind the Meter | Net-metered residential rooftop and canopy |  | None | Suntuity Solar LLC | AC Electric | Accepted | 2020-12-16 | 2020-12-17 | 2021-12-17 | Longi | LR4-60HPB-350M | Solar Panels |  | 0.35 | 5 | 282 | 26 |  | Fixed | Roof
NJSTRE1546385719 |  | Transition Incentive Program | Sewell | 8080 | 15 | 10.85 | Residential | Yes | Behind the Meter | Net-metered residential rooftop and canopy |  | None | Suntuity Solar LLC | AC Electric | Accepted | 2020-12-16 | 2020-12-17 | 2021-12-17 | Longi | LR4-60HPB-350M | Solar Panels |  | 0.35 | 7 | 102 | 26 |  | Fixed | Roof
NJSTRE1546385720 |  | Transition Incentive Program | Somerset | 8873 | 5 | 8.75 | Residential | Yes | Behind the Meter | Net-metered residential rooftop and canopy |  | None | Suntuity Solar LLC | PSE&G | Accepted | 2020-12-16 | 2020-12-17 | 2021-12-17 | Enphase Energy | IQ7-60-2-US | Inverters | 240 |  | 25 |  |  | 0.97 |  | Outdoor | Behind the PV Modules
NJSTRE1546385720 |  | Transition Incentive Program | Somerset | 8873 | 5 | 8.75 | Residential | Yes | Behind the Meter | Net-metered residential rooftop and canopy |  | None | Suntuity Solar LLC | PSE&G | Accepted | 2020-12-16 | 2020-12-17 | 2021-12-17 | Longi | LR4-60HPB-350M | Solar Panels |  | 0.35 | 3 | 203 | 20 |  | Fixed | Roof
NJSTRE1546385720 |  | Transition Incentive Program | Somerset | 8873 | 5 | 8.75 | Residential | Yes | Behind the Meter | Net-metered residential rooftop and canopy |  | None | Suntuity Solar LLC | PSE&G | Accepted | 2020-12-16 | 2020-12-17 | 2021-12-17 | Longi | LR4-60HPB-350M | Solar Panels |  | 0.35 | 9 | 113 | 20 |  | Fixed | Roof
NJSTRE1546385720 |  | Transition Incentive Program | Somerset | 8873 | 5 | 8.75 | Residential | Yes | Behind the Meter | Net-metered residential rooftop and canopy |  | None | Suntuity Solar LLC | PSE&G | Accepted | 2020-12-16 | 2020-12-17 | 2021-12-17 | Longi | LR4-60HPB-350M | Solar Panels |  | 0.35 | 13 | 293 | 20 |  | Fixed | Roof
NJSTRE1546385721 |  | Transition Incentive Program | Pennsville | 8070 | 16 | 4.9 | Residential | Yes | Behind the Meter | Net-metered residential rooftop and canopy |  | None | Suntuity Solar LLC | AC Electric | Accepted | 2020-12-16 | 2020-12-17 | 2021-12-17 | Enphase Energy | IQ7-60-2-US | Inverters | 240 |  | 14 |  |  | 0.97 |  | Outdoor | Behind the PV Modules
NJSTRE1546385721 |  | Transition Incentive Program | Pennsville | 8070 | 16 | 4.9 | Residential | Yes | Behind the Meter | Net-metered residential rooftop and canopy |  | None | Suntuity Solar LLC | AC Electric | Accepted | 2020-12-16 | 2020-12-17 | 2021-12-17 | Longi | LR4-60HPB-350M | Solar Panels |  | 0.35 | 14 | 127 | 35 |  | Fixed | Roof
NJSTRE1546385722 |  | Transition Incentive Program | Palmyra | 8065 | 13 | 10.5 | Residential | Yes | Behind the Meter | Net-metered residential rooftop and canopy |  | None | Suntuity Solar LLC | PSE&G | Accepted | 2020-12-16 | 2020-12-18 | 2021-12-18 | Enphase Energy | IQ7-60-2-US | Inverters | 240 |  | 30 |  |  | 0.97 |  | Outdoor | Behind the PV Modules
NJSTRE1546385722 |  | Transition Incentive Program | Palmyra | 8065 | 13 | 10.5 | Residential | Yes | Behind the Meter | Net-metered residential rooftop and canopy |  | None | Suntuity Solar LLC | PSE&G | Accepted | 2020-12-16 | 2020-12-18 | 2021-12-18 | Longi | LR4-60HPB-350M | Solar Panels |  | 0.35 | 8 | 171 | 23 |  | Fixed | Roof
NJSTRE1546385722 |  | Transition Incentive Program | Palmyra | 8065 | 13 | 10.5 | Residential | Yes | Behind the Meter | Net-metered residential rooftop and canopy |  | None | Suntuity Solar LLC | PSE&G | Accepted | 2020-12-16 | 2020-12-18 | 2021-12-18 | Longi | LR4-60HPB-350M | Solar Panels |  | 0.35 | 5 | 81 | 23 |  | Fixed | Roof
NJSTRE1546385722 |  | Transition Incentive Program | Palmyra | 8065 | 13 | 10.5 | Residential | Yes | Behind the Meter | Net-metered residential rooftop and canopy |  | None | Suntuity Solar LLC | PSE&G | Accepted | 2020-12-16 | 2020-12-18 | 2021-12-18 | Longi | LR4-60HPB-350M | Solar Panels |  | 0.35 | 17 | 261 | 23 |  | Fixed | Roof
NJSTRE1546385732 |  | Transition Incentive Program | Beachwood | 8722 | 18 | 10.24 | Residential | Yes | Behind the Meter | Net-metered residential rooftop and canopy |  | None | Vivint Solar Developer, LLC | JCP&L | Accepted | 2020-12-16 | 2020-12-17 | 2021-12-17 | SolarEdge | SE7600H-US | Inverters | 7600 |  | 1 |  |  | 0.992 |  | Outdoor | Near the Utility Meter
NJSTRE1546385732 |  | Transition Incentive Program | Beachwood | 8722 | 18 | 10.24 | Residential | Yes | Behind the Meter | Net-metered residential rooftop and canopy |  | None | Vivint Solar Developer, LLC | JCP&L | Accepted | 2020-12-16 | 2020-12-17 | 2021-12-17 | Jinko Solar | JKM320M-60HBL | Solar Panels |  | 0.32 | 14 | 305 | 33 |  | Fixed | Roof
NJSTRE1546385732 |  | Transition Incentive Program | Beachwood | 8722 | 18 | 10.24 | Residential | Yes | Behind the Meter | Net-metered residential rooftop and canopy |  | None | Vivint Solar Developer, LLC | JCP&L | Accepted | 2020-12-16 | 2020-12-17 | 2021-12-17 | Jinko Solar | JKM320M-60HBL | Solar Panels |  | 0.32 | 18 | 305 | 33 |  | Fixed | Roof
NJSTRE1546385733 |  | Transition Incentive Program | Sicklerville | 8081 | 14 | 6.12 | Residential | Yes | Behind the Meter | Net-metered residential rooftop and canopy |  | None | Trinity Solar | AC Electric | Accepted | 2020-12-16 | 2020-12-17 | 2021-12-17 | Solar Edge | SE5000H-US | Inverters | 5000 |  | 1 |  |  | 0.97 |  | Outside | side of home
NJSTRE1546385733 |  | Transition Incentive Program | Sicklerville | 8081 | 14 | 6.12 | Residential | Yes | Behind the Meter | Net-metered residential rooftop and canopy |  | None | Trinity Solar | AC Electric | Accepted | 2020-12-16 | 2020-12-17 | 2021-12-17 | Hanwha 340 | Q.PEAK DUO BLK-G6 340 | Solar Panels |  | 0.34 | 12 | 196 | 31 |  | Fixed | Roof
NJSTRE1546385733 |  | Transition Incentive Program | Sicklerville | 8081 | 14 | 6.12 | Residential | Yes | Behind the Meter | Net-metered residential rooftop and canopy |  | None | Trinity Solar | AC Electric | Accepted | 2020-12-16 | 2020-12-17 | 2021-12-17 | Hanwha 340 | Q.PEAK DUO BLK-G6 340 | Solar Panels |  | 0.34 | 6 | 196 | 31 |  | Fixed | Roof
NJSTRE1546385737 |  | Transition Incentive Program | Tuckerton | 8087 | 18 | 6.08 | Residential | Yes | Behind the Meter | Net-metered residential rooftop and canopy |  | None | Vivint Solar Developer, LLC | AC Electric | Accepted | 2020-12-16 | 2020-12-21 | 2021-12-21 | Solar Edge | SE7600H-US | Inverters | 7600 |  | 1 |  |  | 0.992 |  | Outdoor | Near the Utility Meter
NJSTRE1546385737 |  | Transition Incentive Program | Tuckerton | 8087 | 18 | 6.08 | Residential | Yes | Behind the Meter | Net-metered residential rooftop and canopy |  | None | Vivint Solar Developer, LLC | AC Electric | Accepted | 2020-12-16 | 2020-12-21 | 2021-12-21 | JINKO SOLAR | JKM320M-60HBL | Solar Panels |  | 0.32 | 19 | 239 | 21 |  | Fixed | Roof
NJSTRE1546385741 |  | Transition Incentive Program | Oradell | 7649 | 7 | 14.08 | Residential | Yes | Behind the Meter | Net-metered residential rooftop and canopy |  | None | Vivint Solar Developer, LLC | PSE&G | Accepted | 2020-12-16 | 2020-12-17 | 2021-12-17 | SolarEdge | SE7600H-US | Inverters | 7600 |  | 1 |  |  | 0.992 |  | Outdoor | Near the Utility Meter
NJSTRE1546385741 |  | Transition Incentive Program | Oradell | 7649 | 7 | 14.08 | Residential | Yes | Behind the Meter | Net-metered residential rooftop and canopy |  | None | Vivint Solar Developer, LLC | PSE&G | Accepted | 2020-12-16 | 2020-12-17 | 2021-12-17 | SolarEdge | SE3800H-USS | Inverters | 3800 |  | 1 |  |  | 0.992 |  | Outdoor | Near the Utility Meter
NJSTRE1546385741 |  | Transition Incentive Program | Oradell | 7649 | 7 | 14.08 | Residential | Yes | Behind the Meter | Net-metered residential rooftop and canopy |  | None | Vivint Solar Developer, LLC | PSE&G | Accepted | 2020-12-16 | 2020-12-17 | 2021-12-17 | Jinko Solar | JKM320M-60HBL | Solar Panels |  | 0.32 | 15 | 356 | 43 |  | Fixed | Roof
NJSTRE1546385741 |  | Transition Incentive Program | Oradell | 7649 | 7 | 14.08 | Residential | Yes | Behind the Meter | Net-metered residential rooftop and canopy |  | None | Vivint Solar Developer, LLC | PSE&G | Accepted | 2020-12-16 | 2020-12-17 | 2021-12-17 | Jinko Solar | JKM320M-60HBL | Solar Panels |  | 0.32 | 3 | 266 | 43 |  | Fixed | Roof
NJSTRE1546385741 |  | Transition Incentive Program | Oradell | 7649 | 7 | 14.08 | Residential | Yes | Behind the Meter | Net-metered residential rooftop and canopy |  | None | Vivint Solar Developer, LLC | PSE&G | Accepted | 2020-12-16 | 2020-12-17 | 2021-12-17 | Jinko Solar | JKM320M-60HBL | Solar Panels |  | 0.32 | 24 | 176 | 43 |  | Fixed | Roof
NJSTRE1546385741 |  | Transition Incentive Program | Oradell | 7649 | 7 | 14.08 | Residential | Yes | Behind the Meter | Net-metered residential rooftop and canopy |  | None | Vivint Solar Developer, LLC | PSE&G | Accepted | 2020-12-16 | 2020-12-17 | 2021-12-17 | Jinko Solar | JKM320M-60HBL | Solar Panels |  | 0.32 | 2 | 86 | 43 |  | Fixed | Roof
NJSTRE1546385742 |  | Transition Incentive Program | Voorhees | 8043 | 14 | 9.72 | Residential | No | Behind the Meter | Net-metered residential rooftop and canopy |  | None | Solar States LLC | AC Electric | Accepted | 2020-12-16 | 2020-12-17 | 2021-12-17 | Enphase | IQ7PLUS-72-2-US | Inverters | 0.295 |  | 27 |  |  | 0.976 |  | Outside | ROOFTOP
NJSTRE1546385742 |  | Transition Incentive Program | Voorhees | 8043 | 14 | 9.72 | Residential | No | Behind the Meter | Net-metered residential rooftop and canopy |  | None | Solar States LLC | AC Electric | Accepted | 2020-12-16 | 2020-12-17 | 2021-12-17 | LG | LG360Q1C-V5 360 W | Solar Panels |  | 0.36 | 27 | 240 | 26 |  | Fixed | Roof
NJSTRE1546385743 |  | Transition Incentive Program | Howell | 7731 | 17 | 6.46 | Residential | Yes | Behind the Meter | Net-metered residential rooftop and canopy |  | None | Trinity Solar | JCP&L | Accepted | 2020-12-16 | 2020-12-17 | 2021-12-17 | Solar Edge | SE5000H-US | Inverters | 5000 |  | 1 |  |  | 0.97 |  | Outside | side of home
NJSTRE1546385743 |  | Transition Incentive Program | Howell | 7731 | 17 | 6.46 | Residential | Yes | Behind the Meter | Net-metered residential rooftop and canopy |  | None | Trinity Solar | JCP&L | Accepted | 2020-12-16 | 2020-12-17 | 2021-12-17 | Hanwha 340 | Q.PEAK DUO BLK-G6 340 | Solar Panels |  | 0.34 | 15 | 128 | 30 |  | Fixed | Roof
NJSTRE1546385743 |  | Transition Incentive Program | Howell | 7731 | 17 | 6.46 | Residential | Yes | Behind the Meter | Net-metered residential rooftop and canopy |  | None | Trinity Solar | JCP&L | Accepted | 2020-12-16 | 2020-12-17 | 2021-12-17 | Hanwha 340 | Q.PEAK DUO BLK-G6 340 | Solar Panels |  | 0.34 | 4 | 128 | 30 |  | Fixed | Roof
NJSTRE1546385754 |  | Transition Incentive Program | Teaneck | 7666 | 7 | 7.68 | Residential | Yes | Behind the Meter | Net-metered residential rooftop and canopy |  | None | Vivint Solar Developer, LLC | PSE&G | Accepted | 2020-12-16 | 2020-12-18 | 2021-12-18 | Solar Edge | SE7600H-US | Inverters | 7600 |  | 1 |  |  | 0.992 |  | Outdoor | Near the Utility Meter
NJSTRE1546385754 |  | Transition Incentive Program | Teaneck | 7666 | 7 | 7.68 | Residential | Yes | Behind the Meter | Net-metered residential rooftop and canopy |  | None | Vivint Solar Developer, LLC | PSE&G | Accepted | 2020-12-16 | 2020-12-18 | 2021-12-18 | JINKO SOLAR | JKM320M-60HBL | Solar Panels |  | 0.32 | 10 | 296 | 42 |  | Fixed | Roof
NJSTRE1546385754 |  | Transition Incentive Program | Teaneck | 7666 | 7 | 7.68 | Residential | Yes | Behind the Meter | Net-metered residential rooftop and canopy |  | None | Vivint Solar Developer, LLC | PSE&G | Accepted | 2020-12-16 | 2020-12-18 | 2021-12-18 | JINKO SOLAR | JKM320M-60HBL | Solar Panels |  | 0.32 | 2 | 206 | 17 |  | Fixed | Roof
NJSTRE1546385754 |  | Transition Incentive Program | Teaneck | 7666 | 7 | 7.68 | Residential | Yes | Behind the Meter | Net-metered residential rooftop and canopy |  | None | Vivint Solar Developer, LLC | PSE&G | Accepted | 2020-12-16 | 2020-12-18 | 2021-12-18 | JINKO SOLAR | JKM320M-60HBL | Solar Panels |  | 0.32 | 12 | 116 | 42 |  | Fixed | Roof
NJSTRE1546385762 |  | Transition Incentive Program | Somerset | 8873 | 5 | 8.32 | Residential | Yes | Behind the Meter | Net-metered residential rooftop and canopy |  | None | Vivint Solar Developer, LLC | PSE&G | Accepted | 2020-12-17 | 2020-12-17 | 2021-12-17 | Solar Edge | SE7600H-US | Inverters | 7600 |  | 1 |  |  | 0.992 |  | Outdoor | Near the Utility Meter
NJSTRE1546385762 |  | Transition Incentive Program | Somerset | 8873 | 5 | 8.32 | Residential | Yes | Behind the Meter | Net-metered residential rooftop and canopy |  | None | Vivint Solar Developer, LLC | PSE&G | Accepted | 2020-12-17 | 2020-12-17 | 2021-12-17 | JINKO SOLAR | JKM320M-60HBL | Solar Panels |  | 0.32 | 8 | 38 | 21 |  | Fixed | Roof
NJSTRE1546385762 |  | Transition Incentive Program | Somerset | 8873 | 5 | 8.32 | Residential | Yes | Behind the Meter | Net-metered residential rooftop and canopy |  | None | Vivint Solar Developer, LLC | PSE&G | Accepted | 2020-12-17 | 2020-12-17 | 2021-12-17 | JINKO SOLAR | JKM320M-60HBL | Solar Panels |  | 0.32 | 3 | 218 | 21 |  | Fixed | Roof
NJSTRE1546385762 |  | Transition Incentive Program | Somerset | 8873 | 5 | 8.32 | Residential | Yes | Behind the Meter | Net-metered residential rooftop and canopy |  | None | Vivint Solar Developer, LLC | PSE&G | Accepted | 2020-12-17 | 2020-12-17 | 2021-12-17 | JINKO SOLAR | JKM320M-60HBL | Solar Panels |  | 0.32 | 2 | 38 | 27 |  | Fixed | Roof
NJSTRE1546385762 |  | Transition Incentive Program | Somerset | 8873 | 5 | 8.32 | Residential | Yes | Behind the Meter | Net-metered residential rooftop and canopy |  | None | Vivint Solar Developer, LLC | PSE&G | Accepted | 2020-12-17 | 2020-12-17 | 2021-12-17 | JINKO SOLAR | JKM320M-60HBL | Solar Panels |  | 0.32 | 6 | 38 | 27 |  | Fixed | Roof
NJSTRE1546385762 |  | Transition Incentive Program | Somerset | 8873 | 5 | 8.32 | Residential | Yes | Behind the Meter | Net-metered residential rooftop and canopy |  | None | Vivint Solar Developer, LLC | PSE&G | Accepted | 2020-12-17 | 2020-12-17 | 2021-12-17 | JINKO SOLAR | JKM320M-60HBL | Solar Panels |  | 0.32 | 3 | 218 | 21 |  | Fixed | Roof
NJSTRE1546385762 |  | Transition Incentive Program | Somerset | 8873 | 5 | 8.32 | Residential | Yes | Behind the Meter | Net-metered residential rooftop and canopy |  | None | Vivint Solar Developer, LLC | PSE&G | Accepted | 2020-12-17 | 2020-12-17 | 2021-12-17 | JINKO SOLAR | JKM320M-60HBL | Solar Panels |  | 0.32 | 4 | 218 | 27 |  | Fixed | Roof
NJSTRE1546385787 |  | Transition Incentive Program | Raritan | 8869 | 5 | 10.88 | Residential | Yes | Behind the Meter | Net-metered residential rooftop and canopy |  | None | Vivint Solar Developer, LLC | PSE&G | Accepted | 2020-12-17 | 2020-12-17 | 2021-12-17 | Solar Edge | SE7600H-US | Inverters | 7600 |  | 1 |  |  | 0.992 |  | Outdoor | Near the Utility Meter
NJSTRE1546385787 |  | Transition Incentive Program | Raritan | 8869 | 5 | 10.88 | Residential | Yes | Behind the Meter | Net-metered residential rooftop and canopy |  | None | Vivint Solar Developer, LLC | PSE&G | Accepted | 2020-12-17 | 2020-12-17 | 2021-12-17 | JINKO SOLAR | JKM320M-60HBL | Solar Panels |  | 0.32 | 16 | 265 | 22 |  | Fixed | Roof
NJSTRE1546385787 |  | Transition Incentive Program | Raritan | 8869 | 5 | 10.88 | Residential | Yes | Behind the Meter | Net-metered residential rooftop and canopy |  | None | Vivint Solar Developer, LLC | PSE&G | Accepted | 2020-12-17 | 2020-12-17 | 2021-12-17 | JINKO SOLAR | JKM320M-60HBL | Solar Panels |  | 0.32 | 12 | 175 | 22 |  | Fixed | Roof
NJSTRE1546385787 |  | Transition Incentive Program | Raritan | 8869 | 5 | 10.88 | Residential | Yes | Behind the Meter | Net-metered residential rooftop and canopy |  | None | Vivint Solar Developer, LLC | PSE&G | Accepted | 2020-12-17 | 2020-12-17 | 2021-12-17 | JINKO SOLAR | JKM320M-60HBL | Solar Panels |  | 0.32 | 6 | 85 | 22 |  | Fixed | Roof
NJSTRE1546385805 |  | Transition Incentive Program | Cape May Court House | 8210 | 21 | 5.44 | Residential | Yes | Behind the Meter | Net-metered residential rooftop and canopy |  | None | Trinity Solar | AC Electric | Accepted | 2020-12-16 | 2020-12-17 | 2021-12-17 | Solar Edge | SE5000 | Inverters | 5000 |  | 1 |  |  | 0.97 |  | Outside | side of home
NJSTRE1546385805 |  | Transition Incentive Program | Cape May Court House | 8210 | 21 | 5.44 | Residential | Yes | Behind the Meter | Net-metered residential rooftop and canopy |  | None | Trinity Solar | AC Electric | Accepted | 2020-12-16 | 2020-12-17 | 2021-12-17 | Hanwha | Q.PEAK DUO BLK-G6 340 | Solar Panels |  | 0.34 | 16 | 180 | 42 |  | Fixed | Roof
NJSTRE1546385810 |  | Transition Incentive Program | Lakewood | 8701 | 18 | 17.49 | Residential | No | Behind the Meter | Net-metered residential rooftop and canopy |  | None | Powerlutions | JCP&L | Accepted | 2020-12-16 | 2020-12-18 | 2021-12-18 | SolarEdge | SE7600H-US | Inverters | 7.6 |  | 2 |  |  | 0.97 |  | Outdoor | near meter
NJSTRE1546385810 |  | Transition Incentive Program | Lakewood | 8701 | 18 | 17.49 | Residential | No | Behind the Meter | Net-metered residential rooftop and canopy |  | None | Powerlutions | JCP&L | Accepted | 2020-12-16 | 2020-12-18 | 2021-12-18 | REC | 330NP | Solar Panels |  | 0.33 | 19 | 150 | 22 |  | Fixed | Roof
NJSTRE1546385810 |  | Transition Incentive Program | Lakewood | 8701 | 18 | 17.49 | Residential | No | Behind the Meter | Net-metered residential rooftop and canopy |  | None | Powerlutions | JCP&L | Accepted | 2020-12-16 | 2020-12-18 | 2021-12-18 | REC | 330NP | Solar Panels |  | 0.33 | 11 | 330 | 22 |  | Fixed | Roof
NJSTRE1546385810 |  | Transition Incentive Program | Lakewood | 8701 | 18 | 17.49 | Residential | No | Behind the Meter | Net-metered residential rooftop and canopy |  | None | Powerlutions | JCP&L | Accepted | 2020-12-16 | 2020-12-18 | 2021-12-18 | REC | 330NP | Solar Panels |  | 0.33 | 23 | 60 | 30 |  | Fixed | Roof
NJSTRE1546385817 |  | Transition Incentive Program | South Plainfield | 7080 | 11 | 7.36 | Residential | Yes | Behind the Meter | Net-metered residential rooftop and canopy |  | None | Vivint Solar Developer, LLC | PSE&G | Accepted | 2020-12-17 | 2020-12-18 | 2021-12-18 | Solar Edge | SE7600H-US | Inverters | 7600 |  | 1 |  |  | 0.992 |  | Outdoor | Near the Utility Meter
NJSTRE1546385817 |  | Transition Incentive Program | South Plainfield | 7080 | 11 | 7.36 | Residential | Yes | Behind the Meter | Net-metered residential rooftop and canopy |  | None | Vivint Solar Developer, LLC | PSE&G | Accepted | 2020-12-17 | 2020-12-18 | 2021-12-18 | JINKO SOLAR | JKM320M-60HBL | Solar Panels |  | 0.32 | 6 | 358 | 22 |  | Fixed | Roof
NJSTRE1546385817 |  | Transition Incentive Program | South Plainfield | 7080 | 11 | 7.36 | Residential | Yes | Behind the Meter | Net-metered residential rooftop and canopy |  | None | Vivint Solar Developer, LLC | PSE&G | Accepted | 2020-12-17 | 2020-12-18 | 2021-12-18 | JINKO SOLAR | JKM320M-60HBL | Solar Panels |  | 0.32 | 8 | 358 | 22 |  | Fixed | Roof
NJSTRE1546385817 |  | Transition Incentive Program | South Plainfield | 7080 | 11 | 7.36 | Residential | Yes | Behind the Meter | Net-metered residential rooftop and canopy |  | None | Vivint Solar Developer, LLC | PSE&G | Accepted | 2020-12-17 | 2020-12-18 | 2021-12-18 | JINKO SOLAR | JKM320M-60HBL | Solar Panels |  | 0.32 | 9 | 178 | 22 |  | Fixed | Roof
NJSTRE1546385818 |  | Transition Incentive Program | Toms River | 8757 | 18 | 4.42 | Residential | Yes | Behind the Meter | Net-metered residential rooftop and canopy |  | None | Trinity Solar | JCP&L | Accepted | 2020-12-16 | 2020-12-18 | 2021-12-18 | Solar Edge | SE3800H-US | Inverters | 3800 |  | 1 |  |  | 0.97 |  | Outside | side of home
NJSTRE1546385818 |  | Transition Incentive Program | Toms River | 8757 | 18 | 4.42 | Residential | Yes | Behind the Meter | Net-metered residential rooftop and canopy |  | None | Trinity Solar | JCP&L | Accepted | 2020-12-16 | 2020-12-18 | 2021-12-18 | Hanwha 340 | Q.PEAK DUO BLK-G6 340 | Solar Panels |  | 0.34 | 13 | 255 | 20 |  | Fixed | Roof
NJSTRE1546385829 |  | Transition Incentive Program | Bargaintown | 8234 | 19 | 12.35 | Residential | Yes | Behind the Meter | Net-metered residential rooftop and canopy |  | None | Sun Up Zero Down | AC Electric | Accepted | 2020-12-16 | 2020-12-18 | 2021-12-18 | enphase | TBD | Meters |  |  | 1 |  |  |  | Yes | Outdoor
NJSTRE1546385829 |  | Transition Incentive Program | Bargaintown | 8234 | 19 | 12.35 | Residential | Yes | Behind the Meter | Net-metered residential rooftop and canopy |  | None | Sun Up Zero Down | AC Electric | Accepted | 2020-12-16 | 2020-12-18 | 2021-12-18 | Enphase | IQ7-60-2-US | Inverters | 240 |  | 38 |  |  | 0.976 |  | Outside | behind panel
NJSTRE1546385829 |  | Transition Incentive Program | Bargaintown | 8234 | 19 | 12.35 | Residential | Yes | Behind the Meter | Net-metered residential rooftop and canopy |  | None | Sun Up Zero Down | AC Electric | Accepted | 2020-12-16 | 2020-12-18 | 2021-12-18 | Trina | TSM-325DD06M.05(II) | Solar Panels |  | 0.325 | 38 | 115 | 30 |  | Fixed | Roof
NJSTRE1546385841 |  | Transition Incentive Program | BURLINGTON | 8016 | 13 | 4.16 | Residential | Yes | Behind the Meter | Net-metered residential rooftop and canopy |  | None | Vivint Solar Developer, LLC | PSE&G | Accepted | 2020-12-16 | 2020-12-17 | 2021-12-17 | SolarEdge | SE3800H-US | Inverters | 3800 |  | 1 |  |  | 0.992 |  | Outdoor | Near the Utility Meter
NJSTRE1546385841 |  | Transition Incentive Program | BURLINGTON | 8016 | 13 | 4.16 | Residential | Yes | Behind the Meter | Net-metered residential rooftop and canopy |  | None | Vivint Solar Developer, LLC | PSE&G | Accepted | 2020-12-16 | 2020-12-17 | 2021-12-17 | Jinko Solar | JKM320M-60HBL | Solar Panels |  | 0.32 | 6 | 118 | 24 |  | Fixed | Roof
NJSTRE1546385841 |  | Transition Incentive Program | BURLINGTON | 8016 | 13 | 4.16 | Residential | Yes | Behind the Meter | Net-metered residential rooftop and canopy |  | None | Vivint Solar Developer, LLC | PSE&G | Accepted | 2020-12-16 | 2020-12-17 | 2021-12-17 | Jinko Solar | JKM320M-60HBL | Solar Panels |  | 0.32 | 7 | 118 | 25 |  | Fixed | Roof
NJSTRE1546385852 |  | Transition Incentive Program | Sewell | 8080 | 15 | 9.92 | Residential | Yes | Behind the Meter | Net-metered residential rooftop and canopy |  | None | Vivint Solar Developer, LLC | AC Electric | Accepted | 2020-12-17 | 2020-12-18 | 2021-12-18 | Solar Edge | SE7600H-US | Inverters | 7600 |  | 1 |  |  | 0.992 |  | Outdoor | Near the Utility Meter
NJSTRE1546385852 |  | Transition Incentive Program | Sewell | 8080 | 15 | 9.92 | Residential | Yes | Behind the Meter | Net-metered residential rooftop and canopy |  | None | Vivint Solar Developer, LLC | AC Electric | Accepted | 2020-12-17 | 2020-12-18 | 2021-12-18 | JINKO SOLAR | JKM320M-60HBL | Solar Panels |  | 0.32 | 17 | 278 | 30 |  | Fixed | Roof
NJSTRE1546385852 |  | Transition Incentive Program | Sewell | 8080 | 15 | 9.92 | Residential | Yes | Behind the Meter | Net-metered residential rooftop and canopy |  | None | Vivint Solar Developer, LLC | AC Electric | Accepted | 2020-12-17 | 2020-12-18 | 2021-12-18 | JINKO SOLAR | JKM320M-60HBL | Solar Panels |  | 0.32 | 3 | 98 | 30 |  | Fixed | Roof
NJSTRE1546385852 |  | Transition Incentive Program | Sewell | 8080 | 15 | 9.92 | Residential | Yes | Behind the Meter | Net-metered residential rooftop and canopy |  | None | Vivint Solar Developer, LLC | AC Electric | Accepted | 2020-12-17 | 2020-12-18 | 2021-12-18 | JINKO SOLAR | JKM320M-60HBL | Solar Panels |  | 0.32 | 5 | 98 | 30 |  | Fixed | Roof
NJSTRE1546385852 |  | Transition Incentive Program | Sewell | 8080 | 15 | 9.92 | Residential | Yes | Behind the Meter | Net-metered residential rooftop and canopy |  | None | Vivint Solar Developer, LLC | AC Electric | Accepted | 2020-12-17 | 2020-12-18 | 2021-12-18 | JINKO SOLAR | JKM320M-60HBL | Solar Panels |  | 0.32 | 6 | 188 | 30 |  | Fixed | Roof
NJSTRE1546385860 |  | Transition Incentive Program | Marlboro | 7746 | 17 | 16.32 | Residential | Yes | Behind the Meter | Net-metered residential rooftop and canopy |  | None | Tesla Energy Operations Inc. | JCP&L | Accepted | 2020-12-16 | 2020-12-18 | 2021-12-18 | Tesla | AC Powerwall 2.0 | Electric Storage Battery |  |  | 3 |  |  |  | Lithium Ion |  | Inside garage
NJSTRE1546385860 |  | Transition Incentive Program | Marlboro | 7746 | 17 | 16.32 | Residential | Yes | Behind the Meter | Net-metered residential rooftop and canopy |  | None | Tesla Energy Operations Inc. | JCP&L | Accepted | 2020-12-16 | 2020-12-18 | 2021-12-18 | SolarEdge Technologies | SE7600H-US [240V] | Inverters | 7600 |  | 2 |  |  | 0.99 |  | Indoor | Inside garage
NJSTRE1546385860 |  | Transition Incentive Program | Marlboro | 7746 | 17 | 16.32 | Residential | Yes | Behind the Meter | Net-metered residential rooftop and canopy |  | None | Tesla Energy Operations Inc. | JCP&L | Accepted | 2020-12-16 | 2020-12-18 | 2021-12-18 | Hanwha Q-CELLS | Q.Peak DUO BLK-G6+ 340 | Solar Panels |  | 0.34 | 22 | 131 | 23 |  | Fixed | Roof
NJSTRE1546385860 |  | Transition Incentive Program | Marlboro | 7746 | 17 | 16.32 | Residential | Yes | Behind the Meter | Net-metered residential rooftop and canopy |  | None | Tesla Energy Operations Inc. | JCP&L | Accepted | 2020-12-16 | 2020-12-18 | 2021-12-18 | Hanwha Q-CELLS | Q.Peak DUO BLK-G6+ 340 | Solar Panels |  | 0.34 | 26 | 311 | 23 |  | Fixed | Roof
NJSTRE1546385870 |  | Transition Incentive Program | Cedarville | 8331 |  | 16.9 | Residential | Yes | Behind the Meter | Net-metered residential rooftop and canopy |  | None | All Season Solar | AC Electric | Accepted | 2020-12-16 | 2020-12-23 | 2021-12-23 | Enphase | IQ7 | Inverters | 240 |  | 52 |  |  | 0.97 |  | Outdoor | under module
NJSTRE1546385870 |  | Transition Incentive Program | Cedarville | 8331 |  | 16.9 | Residential | Yes | Behind the Meter | Net-metered residential rooftop and canopy |  | None | All Season Solar | AC Electric | Accepted | 2020-12-16 | 2020-12-23 | 2021-12-23 | Trina | TSMDD06M.05II | Solar Panels |  | 0.325 | 27 | 178 | 14 |  | Fixed | Roof
NJSTRE1546385870 |  | Transition Incentive Program | Cedarville | 8331 |  | 16.9 | Residential | Yes | Behind the Meter | Net-metered residential rooftop and canopy |  | None | All Season Solar | AC Electric | Accepted | 2020-12-16 | 2020-12-23 | 2021-12-23 | Trina | TSMDD06M.05II | Solar Panels |  | 0.325 | 25 | 358 | 14 |  | Fixed | Roof
NJSTRE1546385886 |  | Transition Incentive Program | Galloway | 8205 | 19 | 13.53 | Residential | Yes | Behind the Meter | Net-metered residential rooftop and canopy |  | None | Sun Up Zero Down | AC Electric | Accepted | 2020-12-16 | 2020-12-18 | 2021-12-18 | Enphase | TBD | Meters |  |  | 1 |  |  |  | Yes | Outdoor
NJSTRE1546385886 |  | Transition Incentive Program | Galloway | 8205 | 19 | 13.53 | Residential | Yes | Behind the Meter | Net-metered residential rooftop and canopy |  | None | Sun Up Zero Down | AC Electric | Accepted | 2020-12-16 | 2020-12-18 | 2021-12-18 | Enphase | IQ7-60-2-US | Inverters | 240 |  | 41 |  |  | 0.976 |  | Outside | behind panel
NJSTRE1546385886 |  | Transition Incentive Program | Galloway | 8205 | 19 | 13.53 | Residential | Yes | Behind the Meter | Net-metered residential rooftop and canopy |  | None | Sun Up Zero Down | AC Electric | Accepted | 2020-12-16 | 2020-12-18 | 2021-12-18 | REC | REC330TP3M | Solar Panels |  | 0.33 | 12 | 28 | 19 |  | Fixed | Roof
NJSTRE1546385886 |  | Transition Incentive Program | Galloway | 8205 | 19 | 13.53 | Residential | Yes | Behind the Meter | Net-metered residential rooftop and canopy |  | None | Sun Up Zero Down | AC Electric | Accepted | 2020-12-16 | 2020-12-18 | 2021-12-18 | REC | REC330TP3M | Solar Panels |  | 0.33 | 14 | 208 | 19 |  | Fixed | Roof
NJSTRE1546385886 |  | Transition Incentive Program | Galloway | 8205 | 19 | 13.53 | Residential | Yes | Behind the Meter | Net-metered residential rooftop and canopy |  | None | Sun Up Zero Down | AC Electric | Accepted | 2020-12-16 | 2020-12-18 | 2021-12-18 | REC | REC330TP3M | Solar Panels |  | 0.33 | 9 | 209 | 20 |  | Fixed | Roof
NJSTRE1546385886 |  | Transition Incentive Program | Galloway | 8205 | 19 | 13.53 | Residential | Yes | Behind the Meter | Net-metered residential rooftop and canopy |  | None | Sun Up Zero Down | AC Electric | Accepted | 2020-12-16 | 2020-12-18 | 2021-12-18 | REC | REC330TP3M | Solar Panels |  | 0.33 | 6 | 29 | 20 |  | Fixed | Roof
NJSTRE1546385902 |  | Transition Incentive Program | Jersey City | 7306 | 8 | 2.31 | Residential | No | Behind the Meter | Net-metered residential rooftop and canopy |  | None | Solar States LLC | PSE&G | Accepted | 2020-12-16 | 2020-12-18 | 2021-12-18 | Enphase | IQ7-60-2-US | Inverters | 0.24 |  | 7 |  |  | 0.976 |  | Outside | Roof
NJSTRE1546385902 |  | Transition Incentive Program | Jersey City | 7306 | 8 | 2.31 | Residential | No | Behind the Meter | Net-metered residential rooftop and canopy |  | None | Solar States LLC | PSE&G | Accepted | 2020-12-16 | 2020-12-18 | 2021-12-18 | Hanwha | Q.PEAK DUO-G5 330 | Solar Panels |  | 0.33 | 7 | 205 | 3 |  | Fixed | Roof
NJSTRE1546385914 |  | Transition Incentive Program | Bradley Beach | 7720 | 17 | 9.77 | Residential | Yes | Behind the Meter | Net-metered residential rooftop and canopy |  | None | Solar Energy World | JCP&L | Accepted | 2020-12-16 | 2020-12-18 | 2021-12-18 | SolarEdge Technologies | SE7600H-USRGM | Inverters | 7600 |  | 1 |  |  | 0.985 |  | Outside | near meter
NJSTRE1546385914 |  | Transition Incentive Program | Bradley Beach | 7720 | 17 | 9.77 | Residential | Yes | Behind the Meter | Net-metered residential rooftop and canopy |  | None | Solar Energy World | JCP&L | Accepted | 2020-12-16 | 2020-12-18 | 2021-12-18 | Hanwha | Q.PEAK DUO BLK-G5 315 | Solar Panels |  | 0.315 | 13 | 202 | 14 |  | Fixed | Roof
NJSTRE1546385914 |  | Transition Incentive Program | Bradley Beach | 7720 | 17 | 9.77 | Residential | Yes | Behind the Meter | Net-metered residential rooftop and canopy |  | None | Solar Energy World | JCP&L | Accepted | 2020-12-16 | 2020-12-18 | 2021-12-18 | Hanwha | Q.PEAK DUO BLK-G5 315 | Solar Panels |  | 0.315 | 10 | 112 | 40 |  | Fixed | Roof
NJSTRE1546385914 |  | Transition Incentive Program | Bradley Beach | 7720 | 17 | 9.77 | Residential | Yes | Behind the Meter | Net-metered residential rooftop and canopy |  | None | Solar Energy World | JCP&L | Accepted | 2020-12-16 | 2020-12-18 | 2021-12-18 | Hanwha | Q.PEAK DUO BLK-G5 315 | Solar Panels |  | 0.315 | 8 | 290 | 40 |  | Fixed | Roof
NJSTRE1546385932 |  | Transition Incentive Program | Pleasantville | 8232 | 19 | 66.83 | Non Profit | No | Behind the Meter | Net-metered non-residential rooftop and canopy |  | None | National Energy Partners, LLC | AC Electric | Accepted | 2020-12-16 | 2020-12-18 | 2021-12-18 | SOLAREDGE TECHNOLOGIES | SE20KUS | Inverters | 20000 |  | 1 |  |  | 0.975 |  | Outdoor | NEAR THE POINT OF INTERCONNECTION
NJSTRE1546385932 |  | Transition Incentive Program | Pleasantville | 8232 | 19 | 66.83 | Non Profit | No | Behind the Meter | Net-metered non-residential rooftop and canopy |  | None | National Energy Partners, LLC | AC Electric | Accepted | 2020-12-16 | 2020-12-18 | 2021-12-18 | SOLAREDGE TECHNOLOGIES | SE30KUS | Inverters | 30000 |  | 1 |  |  | 0.975 |  | Outdoor | NEAR THE POINT OF INTERCONNECTION
NJSTRE1546385932 |  | Transition Incentive Program | Pleasantville | 8232 | 19 | 66.83 | Non Profit | No | Behind the Meter | Net-metered non-residential rooftop and canopy |  | None | National Energy Partners, LLC | AC Electric | Accepted | 2020-12-16 | 2020-12-18 | 2021-12-18 | JINKO SOLAR | JKM405M-72HL-V | Solar Panels |  | 0.405 | 165 | 220 | 25 |  | Fixed | Roof | ROOFTOP
NJSTRE1546385937 |  | Transition Incentive Program | Bound Brook | 8805 | 5 | 4.58 | Residential | Yes | Behind the Meter | Net-metered residential rooftop and canopy |  | None | Sunrun Installation Services, Inc. | PSE&G | Accepted | 2020-12-16 | 2020-12-18 | 2021-12-18 | Enphase Energy | IQ7-60-x-US (240V) | Inverters | 240 |  | 15 |  |  | 0.96 |  | Outdoor | Rooftop
NJSTRE1546385937 |  | Transition Incentive Program | Bound Brook | 8805 | 5 | 4.58 | Residential | Yes | Behind the Meter | Net-metered residential rooftop and canopy |  | None | Sunrun Installation Services, Inc. | PSE&G | Accepted | 2020-12-16 | 2020-12-18 | 2021-12-18 | LONGi Green Energy Technology Co Ltd | LR6-60HPB-305M | Solar Panels |  | 0.305 | 10 | 196 | 8 |  | Fixed | Roof
NJSTRE1546385937 |  | Transition Incentive Program | Bound Brook | 8805 | 5 | 4.58 | Residential | Yes | Behind the Meter | Net-metered residential rooftop and canopy |  | None | Sunrun Installation Services, Inc. | PSE&G | Accepted | 2020-12-16 | 2020-12-18 | 2021-12-18 | LONGi Green Energy Technology Co Ltd | LR6-60HPB-305M | Solar Panels |  | 0.305 | 5 | 16 | 25 |  | Fixed | Roof
NJSTRE1546385940 |  | Transition Incentive Program | Point Pleasant | 8742 | 18 | 12.24 | Residential | No | Behind the Meter | Net-metered residential rooftop and canopy |  | None | Tesla Energy Operations Inc. | JCP&L | Accepted | 2020-12-16 | 2020-12-18 | 2021-12-18 | Tesla | AC Powerwall 2.0 | Electric Storage Battery |  |  | 2 |  |  |  | Lithium Ion |  | Outside
NJSTRE1546385940 |  | Transition Incentive Program | Point Pleasant | 8742 | 18 | 12.24 | Residential | No | Behind the Meter | Net-metered residential rooftop and canopy |  | None | Tesla Energy Operations Inc. | JCP&L | Accepted | 2020-12-16 | 2020-12-18 | 2021-12-18 | SolarEdge Technologies | SE10000H-US [240V] | Inverters | 10000 |  | 1 |  |  | 0.99 |  | Outside | Outside
NJSTRE1546385940 |  | Transition Incentive Program | Point Pleasant | 8742 | 18 | 12.24 | Residential | No | Behind the Meter | Net-metered residential rooftop and canopy |  | None | Tesla Energy Operations Inc. | JCP&L | Accepted | 2020-12-16 | 2020-12-18 | 2021-12-18 | Hanwha Q-CELLS | Q.Peak DUO BLK-G6+ 340 | Solar Panels |  | 0.34 | 28 | 269 | 40 |  | Fixed | Roof
NJSTRE1546385940 |  | Transition Incentive Program | Point Pleasant | 8742 | 18 | 12.24 | Residential | No | Behind the Meter | Net-metered residential rooftop and canopy |  | None | Tesla Energy Operations Inc. | JCP&L | Accepted | 2020-12-16 | 2020-12-18 | 2021-12-18 | Hanwha Q-CELLS | Q.Peak DUO BLK-G6+ 340 | Solar Panels |  | 0.34 | 8 | 89 | 16 |  | Fixed | Roof
NJSTRE1546385943 |  | Transition Incentive Program | West Milford | 7480 | 6 | 4.48 | Residential | Yes | Behind the Meter | Net-metered residential rooftop and canopy |  | None | Vivint Solar Developer, LLC | Orange Rockland Electric | Accepted | 2020-12-16 | 2020-12-18 | 2021-12-18 | SolarEdge | SE3800H-US | Inverters | 3800 |  | 1 |  |  | 0.992 |  | Outdoor | Near the Utility Meter
NJSTRE1546385943 |  | Transition Incentive Program | West Milford | 7480 | 6 | 4.48 | Residential | Yes | Behind the Meter | Net-metered residential rooftop and canopy |  | None | Vivint Solar Developer, LLC | Orange Rockland Electric | Accepted | 2020-12-16 | 2020-12-18 | 2021-12-18 | Jinko Solar | JKM320M-60HBL | Solar Panels |  | 0.32 | 12 | 110 | 23 |  | Fixed | Roof
NJSTRE1546385943 |  | Transition Incentive Program | West Milford | 7480 | 6 | 4.48 | Residential | Yes | Behind the Meter | Net-metered residential rooftop and canopy |  | None | Vivint Solar Developer, LLC | Orange Rockland Electric | Accepted | 2020-12-16 | 2020-12-18 | 2021-12-18 | Jinko Solar | JKM320M-60HBL | Solar Panels |  | 0.32 | 2 | 290 | 23 |  | Fixed | Roof
NJSTRE1546385946 |  | Transition Incentive Program | Englewood Cliffs | 7632 | 7 | 16.32 | Residential | Yes | Behind the Meter | Net-metered residential rooftop and canopy |  | None | Tesla Energy Operations, Inc. | PSE&G | Accepted | 2020-12-16 | 2020-12-18 | 2021-12-18 | Tesla | AC Powerwall 2.0 | Electric Storage Battery |  |  | 4 |  |  |  | Lithium Ion |  | Inside
NJSTRE1546385946 |  | Transition Incentive Program | Englewood Cliffs | 7632 | 7 | 16.32 | Residential | Yes | Behind the Meter | Net-metered residential rooftop and canopy |  | None | Tesla Energy Operations, Inc. | PSE&G | Accepted | 2020-12-16 | 2020-12-18 | 2021-12-18 | SolarEdge Technologies Ltd. | SE7600H-US [240V] | Inverters | 7600 |  | 2 |  |  | 0.99 |  | Indoor | Inside
NJSTRE1546385946 |  | Transition Incentive Program | Englewood Cliffs | 7632 | 7 | 16.32 | Residential | Yes | Behind the Meter | Net-metered residential rooftop and canopy |  | None | Tesla Energy Operations, Inc. | PSE&G | Accepted | 2020-12-16 | 2020-12-18 | 2021-12-18 | Hanwha Q-CELLS | Q.Peak DUO BLK-G6+ 340 | Solar Panels |  | 0.34 | 29 | 84 | 26 |  | Fixed | Roof
NJSTRE1546385946 |  | Transition Incentive Program | Englewood Cliffs | 7632 | 7 | 16.32 | Residential | Yes | Behind the Meter | Net-metered residential rooftop and canopy |  | None | Tesla Energy Operations, Inc. | PSE&G | Accepted | 2020-12-16 | 2020-12-18 | 2021-12-18 | Hanwha Q-CELLS | Q.Peak DUO BLK-G6+ 340 | Solar Panels |  | 0.34 | 10 | 217 | 38 |  | Fixed | Roof
NJSTRE1546385946 |  | Transition Incentive Program | Englewood Cliffs | 7632 | 7 | 16.32 | Residential | Yes | Behind the Meter | Net-metered residential rooftop and canopy |  | None | Tesla Energy Operations, Inc. | PSE&G | Accepted | 2020-12-16 | 2020-12-18 | 2021-12-18 | Hanwha Q-CELLS | Q.Peak DUO BLK-G6+ 340 | Solar Panels |  | 0.34 | 9 | 174 | 28 |  | Fixed | Roof
NJSTRE1546385958 |  | Transition Incentive Program | Franklin Township | 8873 | 5 | 10.68 | Residential | Yes | Behind the Meter | Net-metered residential rooftop and canopy |  | None | Sunrun Installation Services, Inc. | PSE&G | Accepted | 2020-12-16 | 2020-12-18 | 2021-12-18 | Enphase Energy | IQ7-60-x-US (240V) | Inverters | 240 |  | 35 |  |  | 0.96 |  | Outdoor | Rooftop
NJSTRE1546385958 |  | Transition Incentive Program | Franklin Township | 8873 | 5 | 10.68 | Residential | Yes | Behind the Meter | Net-metered residential rooftop and canopy |  | None | Sunrun Installation Services, Inc. | PSE&G | Accepted | 2020-12-16 | 2020-12-18 | 2021-12-18 | LONGi Green Energy Technology Co Ltd | LR6-60HPB-305M | Solar Panels |  | 0.305 | 20 | 344 | 22 |  | Fixed | Roof
NJSTRE1546385958 |  | Transition Incentive Program | Franklin Township | 8873 | 5 | 10.68 | Residential | Yes | Behind the Meter | Net-metered residential rooftop and canopy |  | None | Sunrun Installation Services, Inc. | PSE&G | Accepted | 2020-12-16 | 2020-12-18 | 2021-12-18 | LONGi Green Energy Technology Co Ltd | LR6-60HPB-305M | Solar Panels |  | 0.305 | 15 | 164 | 22 |  | Fixed | Roof
NJSTRE1546385961 |  | Transition Incentive Program | Newfoundland | 7435 | 6 | 8.84 | Residential | Yes | Behind the Meter | Net-metered residential rooftop and canopy |  | None | Tesla Energy Operations Inc. | JCP&L | Accepted | 2020-12-16 | 2020-12-18 | 2021-12-18 | Tesla | AC Powerwall 2.0 | Electric Storage Battery |  |  | 2 |  |  |  | Lithium Ion |  | Outside
NJSTRE1546385961 |  | Transition Incentive Program | Newfoundland | 7435 | 6 | 8.84 | Residential | Yes | Behind the Meter | Net-metered residential rooftop and canopy |  | None | Tesla Energy Operations Inc. | JCP&L | Accepted | 2020-12-16 | 2020-12-18 | 2021-12-18 | Delta Electronics | M8-TL-US [240V] | Inverters | 7680 |  | 1 |  |  | 0.975 |  | Outside | Outside
NJSTRE1546385961 |  | Transition Incentive Program | Newfoundland | 7435 | 6 | 8.84 | Residential | Yes | Behind the Meter | Net-metered residential rooftop and canopy |  | None | Tesla Energy Operations Inc. | JCP&L | Accepted | 2020-12-16 | 2020-12-18 | 2021-12-18 | Hanwha Q-CELLS | Q.Peak DUO BLK-G6+ 340 | Solar Panels |  | 0.34 | 9 | 126 | 27 |  | Fixed | Roof
NJSTRE1546385961 |  | Transition Incentive Program | Newfoundland | 7435 | 6 | 8.84 | Residential | Yes | Behind the Meter | Net-metered residential rooftop and canopy |  | None | Tesla Energy Operations Inc. | JCP&L | Accepted | 2020-12-16 | 2020-12-18 | 2021-12-18 | Hanwha Q-CELLS | Q.Peak DUO BLK-G6+ 340 | Solar Panels |  | 0.34 | 8 | 126 | 18 |  | Fixed | Roof
NJSTRE1546385961 |  | Transition Incentive Program | Newfoundland | 7435 | 6 | 8.84 | Residential | Yes | Behind the Meter | Net-metered residential rooftop and canopy |  | None | Tesla Energy Operations Inc. | JCP&L | Accepted | 2020-12-16 | 2020-12-18 | 2021-12-18 | Hanwha Q-CELLS | Q.Peak DUO BLK-G6+ 340 | Solar Panels |  | 0.34 | 9 | 306 | 27 |  | Fixed | Roof
NJSTRE1546385967 |  | Transition Incentive Program | Manhawkin | 8050 | 18 | 9.92 | Residential | Yes | Behind the Meter | Net-metered residential rooftop and canopy |  | None | Vivint Solar Developer, LLC | AC Electric | Accepted | 2020-12-17 | 2020-12-18 | 2021-12-18 | SolarEdge | SE7600H-US | Inverters | 7600 |  | 1 |  |  | 0.992 |  | Outdoor | Near the Utility Meter
NJSTRE1546385967 |  | Transition Incentive Program | Manhawkin | 8050 | 18 | 9.92 | Residential | Yes | Behind the Meter | Net-metered residential rooftop and canopy |  | None | Vivint Solar Developer, LLC | AC Electric | Accepted | 2020-12-17 | 2020-12-18 | 2021-12-18 | Jinko Solar | JKM320M-60HBL | Solar Panels |  | 0.32 | 21 | 265 | 41 |  | Fixed | Roof
NJSTRE1546385967 |  | Transition Incentive Program | Manhawkin | 8050 | 18 | 9.92 | Residential | Yes | Behind the Meter | Net-metered residential rooftop and canopy |  | None | Vivint Solar Developer, LLC | AC Electric | Accepted | 2020-12-17 | 2020-12-18 | 2021-12-18 | Jinko Solar | JKM320M-60HBL | Solar Panels |  | 0.32 | 10 | 265 | 19 |  | Fixed | Roof
NJSTRE1546385971 |  | Transition Incentive Program | Jersey City | 7306 | 8 | 4.62 | Residential | No | Behind the Meter | Net-metered residential rooftop and canopy |  | None | Solar States LLC | PSE&G | Accepted | 2020-12-16 | 2020-12-18 | 2021-12-18 | Enphase | IQ7-60-2-US | Inverters | 0.24 |  | 14 |  |  | 0.976 |  | Outside | Rooftop
NJSTRE1546385971 |  | Transition Incentive Program | Jersey City | 7306 | 8 | 4.62 | Residential | No | Behind the Meter | Net-metered residential rooftop and canopy |  | None | Solar States LLC | PSE&G | Accepted | 2020-12-16 | 2020-12-18 | 2021-12-18 | Hanwha | Q.PEAK DUO-G5 330W | Solar Panels |  | 0.33 | 14 | 205 | 3 |  | Fixed | Roof
NJSTRE1546385972 |  | Transition Incentive Program | Mystic Islands | 8234 | 19 | 11.7 | Residential | Yes | Behind the Meter | Net-metered residential rooftop and canopy |  | None | All Season Solar | AC Electric | Accepted | 2020-12-16 | 2020-12-23 | 2021-12-23 | Enphase | IQ7 | Inverters | 240 |  | 36 |  |  | 0.97 |  | Outdoor | under module
NJSTRE1546385972 |  | Transition Incentive Program | Mystic Islands | 8234 | 19 | 11.7 | Residential | Yes | Behind the Meter | Net-metered residential rooftop and canopy |  | None | All Season Solar | AC Electric | Accepted | 2020-12-16 | 2020-12-23 | 2021-12-23 | Trina | TSMDD06M.05II | Solar Panels |  | 0.325 | 10 | 21 | 14 |  | Fixed | Roof
NJSTRE1546385972 |  | Transition Incentive Program | Mystic Islands | 8234 | 19 | 11.7 | Residential | Yes | Behind the Meter | Net-metered residential rooftop and canopy |  | None | All Season Solar | AC Electric | Accepted | 2020-12-16 | 2020-12-23 | 2021-12-23 | Trina | TSMDD06M.05II | Solar Panels |  | 0.325 | 26 | 210 | 14 |  | Fixed | Roof
NJSTRE1546385984 |  | Transition Incentive Program | Woodbury | 8096 | 15 | 9.18 | Residential | Yes | Behind the Meter | Net-metered residential rooftop and canopy |  | None | Trinity Solar | PSE&G | Accepted | 2020-12-16 | 2020-12-18 | 2021-12-18 | SOLAR EDGE | SE7600H-US | Inverters | 7600 |  | 1 |  |  | 0.97 |  | Outside | SIDE OF HOME
NJSTRE1546385984 |  | Transition Incentive Program | Woodbury | 8096 | 15 | 9.18 | Residential | Yes | Behind the Meter | Net-metered residential rooftop and canopy |  | None | Trinity Solar | PSE&G | Accepted | 2020-12-16 | 2020-12-18 | 2021-12-18 | HANWHA 340 (Q.PEAK DUO BLK-G6 340) | HANWHA 340 (Q.PEAK DUO BLK-G6 340) | Solar Panels |  | 0.34 | 20 | 129 | 27 |  | Fixed | Roof
NJSTRE1546385984 |  | Transition Incentive Program | Woodbury | 8096 | 15 | 9.18 | Residential | Yes | Behind the Meter | Net-metered residential rooftop and canopy |  | None | Trinity Solar | PSE&G | Accepted | 2020-12-16 | 2020-12-18 | 2021-12-18 | HANWHA 340 (Q.PEAK DUO BLK-G6 340) | HANWHA 340 (Q.PEAK DUO BLK-G6 340) | Solar Panels |  | 0.34 | 3 | 219 | 34 |  | Fixed | Roof
NJSTRE1546385984 |  | Transition Incentive Program | Woodbury | 8096 | 15 | 9.18 | Residential | Yes | Behind the Meter | Net-metered residential rooftop and canopy |  | None | Trinity Solar | PSE&G | Accepted | 2020-12-16 | 2020-12-18 | 2021-12-18 | HANWHA 340 (Q.PEAK DUO BLK-G6 340) | HANWHA 340 (Q.PEAK DUO BLK-G6 340) | Solar Panels |  | 0.34 | 4 | 129 | 20 |  | Fixed | Roof
NJSTRE1546385991 |  | Transition Incentive Program | Summit | 7901 | 10 | 11.22 | Residential | Yes | Behind the Meter | Net-metered residential rooftop and canopy |  | None | Tesla Energy Operations Inc. | JCP&L | Accepted | 2020-12-16 | 2020-12-18 | 2021-12-18 | Tesla | AC Powerwall 2.0 | Electric Storage Battery |  |  | 2 |  |  |  | Lithium Ion |  | Inside
NJSTRE1546385991 |  | Transition Incentive Program | Summit | 7901 | 10 | 11.22 | Residential | Yes | Behind the Meter | Net-metered residential rooftop and canopy |  | None | Tesla Energy Operations Inc. | JCP&L | Accepted | 2020-12-16 | 2020-12-18 | 2021-12-18 | SolarEdge Technologies | SE10000H-US [240V] | Inverters | 10000 |  | 1 |  |  | 0.99 |  | Outside | Outside
NJSTRE1546385991 |  | Transition Incentive Program | Summit | 7901 | 10 | 11.22 | Residential | Yes | Behind the Meter | Net-metered residential rooftop and canopy |  | None | Tesla Energy Operations Inc. | JCP&L | Accepted | 2020-12-16 | 2020-12-18 | 2021-12-18 | Hanwha Q-CELLS | Q.Peak DUO BLK-G6+ 340 | Solar Panels |  | 0.34 | 6 | 40 | 23 |  | Fixed | Roof
NJSTRE1546385991 |  | Transition Incentive Program | Summit | 7901 | 10 | 11.22 | Residential | Yes | Behind the Meter | Net-metered residential rooftop and canopy |  | None | Tesla Energy Operations Inc. | JCP&L | Accepted | 2020-12-16 | 2020-12-18 | 2021-12-18 | Hanwha Q-CELLS | Q.Peak DUO BLK-G6+ 340 | Solar Panels |  | 0.34 | 4 | 130 | 23 |  | Fixed | Roof
NJSTRE1546385991 |  | Transition Incentive Program | Summit | 7901 | 10 | 11.22 | Residential | Yes | Behind the Meter | Net-metered residential rooftop and canopy |  | None | Tesla Energy Operations Inc. | JCP&L | Accepted | 2020-12-16 | 2020-12-18 | 2021-12-18 | Hanwha Q-CELLS | Q.Peak DUO BLK-G6+ 340 | Solar Panels |  | 0.34 | 5 | 220 | 26 |  | Fixed | Roof
NJSTRE1546385991 |  | Transition Incentive Program | Summit | 7901 | 10 | 11.22 | Residential | Yes | Behind the Meter | Net-metered residential rooftop and canopy |  | None | Tesla Energy Operations Inc. | JCP&L | Accepted | 2020-12-16 | 2020-12-18 | 2021-12-18 | Hanwha Q-CELLS | Q.Peak DUO BLK-G6+ 340 | Solar Panels |  | 0.34 | 10 | 40 | 26 |  | Fixed | Roof
NJSTRE1546385991 |  | Transition Incentive Program | Summit | 7901 | 10 | 11.22 | Residential | Yes | Behind the Meter | Net-metered residential rooftop and canopy |  | None | Tesla Energy Operations Inc. | JCP&L | Accepted | 2020-12-16 | 2020-12-18 | 2021-12-18 | Hanwha Q-CELLS | Q.Peak DUO BLK-G6+ 340 | Solar Panels |  | 0.34 | 8 | 310 | 23 |  | Fixed | Roof
NJSTRE1546386004 |  | Transition Incentive Program | Pennsville | 8070 | 16 | 42.24 | Commercial | Yes | Behind the Meter | Net-metered non-residential rooftop and canopy |  | None | All Season Solar | AC Electric | Accepted | 2020-12-16 | 2020-12-23 | 2021-12-23 | Enphase | IQ7 | Inverters | 240 |  | 132 |  |  | 0.97 |  | Outdoor | under module
NJSTRE1546386004 |  | Transition Incentive Program | Pennsville | 8070 | 16 | 42.24 | Commercial | Yes | Behind the Meter | Net-metered non-residential rooftop and canopy |  | None | All Season Solar | AC Electric | Accepted | 2020-12-16 | 2020-12-23 | 2021-12-23 | Trina | TSMDD06M.05II | Solar Panels |  | 0.32 | 52 | 167 | 21 |  | Fixed | Roof
NJSTRE1546386004 |  | Transition Incentive Program | Pennsville | 8070 | 16 | 42.24 | Commercial | Yes | Behind the Meter | Net-metered non-residential rooftop and canopy |  | None | All Season Solar | AC Electric | Accepted | 2020-12-16 | 2020-12-23 | 2021-12-23 | Trina | TSMDD06M.05II | Solar Panels |  | 0.32 | 50 | 347 | 21 |  | Fixed | Roof
NJSTRE1546386004 |  | Transition Incentive Program | Pennsville | 8070 | 16 | 42.24 | Commercial | Yes | Behind the Meter | Net-metered non-residential rooftop and canopy |  | None | All Season Solar | AC Electric | Accepted | 2020-12-16 | 2020-12-23 | 2021-12-23 | Trina | TSMDD06M.05II | Solar Panels |  | 0.32 | 15 | 167 | 20 |  | Fixed | Roof
NJSTRE1546386004 |  | Transition Incentive Program | Pennsville | 8070 | 16 | 42.24 | Commercial | Yes | Behind the Meter | Net-metered non-residential rooftop and canopy |  | None | All Season Solar | AC Electric | Accepted | 2020-12-16 | 2020-12-23 | 2021-12-23 | Trina | TSMDD06M.05II | Solar Panels |  | 0.32 | 15 | 347 | 20 |  | Fixed | Roof
NJSTRE1546386019 |  | Transition Incentive Program | Moorestown | 8057 | 13 | 9.92 | Residential | Yes | Behind the Meter | Net-metered residential rooftop and canopy |  | None | Vivint Solar Developer, LLC | PSE&G | Accepted | 2020-12-17 | 2020-12-18 | 2021-12-18 | SolarEdge | SE7600H-US | Inverters | 7600 |  | 1 |  |  | 0.992 |  | Outdoor | Near the Utility Meter
NJSTRE1546386019 |  | Transition Incentive Program | Moorestown | 8057 | 13 | 9.92 | Residential | Yes | Behind the Meter | Net-metered residential rooftop and canopy |  | None | Vivint Solar Developer, LLC | PSE&G | Accepted | 2020-12-17 | 2020-12-18 | 2021-12-18 | Jinko Solar | JKM320M-60HBL | Solar Panels |  | 0.32 | 11 | 216 | 30 |  | Fixed | Roof
NJSTRE1546386019 |  | Transition Incentive Program | Moorestown | 8057 | 13 | 9.92 | Residential | Yes | Behind the Meter | Net-metered residential rooftop and canopy |  | None | Vivint Solar Developer, LLC | PSE&G | Accepted | 2020-12-17 | 2020-12-18 | 2021-12-18 | Jinko Solar | JKM320M-60HBL | Solar Panels |  | 0.32 | 20 | 36 | 30 |  | Fixed | Roof
NJSTRE1546386024 |  | Transition Incentive Program | Franklin Lakes | 7417 | 7 | 6.71 | Residential | Yes | Behind the Meter | Net-metered residential rooftop and canopy |  | None | Sunrun Installation Services, Inc. | Orange Rockland Electric | Accepted | 2020-12-16 | 2020-12-18 | 2021-12-18 | Enphase Energy | IQ7-60-x-US (240V) | Inverters | 240 |  | 22 |  |  | 0.96 |  | Outdoor | Rooftop
NJSTRE1546386024 |  | Transition Incentive Program | Franklin Lakes | 7417 | 7 | 6.71 | Residential | Yes | Behind the Meter | Net-metered residential rooftop and canopy |  | None | Sunrun Installation Services, Inc. | Orange Rockland Electric | Accepted | 2020-12-16 | 2020-12-18 | 2021-12-18 | LONGi Green Energy Technology Co Ltd | LR6-60HPB-305M | Solar Panels |  | 0.305 | 22 | 284 | 31 |  | Fixed | Roof
NJSTRE1546386025 |  | Transition Incentive Program | Mullica Hill | 8062 | 15 | 8.5 | Residential | No | Behind the Meter | Net-metered residential rooftop and canopy |  | None | Trinity Solar | AC Electric | Accepted | 2020-12-16 | 2020-12-18 | 2021-12-18 | SOLAREDGE | SE7600H-US | Inverters | 7600 |  | 1 |  |  | 0.97 |  | Outside | SIDE OF HOME
NJSTRE1546386025 |  | Transition Incentive Program | Mullica Hill | 8062 | 15 | 8.5 | Residential | No | Behind the Meter | Net-metered residential rooftop and canopy |  | None | Trinity Solar | AC Electric | Accepted | 2020-12-16 | 2020-12-18 | 2021-12-18 | HANWHA 340 (Q.PEAK DUO BLK-G6 340) | HANWHA 340 (Q.PEAK DUO BLK-G6 340) | Solar Panels |  | 0.34 | 13 | 14 | 30 |  | Fixed | Roof
NJSTRE1546386025 |  | Transition Incentive Program | Mullica Hill | 8062 | 15 | 8.5 | Residential | No | Behind the Meter | Net-metered residential rooftop and canopy |  | None | Trinity Solar | AC Electric | Accepted | 2020-12-16 | 2020-12-18 | 2021-12-18 | HANWHA 340 (Q.PEAK DUO BLK-G6 340) | HANWHA 340 (Q.PEAK DUO BLK-G6 340) | Solar Panels |  | 0.34 | 5 | 194 | 30 |  | Fixed | Roof
NJSTRE1546386025 |  | Transition Incentive Program | Mullica Hill | 8062 | 15 | 8.5 | Residential | No | Behind the Meter | Net-metered residential rooftop and canopy |  | None | Trinity Solar | AC Electric | Accepted | 2020-12-16 | 2020-12-18 | 2021-12-18 | HANWHA 340 (Q.PEAK DUO BLK-G6 340) | HANWHA 340 (Q.PEAK DUO BLK-G6 340) | Solar Panels |  | 0.34 | 7 | 194 | 30 |  | Fixed | Roof
NJSTRE1546386040 |  | Transition Incentive Program | Toms River | 8753 | 18 | 12.8 | Residential | Yes | Behind the Meter | Net-metered residential rooftop and canopy |  | None | All Season Solar | JCP&L | Accepted | 2020-12-16 | 2020-12-23 | 2021-12-23 | Enphase | IQ7 | Inverters | 240 |  | 40 |  |  | 0.97 |  | Outdoor | under module
NJSTRE1546386040 |  | Transition Incentive Program | Toms River | 8753 | 18 | 12.8 | Residential | Yes | Behind the Meter | Net-metered residential rooftop and canopy |  | None | All Season Solar | JCP&L | Accepted | 2020-12-16 | 2020-12-23 | 2021-12-23 | Trina | TSMDD06M.05II | Solar Panels |  | 0.32 | 7 | 350 | 20 |  | Fixed | Roof
NJSTRE1546386040 |  | Transition Incentive Program | Toms River | 8753 | 18 | 12.8 | Residential | Yes | Behind the Meter | Net-metered residential rooftop and canopy |  | None | All Season Solar | JCP&L | Accepted | 2020-12-16 | 2020-12-23 | 2021-12-23 | Trina | TSMDD05.06M | Solar Panels |  | 0.32 | 33 | 170 | 20 |  | Fixed | Roof
NJSTRE1546386058 |  | Transition Incentive Program | Collingswood Boro | 8016 | 13 | 4.88 | Residential | No | Behind the Meter | Net-metered residential rooftop and canopy |  | None | SunnyMac LLC | PSE&G | Accepted | 2020-12-16 | 2020-12-18 | 2021-12-18 | Solaredge | SE3800H-US | Inverters | 3800 |  | 1 |  |  | 0.99 |  | Outdoor | Next to Meter
NJSTRE1546386058 |  | Transition Incentive Program | Collingswood Boro | 8016 | 13 | 4.88 | Residential | No | Behind the Meter | Net-metered residential rooftop and canopy |  | None | SunnyMac LLC | PSE&G | Accepted | 2020-12-16 | 2020-12-18 | 2021-12-18 | REC | 325 N-PEAK Blk | Solar Panels |  | 0.325 | 2 | 293 | 47 |  | Fixed | Roof
NJSTRE1546386058 |  | Transition Incentive Program | Collingswood Boro | 8016 | 13 | 4.88 | Residential | No | Behind the Meter | Net-metered residential rooftop and canopy |  | None | SunnyMac LLC | PSE&G | Accepted | 2020-12-16 | 2020-12-18 | 2021-12-18 | REC | 325 N-PEAK Blk | Solar Panels |  | 0.325 | 3 | 203 | 45 |  | Fixed | Roof
NJSTRE1546386058 |  | Transition Incentive Program | Collingswood Boro | 8016 | 13 | 4.88 | Residential | No | Behind the Meter | Net-metered residential rooftop and canopy |  | None | SunnyMac LLC | PSE&G | Accepted | 2020-12-16 | 2020-12-18 | 2021-12-18 | REC | 325 N-PEAK Blk | Solar Panels |  | 0.325 | 10 | 293 | 45 |  | Fixed | Roof
NJSTRE1546386259 |  | Transition Incentive Program | Colts Neck | 7722 | 17 | 14.3 | Residential | No | Behind the Meter | Net-metered residential rooftop and canopy |  | None | Kopp Electric Company | JCP&L | Accepted | 2020-12-16 | 2020-12-18 | 2021-12-18 | solar edge | SE11400h-us | Inverters | 11400 |  | 1 |  |  | 0.975 |  | Outdoor | Next to meter
NJSTRE1546386259 |  | Transition Incentive Program | Colts Neck | 7722 | 17 | 14.3 | Residential | No | Behind the Meter | Net-metered residential rooftop and canopy |  | None | Kopp Electric Company | JCP&L | Accepted | 2020-12-16 | 2020-12-18 | 2021-12-18 | CertainTeed | CT325HC11-04 | Solar Panels |  | 0.325 | 29 | 250 | 35 |  | Fixed | Roof
NJSTRE1546386259 |  | Transition Incentive Program | Colts Neck | 7722 | 17 | 14.3 | Residential | No | Behind the Meter | Net-metered residential rooftop and canopy |  | None | Kopp Electric Company | JCP&L | Accepted | 2020-12-16 | 2020-12-18 | 2021-12-18 | CertainTeed | CT325HC11-04 | Solar Panels |  | 0.325 | 9 | 160 | 35 |  | Fixed | Roof
NJSTRE1546386259 |  | Transition Incentive Program | Colts Neck | 7722 | 17 | 14.3 | Residential | No | Behind the Meter | Net-metered residential rooftop and canopy |  | None | Kopp Electric Company | JCP&L | Accepted | 2020-12-16 | 2020-12-18 | 2021-12-18 | CertainTeed | CT325HC11-04 | Solar Panels |  | 0.325 | 6 | 70 | 35 |  | Fixed | Roof
NJSTRE1546386474 |  | Transition Incentive Program | Pedricktown | 8067 | 16 | 9.52 | Residential | Yes | Behind the Meter | Net-metered residential rooftop and canopy |  | None | Trinity Solar | AC Electric | Accepted | 2020-12-16 | 2020-12-18 | 2021-12-18 | Solar Edge | SE7600 | Inverters | 7600 |  | 1 |  |  | 0.97 |  | Outside | side of home
NJSTRE1546386474 |  | Transition Incentive Program | Pedricktown | 8067 | 16 | 9.52 | Residential | Yes | Behind the Meter | Net-metered residential rooftop and canopy |  | None | Trinity Solar | AC Electric | Accepted | 2020-12-16 | 2020-12-18 | 2021-12-18 | Hanwha | Q.PEAK DUO BLK-G6 340 | Solar Panels |  | 0.34 | 28 | 180 | 30 |  | Fixed | Roof
NJSTRE1546386707 |  | Transition Incentive Program | Maplewood | 7040 | 9 | 3.96 | Residential | No | Behind the Meter | Net-metered residential rooftop and canopy |  | None | Posigen NJ LLC | PSE&G | Accepted | 2020-12-16 | 2020-12-18 | 2021-12-18 | SolarEdge | SE3800H-US | Inverters | 3800 |  | 1 |  |  | 0.99 |  | Outside | within ten feet of meter
NJSTRE1546386707 |  | Transition Incentive Program | Maplewood | 7040 | 9 | 3.96 | Residential | No | Behind the Meter | Net-metered residential rooftop and canopy |  | None | Posigen NJ LLC | PSE&G | Accepted | 2020-12-16 | 2020-12-18 | 2021-12-18 | Silfab | SIL330HL | Solar Panels |  | 0.33 | 12 | 139319 | 26 |  | Fixed | Roof
NJSTRE1546386708 |  | Transition Incentive Program | Toms River | 8753 | 18 | 13.6 | Residential | Yes | Behind the Meter | Net-metered residential rooftop and canopy |  | None | Trinity Solar | JCP&L | Accepted | 2020-12-16 | 2020-12-18 | 2021-12-18 | Solar Edge | SE11400 | Inverters | 11400 |  | 1 |  |  | 0.97 |  | Outside | side of home
NJSTRE1546386708 |  | Transition Incentive Program | Toms River | 8753 | 18 | 13.6 | Residential | Yes | Behind the Meter | Net-metered residential rooftop and canopy |  | None | Trinity Solar | JCP&L | Accepted | 2020-12-16 | 2020-12-18 | 2021-12-18 | Hanwha | Q.PEAK DUO BLK-G6 340 | Solar Panels |  | 0.34 | 3 | 205 | 40 |  | Fixed | Roof
NJSTRE1546386708 |  | Transition Incentive Program | Toms River | 8753 | 18 | 13.6 | Residential | Yes | Behind the Meter | Net-metered residential rooftop and canopy |  | None | Trinity Solar | JCP&L | Accepted | 2020-12-16 | 2020-12-18 | 2021-12-18 | Hanwha | Q.PEAK DUO BLK-G6 340 | Solar Panels |  | 0.34 | 5 | 205 | 40 |  | Fixed | Roof
NJSTRE1546386708 |  | Transition Incentive Program | Toms River | 8753 | 18 | 13.6 | Residential | Yes | Behind the Meter | Net-metered residential rooftop and canopy |  | None | Trinity Solar | JCP&L | Accepted | 2020-12-16 | 2020-12-18 | 2021-12-18 | Hanwha | Q.PEAK DUO BLK-G6 340 | Solar Panels |  | 0.34 | 6 | 205 | 40 |  | Fixed | Roof
NJSTRE1546386708 |  | Transition Incentive Program | Toms River | 8753 | 18 | 13.6 | Residential | Yes | Behind the Meter | Net-metered residential rooftop and canopy |  | None | Trinity Solar | JCP&L | Accepted | 2020-12-16 | 2020-12-18 | 2021-12-18 | Hanwha | Q.PEAK DUO BLK-G6 340 | Solar Panels |  | 0.34 | 14 | 115 | 40 |  | Fixed | Roof
NJSTRE1546386708 |  | Transition Incentive Program | Toms River | 8753 | 18 | 13.6 | Residential | Yes | Behind the Meter | Net-metered residential rooftop and canopy |  | None | Trinity Solar | JCP&L | Accepted | 2020-12-16 | 2020-12-18 | 2021-12-18 | Hanwha | Q.PEAK DUO BLK-G6 340 | Solar Panels |  | 0.34 | 12 | 115 | 40 |  | Fixed | Roof
NJSTRE1546386710 |  | Transition Incentive Program | Absecon | 8205 | 19 | 8.32 | Residential | Yes | Behind the Meter | Net-metered residential rooftop and canopy |  | None | All Season Solar | AC Electric | Accepted | 2020-12-16 | 2020-12-23 | 2021-12-23 | Enphase | IQ7 | Inverters | 240 |  | 26 |  |  | 0.97 |  | Outdoor | under module
NJSTRE1546386710 |  | Transition Incentive Program | Absecon | 8205 | 19 | 8.32 | Residential | Yes | Behind the Meter | Net-metered residential rooftop and canopy |  | None | All Season Solar | AC Electric | Accepted | 2020-12-16 | 2020-12-23 | 2021-12-23 | Trina | TSMDD06M.05II | Solar Panels |  | 0.32 | 15 | 231 | 26 |  | Fixed | Roof
NJSTRE1546386710 |  | Transition Incentive Program | Absecon | 8205 | 19 | 8.32 | Residential | Yes | Behind the Meter | Net-metered residential rooftop and canopy |  | None | All Season Solar | AC Electric | Accepted | 2020-12-16 | 2020-12-23 | 2021-12-23 | Trina | TSMDD06M.05II | Solar Panels |  | 0.32 | 8 | 141 | 45 |  | Fixed | Roof
NJSTRE1546386710 |  | Transition Incentive Program | Absecon | 8205 | 19 | 8.32 | Residential | Yes | Behind the Meter | Net-metered residential rooftop and canopy |  | None | All Season Solar | AC Electric | Accepted | 2020-12-16 | 2020-12-23 | 2021-12-23 | Trina | TSMDD06M.05II | Solar Panels |  | 0.32 | 3 | 51 | 26 |  | Fixed | Roof
NJSTRE1546386730 |  | Transition Incentive Program | Howell | 7731 | 17 | 10.2 | Residential | Yes | Behind the Meter | Net-metered residential rooftop and canopy |  | None | Trinity Solar | JCP&L | Accepted | 2020-12-16 | 2020-12-18 | 2021-12-18 | Solar Edge | SE7600 | Inverters | 7600 |  | 1 |  |  | 0.97 |  | Outside | side of home
NJSTRE1546386730 |  | Transition Incentive Program | Howell | 7731 | 17 | 10.2 | Residential | Yes | Behind the Meter | Net-metered residential rooftop and canopy |  | None | Trinity Solar | JCP&L | Accepted | 2020-12-16 | 2020-12-18 | 2021-12-18 | Hanwha | Q.PEAK DUO BLK-G6 340 | Solar Panels |  | 0.34 | 4 | 159 | 43 |  | Fixed | Roof
NJSTRE1546386730 |  | Transition Incentive Program | Howell | 7731 | 17 | 10.2 | Residential | Yes | Behind the Meter | Net-metered residential rooftop and canopy |  | None | Trinity Solar | JCP&L | Accepted | 2020-12-16 | 2020-12-18 | 2021-12-18 | Hanwha | Q.PEAK DUO BLK-G6 340 | Solar Panels |  | 0.34 | 16 | 249 | 30 |  | Fixed | Roof
NJSTRE1546386730 |  | Transition Incentive Program | Howell | 7731 | 17 | 10.2 | Residential | Yes | Behind the Meter | Net-metered residential rooftop and canopy |  | None | Trinity Solar | JCP&L | Accepted | 2020-12-16 | 2020-12-18 | 2021-12-18 | Hanwha | Q.PEAK DUO BLK-G6 340 | Solar Panels |  | 0.34 | 10 | 249 | 30 |  | Fixed | Roof
NJSTRE1546386732 |  | Transition Incentive Program | East Orange | 7018 | 9 | 5.44 | Residential | Yes | Behind the Meter | Net-metered residential rooftop and canopy |  | None | Trinity Solar | PSE&G | Accepted | 2020-12-16 | 2020-12-31 | 2021-12-31 | Solar Edge | SE5000H-US000BNC4 | Inverters | 5000 |  | 1 |  |  | 0.97 |  | Outdoor | side of home
NJSTRE1546386732 |  | Transition Incentive Program | East Orange | 7018 | 9 | 5.44 | Residential | Yes | Behind the Meter | Net-metered residential rooftop and canopy |  | None | Trinity Solar | PSE&G | Accepted | 2020-12-16 | 2020-12-31 | 2021-12-31 | HANWHA | Q.PEAK DUO BLK-G6 340 | Solar Panels |  | 0.34 | 5 | 117 | 46 |  | Fixed | Roof
NJSTRE1546386732 |  | Transition Incentive Program | East Orange | 7018 | 9 | 5.44 | Residential | Yes | Behind the Meter | Net-metered residential rooftop and canopy |  | None | Trinity Solar | PSE&G | Accepted | 2020-12-16 | 2020-12-31 | 2021-12-31 | HANWHA | Q.PEAK DUO BLK-G6 340 | Solar Panels |  | 0.34 | 8 | 118 | 46 |  | Fixed | Roof
NJSTRE1546386732 |  | Transition Incentive Program | East Orange | 7018 | 9 | 5.44 | Residential | Yes | Behind the Meter | Net-metered residential rooftop and canopy |  | None | Trinity Solar | PSE&G | Accepted | 2020-12-16 | 2020-12-31 | 2021-12-31 | HANWHA | Q.PEAK DUO BLK-G6 340 | Solar Panels |  | 0.34 | 3 | 207 | 46 |  | Fixed | Roof
NJSTRE1546386768 |  | Transition Incentive Program | Piscataway | 8854 | 11 | 10.88 | Residential | Yes | Behind the Meter | Net-metered residential rooftop and canopy |  | None | Trinity Solar | PSE&G | Accepted | 2020-12-16 | 2020-12-18 | 2021-12-18 | Solar edge | SE10000 | Inverters | 10000 |  | 1 |  |  | 0.97 |  | Outside | side of home
NJSTRE1546386768 |  | Transition Incentive Program | Piscataway | 8854 | 11 | 10.88 | Residential | Yes | Behind the Meter | Net-metered residential rooftop and canopy |  | None | Trinity Solar | PSE&G | Accepted | 2020-12-16 | 2020-12-18 | 2021-12-18 | Hanwha | Q.PEAK DUO BLK-G6 340 | Solar Panels |  | 0.34 | 10 | 233 | 19 |  | Fixed | Roof
NJSTRE1546386768 |  | Transition Incentive Program | Piscataway | 8854 | 11 | 10.88 | Residential | Yes | Behind the Meter | Net-metered residential rooftop and canopy |  | None | Trinity Solar | PSE&G | Accepted | 2020-12-16 | 2020-12-18 | 2021-12-18 | Hanwha | Q.PEAK DUO BLK-G6 340 | Solar Panels |  | 0.34 | 9 | 53 | 19 |  | Fixed | Roof
NJSTRE1546386768 |  | Transition Incentive Program | Piscataway | 8854 | 11 | 10.88 | Residential | Yes | Behind the Meter | Net-metered residential rooftop and canopy |  | None | Trinity Solar | PSE&G | Accepted | 2020-12-16 | 2020-12-18 | 2021-12-18 | Hanwha | Q.PEAK DUO BLK-G6 340 | Solar Panels |  | 0.34 | 11 | 233 | 20 |  | Fixed | Roof
NJSTRE1546386768 |  | Transition Incentive Program | Piscataway | 8854 | 11 | 10.88 | Residential | Yes | Behind the Meter | Net-metered residential rooftop and canopy |  | None | Trinity Solar | PSE&G | Accepted | 2020-12-16 | 2020-12-18 | 2021-12-18 | Hanwha | Q.PEAK DUO BLK-G6 340 | Solar Panels |  | 0.34 | 2 | 53 | 20 |  | Fixed | Roof
NJSTRE1546386778 |  | Transition Incentive Program | West Berlin | 8091 | 14 | 20.15 | Residential | No | Behind the Meter | Net-metered residential rooftop and canopy |  | None | SunnyMac LLC | AC Electric | Accepted | 2020-12-16 | 2020-12-18 | 2021-12-18 | Solaredge | SE5000H-US | Inverters | 5000 |  | 1 |  |  | 0.99 |  | Outdoor | Next to Meter
NJSTRE1546386778 |  | Transition Incentive Program | West Berlin | 8091 | 14 | 20.15 | Residential | No | Behind the Meter | Net-metered residential rooftop and canopy |  | None | SunnyMac LLC | AC Electric | Accepted | 2020-12-16 | 2020-12-18 | 2021-12-18 | Solaredge | SE10000H-US | Inverters | 10000 |  | 1 |  |  | 0.99 |  | Outdoor | Next to Meter
NJSTRE1546386778 |  | Transition Incentive Program | West Berlin | 8091 | 14 | 20.15 | Residential | No | Behind the Meter | Net-metered residential rooftop and canopy |  | None | SunnyMac LLC | AC Electric | Accepted | 2020-12-16 | 2020-12-18 | 2021-12-18 | REC | TwinPeak 2 Mono | Solar Panels |  | 0.325 | 25 | 64 | 9 |  | Fixed | Roof
NJSTRE1546386778 |  | Transition Incentive Program | West Berlin | 8091 | 14 | 20.15 | Residential | No | Behind the Meter | Net-metered residential rooftop and canopy |  | None | SunnyMac LLC | AC Electric | Accepted | 2020-12-16 | 2020-12-18 | 2021-12-18 | REC | TwinPeak 2 Mono | Solar Panels |  | 0.325 | 18 | 154 | 23 |  | Fixed | Roof
NJSTRE1546386778 |  | Transition Incentive Program | West Berlin | 8091 | 14 | 20.15 | Residential | No | Behind the Meter | Net-metered residential rooftop and canopy |  | None | SunnyMac LLC | AC Electric | Accepted | 2020-12-16 | 2020-12-18 | 2021-12-18 | REC | TwinPeak 2 Mono | Solar Panels |  | 0.325 | 8 | 154 | 23 |  | Fixed | Roof
NJSTRE1546386778 |  | Transition Incentive Program | West Berlin | 8091 | 14 | 20.15 | Residential | No | Behind the Meter | Net-metered residential rooftop and canopy |  | None | SunnyMac LLC | AC Electric | Accepted | 2020-12-16 | 2020-12-18 | 2021-12-18 | REC | TwinPeak 2 Mono | Solar Panels |  | 0.325 | 11 | 244 | 23 |  | Fixed | Roof
NJSTRE1546386779 |  | Transition Incentive Program | Manahawkin | 8050 | 18 | 7.68 | Residential | Yes | Behind the Meter | Net-metered residential rooftop and canopy |  | None | Vivint Solar Developer, LLC | AC Electric | Accepted | 2020-12-17 | 2020-12-21 | 2021-12-21 | SolarEdge | SE7600H-US | Inverters | 7600 |  | 1 |  |  | 0.992 |  | Outdoor | Near the Utility Meter
NJSTRE1546386779 |  | Transition Incentive Program | Manahawkin | 8050 | 18 | 7.68 | Residential | Yes | Behind the Meter | Net-metered residential rooftop and canopy |  | None | Vivint Solar Developer, LLC | AC Electric | Accepted | 2020-12-17 | 2020-12-21 | 2021-12-21 | Jinko Solar | JKM320M-60HBL | Solar Panels |  | 0.32 | 12 | 196 | 26 |  | Fixed | Roof
NJSTRE1546386779 |  | Transition Incentive Program | Manahawkin | 8050 | 18 | 7.68 | Residential | Yes | Behind the Meter | Net-metered residential rooftop and canopy |  | None | Vivint Solar Developer, LLC | AC Electric | Accepted | 2020-12-17 | 2020-12-21 | 2021-12-21 | Jinko Solar | JKM320M-60HBL | Solar Panels |  | 0.32 | 12 | 16 | 26 |  | Fixed | Roof
NJSTRE1546386783 |  | Transition Incentive Program | River Edge Boro | 7661 | 7 | 8.16 | Residential | Yes | Behind the Meter | Net-metered residential rooftop and canopy |  | None | Tesla Energy Operations, Inc. | PSE&G | Accepted | 2020-12-16 | 2020-12-18 | 2021-12-18 | Hanwha Q-CELLS | Q.Peak DUO BLK-G6+ 340 | Electric Storage Battery |  |  | 2 |  |  |  | Lithium Ion |  | Inside
NJSTRE1546386783 |  | Transition Incentive Program | River Edge Boro | 7661 | 7 | 8.16 | Residential | Yes | Behind the Meter | Net-metered residential rooftop and canopy |  | None | Tesla Energy Operations, Inc. | PSE&G | Accepted | 2020-12-16 | 2020-12-18 | 2021-12-18 | SolarEdge Technologies Ltd. | SE7600H-US [240V] | Inverters | 0.34 |  | 1 |  |  | 0.99 |  | Indoor | Inside garage
NJSTRE1546386783 |  | Transition Incentive Program | River Edge Boro | 7661 | 7 | 8.16 | Residential | Yes | Behind the Meter | Net-metered residential rooftop and canopy |  | None | Tesla Energy Operations, Inc. | PSE&G | Accepted | 2020-12-16 | 2020-12-18 | 2021-12-18 | Hanwha Q-CELLS | Q.Peak DUO BLK-G6+ 340 | Solar Panels |  | 0.34 | 8 | 180 | 18 |  | Fixed | Roof
NJSTRE1546386783 |  | Transition Incentive Program | River Edge Boro | 7661 | 7 | 8.16 | Residential | Yes | Behind the Meter | Net-metered residential rooftop and canopy |  | None | Tesla Energy Operations, Inc. | PSE&G | Accepted | 2020-12-16 | 2020-12-18 | 2021-12-18 | Hanwha Q-CELLS | Q.Peak DUO BLK-G6+ 340 | Solar Panels |  | 0.34 | 16 | 90 | 23 |  | Fixed | Roof
NJSTRE1546386788 |  | Transition Incentive Program | Westfield | 7090 | 10 | 4.08 | Residential | No | Behind the Meter | Net-metered residential rooftop and canopy |  | None | Trinity Solar | PSE&G | Accepted | 2020-12-16 | 2020-12-18 | 2021-12-18 | Solar Edge | SE3800H-US000BNC4 | Inverters | 3800 |  | 1 |  |  | 0.97 |  | Outdoor | side of home
NJSTRE1546386788 |  | Transition Incentive Program | Westfield | 7090 | 10 | 4.08 | Residential | No | Behind the Meter | Net-metered residential rooftop and canopy |  | None | Trinity Solar | PSE&G | Accepted | 2020-12-16 | 2020-12-18 | 2021-12-18 | HANWHA | Q.PEAK DUO BLK-G6 340 | Solar Panels |  | 0.34 | 12 | 215 | 34 |  | Fixed | Roof
NJSTRE1546386793 |  | Transition Incentive Program | North Plainfield | 7063 | 10 | 11.88 | Residential | No | Behind the Meter | Net-metered residential rooftop and canopy |  | None | Spectacular Solar | PSE&G | Accepted | 2020-12-18 | 2020-12-18 | 2021-12-18 | Enphase | IQ7PLUS-72-2-US | Inverters | 290 |  | 36 |  |  | 0.975 |  | Outside | On Module
NJSTRE1546386793 |  | Transition Incentive Program | North Plainfield | 7063 | 10 | 11.88 | Residential | No | Behind the Meter | Net-metered residential rooftop and canopy |  | None | Spectacular Solar | PSE&G | Accepted | 2020-12-18 | 2020-12-18 | 2021-12-18 | Hanwha | Q.Peak DUO-G7 | Solar Panels |  | 0.33 | 36 | 148 | 18 |  | Fixed | Roof
NJSTRE1546386804 |  | Transition Incentive Program | Franklin Township | 8873 | 5 | 5.7 | Residential | Yes | Behind the Meter | Net-metered residential rooftop and canopy |  | None | Freedom Forever New Jersey LLC | PSE&G | Accepted | 2020-12-29 | 2020-12-29 | 2021-12-29 | Solar Edge | SE5000H-US [SI1] RGM | Inverters | 5000 |  | 1 |  |  | 0.99 |  | Outdoor | n/a
NJSTRE1546386804 |  | Transition Incentive Program | Franklin Township | 8873 | 5 | 5.7 | Residential | Yes | Behind the Meter | Net-metered residential rooftop and canopy |  | None | Freedom Forever New Jersey LLC | PSE&G | Accepted | 2020-12-29 | 2020-12-29 | 2021-12-29 | Hanwha | Q.PLUS BFR-G4.1/TAA 285 | Solar Panels |  | 0.285 | 20 | 153 | 34 |  | Fixed | Roof | n/a
NJSTRE1546386821 |  | Transition Incentive Program | Bargaintown | 8234 | 19 | 8.16 | Residential | Yes | Behind the Meter | Net-metered residential rooftop and canopy |  | None | Tesla Energy Operations Inc. | AC Electric | Accepted | 2020-12-16 | 2020-12-18 | 2021-12-18 | Tesla | AC Powerwall 2.0 | Electric Storage Battery |  |  | 2 |  |  |  | Lithium Ion |  | Inside garage
NJSTRE1546386821 |  | Transition Incentive Program | Bargaintown | 8234 | 19 | 8.16 | Residential | Yes | Behind the Meter | Net-metered residential rooftop and canopy |  | None | Tesla Energy Operations Inc. | AC Electric | Accepted | 2020-12-16 | 2020-12-18 | 2021-12-18 | SolarEdge Technologies | SE7600H-US [240V] | Inverters | 7600 |  | 1 |  |  | 0.99 |  | Outside | Outside
NJSTRE1546386821 |  | Transition Incentive Program | Bargaintown | 8234 | 19 | 8.16 | Residential | Yes | Behind the Meter | Net-metered residential rooftop and canopy |  | None | Tesla Energy Operations Inc. | AC Electric | Accepted | 2020-12-16 | 2020-12-18 | 2021-12-18 | Hanwha Q-CELLS | Q.Peak DUO BLK-G6+ 340 | Solar Panels |  | 0.34 | 2 | 67 | 35 |  | Fixed | Roof
NJSTRE1546386821 |  | Transition Incentive Program | Bargaintown | 8234 | 19 | 8.16 | Residential | Yes | Behind the Meter | Net-metered residential rooftop and canopy |  | None | Tesla Energy Operations Inc. | AC Electric | Accepted | 2020-12-16 | 2020-12-18 | 2021-12-18 | Hanwha Q-CELLS | Q.Peak DUO BLK-G6+ 340 | Solar Panels |  | 0.34 | 2 | 156 | 35 |  | Fixed | Roof
NJSTRE1546386821 |  | Transition Incentive Program | Bargaintown | 8234 | 19 | 8.16 | Residential | Yes | Behind the Meter | Net-metered residential rooftop and canopy |  | None | Tesla Energy Operations Inc. | AC Electric | Accepted | 2020-12-16 | 2020-12-18 | 2021-12-18 | Hanwha Q-CELLS | Q.Peak DUO BLK-G6+ 340 | Solar Panels |  | 0.34 | 6 | 156 | 35 |  | Fixed | Roof
NJSTRE1546386821 |  | Transition Incentive Program | Bargaintown | 8234 | 19 | 8.16 | Residential | Yes | Behind the Meter | Net-metered residential rooftop and canopy |  | None | Tesla Energy Operations Inc. | AC Electric | Accepted | 2020-12-16 | 2020-12-18 | 2021-12-18 | Hanwha Q-CELLS | Q.Peak DUO BLK-G6+ 340 | Solar Panels |  | 0.34 | 6 | 336 | 35 |  | Fixed | Roof
NJSTRE1546386821 |  | Transition Incentive Program | Bargaintown | 8234 | 19 | 8.16 | Residential | Yes | Behind the Meter | Net-metered residential rooftop and canopy |  | None | Tesla Energy Operations Inc. | AC Electric | Accepted | 2020-12-16 | 2020-12-18 | 2021-12-18 | Hanwha Q-CELLS | Q.Peak DUO BLK-G6+ 340 | Solar Panels |  | 0.34 | 2 | 247 | 35 |  | Fixed | Roof
NJSTRE1546386821 |  | Transition Incentive Program | Bargaintown | 8234 | 19 | 8.16 | Residential | Yes | Behind the Meter | Net-metered residential rooftop and canopy |  | None | Tesla Energy Operations Inc. | AC Electric | Accepted | 2020-12-16 | 2020-12-18 | 2021-12-18 | Hanwha Q-CELLS | Q.Peak DUO BLK-G6+ 340 | Solar Panels |  | 0.34 | 6 | 156 | 35 |  | Fixed | Roof
NJSTRE1546386822 |  | Transition Incentive Program | Sewelll | 8080 | 15 | 11.16 | Residential | No | Behind the Meter | Net-metered residential rooftop and canopy |  | None | Arthur R. Todd Electricl Contractor | AC Electric | Accepted | 2020-12-16 | 2020-12-18 | 2021-12-18 | Altenergy Power System | YC600 | Inverters | 0.548 |  | 18 |  |  | 0.96 |  | Outside | roof
NJSTRE1546386822 |  | Transition Incentive Program | Sewelll | 8080 | 15 | 11.16 | Residential | No | Behind the Meter | Net-metered residential rooftop and canopy |  | None | Arthur R. Todd Electricl Contractor | AC Electric | Accepted | 2020-12-16 | 2020-12-18 | 2021-12-18 | Axitec | AXIblackpremium 310 | Solar Panels |  | 0.31 | 36 | 56 NE | 22.6 |  | Fixed | Roof
NJSTRE1546386832 |  | Transition Incentive Program | Elizabeth | 7206 | 10 | 3.4 | Residential | Yes | Behind the Meter | Net-metered residential rooftop and canopy |  | None | Trinity Solar | PSE&G | Accepted | 2020-12-16 | 2020-12-18 | 2021-12-18 | Solar Edge | SE3000H-US000BNC4 | Inverters | 3000 |  | 1 |  |  | 0.97 |  | Outdoor | side of home
NJSTRE1546386832 |  | Transition Incentive Program | Elizabeth | 7206 | 10 | 3.4 | Residential | Yes | Behind the Meter | Net-metered residential rooftop and canopy |  | None | Trinity Solar | PSE&G | Accepted | 2020-12-16 | 2020-12-18 | 2021-12-18 | HANWHA | Q.PEAK DUO BLK-G6 340 | Solar Panels |  | 0.34 | 10 | 145 | 18 |  | Fixed | Roof
NJSTRE1546386837 |  | Transition Incentive Program | Franklin Township | 8873 | 5 | 12.75 | Residential | Yes | Behind the Meter | Net-metered residential rooftop and canopy |  | None | Seabright Solar | PSE&G | Accepted | 2020-12-16 | 2020-12-18 | 2021-12-18 | Enphase | IQ7XS-96-ACM-US | Inverters | 0.315 |  | 39 |  |  | 0.99 |  | Outside | Roof
NJSTRE1546386837 |  | Transition Incentive Program | Franklin Township | 8873 | 5 | 12.75 | Residential | Yes | Behind the Meter | Net-metered residential rooftop and canopy |  | None | Seabright Solar | PSE&G | Accepted | 2020-12-16 | 2020-12-18 | 2021-12-18 | Sunpower | SPR-E20-327 | Solar Panels |  | 0.327 | 28 | 114 | 18 |  | Fixed | Roof
NJSTRE1546386837 |  | Transition Incentive Program | Franklin Township | 8873 | 5 | 12.75 | Residential | Yes | Behind the Meter | Net-metered residential rooftop and canopy |  | None | Seabright Solar | PSE&G | Accepted | 2020-12-16 | 2020-12-18 | 2021-12-18 | Sunpower | SPR-E20-327 | Solar Panels |  | 0.327 | 11 | 114 | 18 |  | Fixed | Roof
NJSTRE1546386855 |  | Transition Incentive Program | Swedeboro | 8085 | 15 | 11.52 | Residential | Yes | Behind the Meter | Net-metered residential rooftop and canopy |  | None | Vivint Solar Developer, LLC | AC Electric | Accepted | 2020-12-17 | 2020-12-18 | 2021-12-18 | SolarEdge | SE7600H-US | Inverters | 7600 |  | 1 |  |  | 0.992 |  | Outdoor | Near the Utility Meter
NJSTRE1546386855 |  | Transition Incentive Program | Swedeboro | 8085 | 15 | 11.52 | Residential | Yes | Behind the Meter | Net-metered residential rooftop and canopy |  | None | Vivint Solar Developer, LLC | AC Electric | Accepted | 2020-12-17 | 2020-12-18 | 2021-12-18 | Jinko Solar | JKM320M-60HBL | Solar Panels |  | 0.32 | 4 | 303 | 31 |  | Fixed | Roof
NJSTRE1546386855 |  | Transition Incentive Program | Swedeboro | 8085 | 15 | 11.52 | Residential | Yes | Behind the Meter | Net-metered residential rooftop and canopy |  | None | Vivint Solar Developer, LLC | AC Electric | Accepted | 2020-12-17 | 2020-12-18 | 2021-12-18 | Jinko Solar | JKM320M-60HBL | Solar Panels |  | 0.32 | 10 | 123 | 30 |  | Fixed | Roof
NJSTRE1546386855 |  | Transition Incentive Program | Swedeboro | 8085 | 15 | 11.52 | Residential | Yes | Behind the Meter | Net-metered residential rooftop and canopy |  | None | Vivint Solar Developer, LLC | AC Electric | Accepted | 2020-12-17 | 2020-12-18 | 2021-12-18 | Jinko Solar | JKM320M-60HBL | Solar Panels |  | 0.32 | 14 | 303 | 30 |  | Fixed | Roof
NJSTRE1546386855 |  | Transition Incentive Program | Swedeboro | 8085 | 15 | 11.52 | Residential | Yes | Behind the Meter | Net-metered residential rooftop and canopy |  | None | Vivint Solar Developer, LLC | AC Electric | Accepted | 2020-12-17 | 2020-12-18 | 2021-12-18 | Jinko Solar | JKM320M-60HBL | Solar Panels |  | 0.32 | 8 | 123 | 31 |  | Fixed | Roof
NJSTRE1546386868 |  | Transition Incentive Program | Willingboro | 8046 | 13 | 10.56 | Residential | Yes | Behind the Meter | Net-metered residential rooftop and canopy |  | None | Sunbound Solar | PSE&G | Accepted | 2020-12-16 | 2020-12-21 | 2021-12-21 | Enphase | IQ7-60-2-US MICROINVERTER | Inverters | 240 |  | 33 |  |  | 0.96 |  | Outdoor | under module
NJSTRE1546386868 |  | Transition Incentive Program | Willingboro | 8046 | 13 | 10.56 | Residential | Yes | Behind the Meter | Net-metered residential rooftop and canopy |  | None | Sunbound Solar | PSE&G | Accepted | 2020-12-16 | 2020-12-21 | 2021-12-21 | Hanwha | Q-CELL. Q.PEAK DUO-G5 320, 320W | Solar Panels |  | 0.32 | 33 | 180 | 20 |  | Fixed | Roof
NJSTRE1546386874 |  | Transition Incentive Program | Sewell | 8080 | 15 | 7.36 | Residential | No | Behind the Meter | Net-metered residential rooftop and canopy |  | None | Freedom Forever New Jersey LLC | AC Electric | Accepted | 2020-12-28 | 2020-12-28 | 2021-12-28 | Solar Edge | SE5000H-US [SI1] | Inverters | 5000 |  | 1 |  |  | 0.99 |  | Outdoor | n/a
NJSTRE1546386874 |  | Transition Incentive Program | Sewell | 8080 | 15 | 7.36 | Residential | No | Behind the Meter | Net-metered residential rooftop and canopy |  | None | Freedom Forever New Jersey LLC | AC Electric | Accepted | 2020-12-28 | 2020-12-28 | 2021-12-28 | Hanwha | Q.PEAK DUO-G5 320 | Solar Panels |  | 0.32 | 23 | 154 | 31 |  | Fixed | Roof | n/a
NJSTRE1546386894 |  | Transition Incentive Program | Verona | 7044 | 9 | 8.5 | Residential | Yes | Behind the Meter | Net-metered residential rooftop and canopy |  | None | Trinity Solar | PSE&G | Accepted | 2020-12-16 | 2020-12-18 | 2021-12-18 | Solar Edge | SE7600 | Inverters | 7600 |  | 1 |  |  | 0.97 |  | Outside | side of home
NJSTRE1546386894 |  | Transition Incentive Program | Verona | 7044 | 9 | 8.5 | Residential | Yes | Behind the Meter | Net-metered residential rooftop and canopy |  | None | Trinity Solar | PSE&G | Accepted | 2020-12-16 | 2020-12-18 | 2021-12-18 | Hanwha | Q.PEAK DUO BLK-G6 340 | Solar Panels |  | 0.34 | 25 | 158 | 41 |  | Fixed | Roof
NJSTRE1546386904 |  | Transition Incentive Program | Absecon | 8201 | 19 | 9.6 | Residential | Yes | Behind the Meter | Net-metered residential rooftop and canopy |  | None | Vivint Solar Developer, LLC | AC Electric | Accepted | 2020-12-17 | 2020-12-18 | 2021-12-18 | SolarEdge | SE7600H-US | Inverters | 7600 |  | 1 |  |  | 0.992 |  | Outdoor | Near the Utility Meter
NJSTRE1546386904 |  | Transition Incentive Program | Absecon | 8201 | 19 | 9.6 | Residential | Yes | Behind the Meter | Net-metered residential rooftop and canopy |  | None | Vivint Solar Developer, LLC | AC Electric | Accepted | 2020-12-17 | 2020-12-18 | 2021-12-18 | Jinko Solar | JKM320M-60HBL | Solar Panels |  | 0.32 | 20 | 148 | 29 |  | Fixed | Roof
NJSTRE1546386904 |  | Transition Incentive Program | Absecon | 8201 | 19 | 9.6 | Residential | Yes | Behind the Meter | Net-metered residential rooftop and canopy |  | None | Vivint Solar Developer, LLC | AC Electric | Accepted | 2020-12-17 | 2020-12-18 | 2021-12-18 | Jinko Solar | JKM320M-60HBL | Solar Panels |  | 0.32 | 10 | 328 | 29 |  | Fixed | Roof
NJSTRE1546386923 |  | Transition Incentive Program | Jackson | 8527 | 18 | 13.2 | Residential | No | Behind the Meter | Net-metered residential rooftop and canopy |  | None | Kamtech Solar Solutions | JCP&L | Accepted | 2020-12-16 | 2020-12-18 | 2021-12-18 | Enphase | IQ7XS | Inverters | 315 |  | 40 |  |  | 0.96 |  | Outdoor | ROOF
NJSTRE1546386923 |  | Transition Incentive Program | Jackson | 8527 | 18 | 13.2 | Residential | No | Behind the Meter | Net-metered residential rooftop and canopy |  | None | Kamtech Solar Solutions | JCP&L | Accepted | 2020-12-16 | 2020-12-18 | 2021-12-18 | CANADIAN SOLAR | CS1H-330MS | Solar Panels |  | 0.33 | 10 | 30 | 18 |  | Fixed | Roof
NJSTRE1546386923 |  | Transition Incentive Program | Jackson | 8527 | 18 | 13.2 | Residential | No | Behind the Meter | Net-metered residential rooftop and canopy |  | None | Kamtech Solar Solutions | JCP&L | Accepted | 2020-12-16 | 2020-12-18 | 2021-12-18 | CANADIAN SOLAR | CS1H-330MS | Solar Panels |  | 0.33 | 30 | 210 | 18 |  | Fixed | Roof
NJSTRE1546386937 |  | Transition Incentive Program | Pennington | 8534 | 12 | 10.5 | Residential | No | Behind the Meter | Net-metered residential ground mount |  | None | Pro Custom Solar dba Momentum Solar | PSE&G | Accepted | 2020-12-16 | 2020-12-18 | 2021-12-18 | Enphase | IQ7Plus-72-2-US | Inverters | 290 |  | 30 |  |  | 0.97 |  | Outdoor | Roof
NJSTRE1546386937 |  | Transition Incentive Program | Pennington | 8534 | 12 | 10.5 | Residential | No | Behind the Meter | Net-metered residential ground mount |  | None | Pro Custom Solar dba Momentum Solar | PSE&G | Accepted | 2020-12-16 | 2020-12-18 | 2021-12-18 | LG ELETRONICS | LG 350N1C-V5 | Solar Panels |  | 0.35 | 30 | 180 | 25 |  | Fixed | Ground
NJSTRE1546386957 |  | Transition Incentive Program | Willingboro | 8046 | 13 | 3.96 | Residential | Yes | Behind the Meter | Net-metered residential rooftop and canopy |  | None | Posigen NJ LLC | PSE&G | Accepted | 2020-12-16 | 2020-12-18 | 2021-12-18 | SolarEdge | SE3800H-US | Inverters | 3800 |  | 1 |  |  | 0.99 |  | Outside | within ten feet of meter
NJSTRE1546386957 |  | Transition Incentive Program | Willingboro | 8046 | 13 | 3.96 | Residential | Yes | Behind the Meter | Net-metered residential rooftop and canopy |  | None | Posigen NJ LLC | PSE&G | Accepted | 2020-12-16 | 2020-12-18 | 2021-12-18 | Silfab | SIL330HL | Solar Panels |  | 0.33 | 12 | 207297 | 23 |  | Fixed | Roof
NJSTRE1546386970 |  | Transition Incentive Program | Brick | 8724 | 18 | 5.6 | Residential | Yes | Behind the Meter | Net-metered residential rooftop and canopy |  | None | Pro Custom Solar dba Momentum Solar | JCP&L | Accepted | 2020-12-16 | 2020-12-18 | 2021-12-18 | Enphase | IQ7Plus-72-2-US | Inverters | 290 |  | 16 |  |  | 0.97 |  | Outdoor | Roof
NJSTRE1546386970 |  | Transition Incentive Program | Brick | 8724 | 18 | 5.6 | Residential | Yes | Behind the Meter | Net-metered residential rooftop and canopy |  | None | Pro Custom Solar dba Momentum Solar | JCP&L | Accepted | 2020-12-16 | 2020-12-18 | 2021-12-18 | LG ELECTRONICS | LG 350N1C-V5 | Solar Panels |  | 0.35 | 16 | 139 | 20 |  | Fixed | Roof
NJSTRE1546386975 |  | Transition Incentive Program | Toms River | 8753 | 18 | 10.83 | Residential | Yes | Behind the Meter | Net-metered residential rooftop and canopy |  | None | Freedom Forever New Jersey LLC | JCP&L | Accepted | 2020-12-22 | 2020-12-22 | 2021-12-22 | Solar Edge | SE10000H-US [SI1] RGM | Inverters | 10000 |  | 1 |  |  | 0.99 |  | Outdoor | n/a
NJSTRE1546386975 |  | Transition Incentive Program | Toms River | 8753 | 18 | 10.83 | Residential | Yes | Behind the Meter | Net-metered residential rooftop and canopy |  | None | Freedom Forever New Jersey LLC | JCP&L | Accepted | 2020-12-22 | 2020-12-22 | 2021-12-22 | Hanwha | Q.PLUS BFR-G4.1/TAA 285 | Solar Panels |  | 0.285 | 5 | 183 | 26 |  | Fixed | Roof | n/a
NJSTRE1546386975 |  | Transition Incentive Program | Toms River | 8753 | 18 | 10.83 | Residential | Yes | Behind the Meter | Net-metered residential rooftop and canopy |  | None | Freedom Forever New Jersey LLC | JCP&L | Accepted | 2020-12-22 | 2020-12-22 | 2021-12-22 | Hanwha | Q.PLUS BFR-G4.1/TAA 285 | Solar Panels |  | 0.285 | 12 | 93 | 32 |  | Fixed | Roof | n/a
NJSTRE1546386975 |  | Transition Incentive Program | Toms River | 8753 | 18 | 10.83 | Residential | Yes | Behind the Meter | Net-metered residential rooftop and canopy |  | None | Freedom Forever New Jersey LLC | JCP&L | Accepted | 2020-12-22 | 2020-12-22 | 2021-12-22 | Hanwha | Q.PLUS BFR-G4.1/TAA 285 | Solar Panels |  | 0.285 | 21 | 273 | 32 |  | Fixed | Roof | n/a
NJSTRE1546387088 |  | Transition Incentive Program | Hazlet | 7730 | 17 | 5.95 | Residential | Yes | Behind the Meter | Net-metered residential rooftop and canopy |  | None | Pro Custom Solar dba Momentum Solar | JCP&L | Accepted | 2020-12-16 | 2020-12-18 | 2021-12-18 | Enphase | IQ7Plus-72-2-US | Inverters | 290 |  | 17 |  |  | 0.97 |  | Outdoor | Roof
NJSTRE1546387088 |  | Transition Incentive Program | Hazlet | 7730 | 17 | 5.95 | Residential | Yes | Behind the Meter | Net-metered residential rooftop and canopy |  | None | Pro Custom Solar dba Momentum Solar | JCP&L | Accepted | 2020-12-16 | 2020-12-18 | 2021-12-18 | LG ELECTRONICS | LG 350N1C-V5 | Solar Panels |  | 0.35 | 17 | 206 | 28 |  | Fixed | Roof
NJSTRE1546387098 |  | Transition Incentive Program | Union | 7083 | 10 | 5.76 | Residential | Yes | Behind the Meter | Net-metered residential rooftop and canopy |  | None | Vivint Solar Developer, LLC | PSE&G | Accepted | 2020-12-17 | 2020-12-18 | 2021-12-18 | SolarEdge | SE3800H-US | Inverters | 3800 |  | 1 |  |  | 0.992 |  | Outdoor | Near the Utility Meter
NJSTRE1546387098 |  | Transition Incentive Program | Union | 7083 | 10 | 5.76 | Residential | Yes | Behind the Meter | Net-metered residential rooftop and canopy |  | None | Vivint Solar Developer, LLC | PSE&G | Accepted | 2020-12-17 | 2020-12-18 | 2021-12-18 | Jinko Solar | JKM320M-60HBL | Solar Panels |  | 0.32 | 6 | 192 | 23 |  | Fixed | Roof
NJSTRE1546387098 |  | Transition Incentive Program | Union | 7083 | 10 | 5.76 | Residential | Yes | Behind the Meter | Net-metered residential rooftop and canopy |  | None | Vivint Solar Developer, LLC | PSE&G | Accepted | 2020-12-17 | 2020-12-18 | 2021-12-18 | Jinko Solar | JKM320M-60HBL | Solar Panels |  | 0.32 | 12 | 192 | 23 |  | Fixed | Roof
NJSTRE1546387118 |  | Transition Incentive Program | Lodi | 7644 | 7 | 5.25 | Residential | Yes | Behind the Meter | Net-metered residential rooftop and canopy |  | None | Pro Custom Solar dba Momentum Solar | PSE&G | Accepted | 2020-12-16 | 2020-12-18 | 2021-12-18 | Enphase | IQ7Plus-72-2-US | Inverters | 290 |  | 15 |  |  | 0.97 |  | Outdoor | Roof
NJSTRE1546387118 |  | Transition Incentive Program | Lodi | 7644 | 7 | 5.25 | Residential | Yes | Behind the Meter | Net-metered residential rooftop and canopy |  | None | Pro Custom Solar dba Momentum Solar | PSE&G | Accepted | 2020-12-16 | 2020-12-18 | 2021-12-18 | LG ELECTRONICS | LG 350N1C-V5 | Solar Panels |  | 0.35 | 9 | 124 | 25 |  | Fixed | Roof
NJSTRE1546387118 |  | Transition Incentive Program | Lodi | 7644 | 7 | 5.25 | Residential | Yes | Behind the Meter | Net-metered residential rooftop and canopy |  | None | Pro Custom Solar dba Momentum Solar | PSE&G | Accepted | 2020-12-16 | 2020-12-18 | 2021-12-18 | LG ELECTRONICS | LG 350N1C-V5 | Solar Panels |  | 0.35 | 6 | 304 | 22 |  | Fixed | Roof
NJSTRE1546387128 |  | Transition Incentive Program | Barnegat | 8005 | 18 | 1303.4 | School Public K-12 | Yes | Behind the Meter | Net-metered non-residential rooftop and canopy |  | None | Eznergy | JCP&L | Accepted | 2020-12-16 | 2020-12-21 | 2021-12-21 | Chint | 50 KW SCA50KTL-DO/US-480 | Inverters | 50000 |  | 10 |  |  | 0.98 |  | Outdoor | On carport structure
NJSTRE1546387128 |  | Transition Incentive Program | Barnegat | 8005 | 18 | 1303.4 | School Public K-12 | Yes | Behind the Meter | Net-metered non-residential rooftop and canopy |  | None | Eznergy | JCP&L | Accepted | 2020-12-16 | 2020-12-21 | 2021-12-21 | Hanwha | Q PEAK DUO L-G5.2 475W | Solar Panels |  | 0.475 | 670 | 216 | 7 |  | Fixed | Parking Lot
NJSTRE1546387128 |  | Transition Incentive Program | Barnegat | 8005 | 18 | 1303.4 | School Public K-12 | Yes | Behind the Meter | Net-metered non-residential rooftop and canopy |  | None | Eznergy | JCP&L | Accepted | 2020-12-16 | 2020-12-21 | 2021-12-21 | Hanwha | Q PEAK DUO L-G5.2 475W | Solar Panels |  | 0.475 | 600 | 216 | 7 |  | Fixed | Parking Lot
NJSTRE1546387128 |  | Transition Incentive Program | Barnegat | 8005 | 18 | 1303.4 | School Public K-12 | Yes | Behind the Meter | Net-metered non-residential rooftop and canopy |  | None | Eznergy | JCP&L | Accepted | 2020-12-16 | 2020-12-21 | 2021-12-21 | Hanwha | Q PEAK DUO L-G5.2 475W | Solar Panels |  | 0.475 | 1474 | 216 | 7 |  | Fixed | Parking Lot
NJSTRE1546387132 |  | Transition Incentive Program | Cherry Hill | 8034 | 14 | 9.6 | Residential | Yes | Behind the Meter | Net-metered residential rooftop and canopy |  | None | Sunbound Solar | PSE&G | Accepted | 2020-12-16 | 2020-12-22 | 2021-12-22 | Enphase | IQ7-60-2-US MICROINVERTER | Inverters | 240 |  | 30 |  |  | 0.976 |  | Outdoor | under module
NJSTRE1546387132 |  | Transition Incentive Program | Cherry Hill | 8034 | 14 | 9.6 | Residential | Yes | Behind the Meter | Net-metered residential rooftop and canopy |  | None | Sunbound Solar | PSE&G | Accepted | 2020-12-16 | 2020-12-22 | 2021-12-22 | Hanwha | Q-CELL. Q.PEAK DUO-G5 320, 320W | Solar Panels |  | 0.32 | 30 | 180 | 20 |  | Fixed | Roof
NJSTRE1546387152 |  | Transition Incentive Program | Belleville | 7109 | 9 | 4.2 | Residential | Yes | Behind the Meter | Net-metered residential rooftop and canopy |  | None | Pro Custom Solar dba Momentum Solar | PSE&G | Accepted | 2020-12-16 | 2020-12-18 | 2021-12-18 | Ephase | IQ7Plus-72-2-US | Inverters | 290 |  | 12 |  |  | 0.97 |  | Outdoor | Roof
NJSTRE1546387152 |  | Transition Incentive Program | Belleville | 7109 | 9 | 4.2 | Residential | Yes | Behind the Meter | Net-metered residential rooftop and canopy |  | None | Pro Custom Solar dba Momentum Solar | PSE&G | Accepted | 2020-12-16 | 2020-12-18 | 2021-12-18 | LG ELECTRONICS | LG 350N1C-V5 | Solar Panels |  | 0.35 | 12 | 195 | 41 |  | Fixed | Roof
NJSTRE1546387159 |  | Transition Incentive Program | Millville | 8332 | 20 | 13.76 | Residential | Yes | Behind the Meter | Net-metered residential rooftop and canopy |  | None | Vivint Solar Developer, LLC | AC Electric | Accepted | 2020-12-17 | 2020-12-18 | 2021-12-18 | SolarEdge | SE7600H-US | Inverters | 7600 |  | 1 |  |  | 0.992 |  | Outdoor | Near the Utility Meter
NJSTRE1546387159 |  | Transition Incentive Program | Millville | 8332 | 20 | 13.76 | Residential | Yes | Behind the Meter | Net-metered residential rooftop and canopy |  | None | Vivint Solar Developer, LLC | AC Electric | Accepted | 2020-12-17 | 2020-12-18 | 2021-12-18 | SolarEdge | SE3800H-US | Inverters | 3800 |  | 1 |  |  | 0.992 |  | Outdoor | Near the Utility Meter
NJSTRE1546387159 |  | Transition Incentive Program | Millville | 8332 | 20 | 13.76 | Residential | Yes | Behind the Meter | Net-metered residential rooftop and canopy |  | None | Vivint Solar Developer, LLC | AC Electric | Accepted | 2020-12-17 | 2020-12-18 | 2021-12-18 | Jinko Solar | JKM320M-60HBL | Solar Panels |  | 0.32 | 19 | 355 | 24 |  | Fixed | Roof
NJSTRE1546387159 |  | Transition Incentive Program | Millville | 8332 | 20 | 13.76 | Residential | Yes | Behind the Meter | Net-metered residential rooftop and canopy |  | None | Vivint Solar Developer, LLC | AC Electric | Accepted | 2020-12-17 | 2020-12-18 | 2021-12-18 | Jinko Solar | JKM320M-60HBL | Solar Panels |  | 0.32 | 21 | 175 | 24 |  | Fixed | Roof
NJSTRE1546387159 |  | Transition Incentive Program | Millville | 8332 | 20 | 13.76 | Residential | Yes | Behind the Meter | Net-metered residential rooftop and canopy |  | None | Vivint Solar Developer, LLC | AC Electric | Accepted | 2020-12-17 | 2020-12-18 | 2021-12-18 | Jinko Solar | JKM320M-60HBL | Solar Panels |  | 0.32 | 3 | 355 | 24 |  | Fixed | Roof
NJSTRE1546387171 |  | Transition Incentive Program | Bogota Boro | 7603 | 7 | 7.25 | Residential | Yes | Behind the Meter | Net-metered residential rooftop and canopy |  | None | Freedom Forever New Jersey LLC | PSE&G | Accepted | 2020-12-21 | 2020-12-22 | 2021-12-22 | Solar Edge | SE6000H-US [SI1] RGM | Inverters | 6000 |  | 1 |  |  | 0.99 |  | Outdoor | n/a
NJSTRE1546387171 |  | Transition Incentive Program | Bogota Boro | 7603 | 7 | 7.25 | Residential | Yes | Behind the Meter | Net-metered residential rooftop and canopy |  | None | Freedom Forever New Jersey LLC | PSE&G | Accepted | 2020-12-21 | 2020-12-22 | 2021-12-22 | Hanwha | Q.PLUS BFR-G4.1- 290 | Solar Panels |  | 0.29 | 4 | 199 | 26 |  | Fixed | Roof | n/a
NJSTRE1546387171 |  | Transition Incentive Program | Bogota Boro | 7603 | 7 | 7.25 | Residential | Yes | Behind the Meter | Net-metered residential rooftop and canopy |  | None | Freedom Forever New Jersey LLC | PSE&G | Accepted | 2020-12-21 | 2020-12-22 | 2021-12-22 | Hanwha | Q.PLUS BFR-G4.1- 290 | Solar Panels |  | 0.29 | 9 | 19 | 24 |  | Fixed | Roof | n/a
NJSTRE1546387171 |  | Transition Incentive Program | Bogota Boro | 7603 | 7 | 7.25 | Residential | Yes | Behind the Meter | Net-metered residential rooftop and canopy |  | None | Freedom Forever New Jersey LLC | PSE&G | Accepted | 2020-12-21 | 2020-12-22 | 2021-12-22 | Hanwha | Q.PLUS BFR-G4.1- 290 | Solar Panels |  | 0.29 | 12 | 199 | 24 |  | Fixed | Roof | n/a
NJSTRE1546387202 |  | Transition Incentive Program | Lanoka Harbor | 8734 | 18 | 9.45 | Residential | Yes | Behind the Meter | Net-metered residential rooftop and canopy |  | None | Pro Custom Solar dba Momentum Solar | JCP&L | Accepted | 2020-12-16 | 2020-12-18 | 2021-12-18 | Enphase | IQ7Plus-72-2-US | Inverters | 290 |  | 27 |  |  | 0.97 |  | Outdoor | Roof
NJSTRE1546387202 |  | Transition Incentive Program | Lanoka Harbor | 8734 | 18 | 9.45 | Residential | Yes | Behind the Meter | Net-metered residential rooftop and canopy |  | None | Pro Custom Solar dba Momentum Solar | JCP&L | Accepted | 2020-12-16 | 2020-12-18 | 2021-12-18 | LG ELECTRONICS | LG 350N1C-V5 | Solar Panels |  | 0.35 | 8 | 279 | 19 |  | Fixed | Roof
NJSTRE1546387202 |  | Transition Incentive Program | Lanoka Harbor | 8734 | 18 | 9.45 | Residential | Yes | Behind the Meter | Net-metered residential rooftop and canopy |  | None | Pro Custom Solar dba Momentum Solar | JCP&L | Accepted | 2020-12-16 | 2020-12-18 | 2021-12-18 | LG ELECTRONICS | LG 350N1C-V5 | Solar Panels |  | 0.35 | 19 | 99 | 21 |  | Fixed | Roof
NJSTRE1546387206 |  | Transition Incentive Program | South Plainfield | 7080 | 11 | 9.28 | Residential | No | Behind the Meter | Net-metered residential rooftop and canopy |  | None | Vivint Solar Developer, LLC | PSE&G | Accepted | 2020-12-17 | 2020-12-18 | 2021-12-18 | SolarEdge | SE7600H-US | Inverters | 7600 |  | 1 |  |  | 0.992 |  | Outdoor | Near the Utility Meter
NJSTRE1546387206 |  | Transition Incentive Program | South Plainfield | 7080 | 11 | 9.28 | Residential | No | Behind the Meter | Net-metered residential rooftop and canopy |  | None | Vivint Solar Developer, LLC | PSE&G | Accepted | 2020-12-17 | 2020-12-18 | 2021-12-18 | Jinko Solar | JKM320M-60HBL | Solar Panels |  | 0.32 | 18 | 248 | 22 |  | Fixed | Roof
NJSTRE1546387206 |  | Transition Incentive Program | South Plainfield | 7080 | 11 | 9.28 | Residential | No | Behind the Meter | Net-metered residential rooftop and canopy |  | None | Vivint Solar Developer, LLC | PSE&G | Accepted | 2020-12-17 | 2020-12-18 | 2021-12-18 | Jinko Solar | JKM320M-60HBL | Solar Panels |  | 0.32 | 11 | 248 | 24 |  | Fixed | Roof
NJSTRE1546387208 |  | Transition Incentive Program | Willingboro Township | 8046 | 13 | 7.98 | Residential | Yes | Behind the Meter | Net-metered residential rooftop and canopy |  | None | Freedom Forever New Jersey LLC | PSE&G | Accepted | 2020-12-16 | 2020-12-18 | 2021-12-18 | Solar Edge | SE7600H-US [SI1] RGM | Inverters | 7600 |  | 1 |  |  | 0.99 |  | Outdoor | n/a
NJSTRE1546387208 |  | Transition Incentive Program | Willingboro Township | 8046 | 13 | 7.98 | Residential | Yes | Behind the Meter | Net-metered residential rooftop and canopy |  | None | Freedom Forever New Jersey LLC | PSE&G | Accepted | 2020-12-16 | 2020-12-18 | 2021-12-18 | Hanwha | Q.PLUS BFR-G4.1/TAA 285 | Solar Panels |  | 0.285 | 28 | 90 | 25 |  | Fixed | Roof | n/a
NJSTRE1546387265 |  | Transition Incentive Program | Florence Township | 8554 | 13 | 5.04 | Residential | Yes | Behind the Meter | Net-metered residential rooftop and canopy |  | None | Freedom Forever New Jersey LLC | PSE&G | Accepted | 2020-12-22 | 2020-12-23 | 2021-12-23 | Solar Edge | SE5000H-US [SI1] RGM | Inverters | 5000 |  | 1 |  |  | 0.99 |  | Outdoor | n/a
NJSTRE1546387265 |  | Transition Incentive Program | Florence Township | 8554 | 13 | 5.04 | Residential | Yes | Behind the Meter | Net-metered residential rooftop and canopy |  | None | Freedom Forever New Jersey LLC | PSE&G | Accepted | 2020-12-22 | 2020-12-23 | 2021-12-23 | Longi | LR6-60HPB-315M | Solar Panels |  | 0.315 | 8 | 263 | 27 |  | Fixed | Roof | n/a
NJSTRE1546387265 |  | Transition Incentive Program | Florence Township | 8554 | 13 | 5.04 | Residential | Yes | Behind the Meter | Net-metered residential rooftop and canopy |  | None | Freedom Forever New Jersey LLC | PSE&G | Accepted | 2020-12-22 | 2020-12-23 | 2021-12-23 | Longi | LR6-60HPB-315M | Solar Panels |  | 0.315 | 8 | 83 | 27 |  | Fixed | Roof | n/a
NJSTRE1546387271 |  | Transition Incentive Program | South Hackensack | 7606 | 7 | 7 | Residential | Yes | Behind the Meter | Net-metered residential rooftop and canopy |  | None | Pro Custom Solar dba Momentum Solar | PSE&G | Accepted | 2020-12-16 | 2020-12-18 | 2021-12-18 | Enphase | IQ7Plus-72-2-US | Inverters | 290 |  | 20 |  |  | 0.97 |  | Outdoor | Roof
NJSTRE1546387271 |  | Transition Incentive Program | South Hackensack | 7606 | 7 | 7 | Residential | Yes | Behind the Meter | Net-metered residential rooftop and canopy |  | None | Pro Custom Solar dba Momentum Solar | PSE&G | Accepted | 2020-12-16 | 2020-12-18 | 2021-12-18 | LG ELECTRONICS | LG 350N1C-V5 | Solar Panels |  | 0.35 | 20 | 196 | 20 |  | Fixed | Roof
NJSTRE1546387285 |  | Transition Incentive Program | Vineland | 8360 | 20 | 4.91 | Residential | Yes | Behind the Meter | Net-metered residential rooftop and canopy |  | None | Castle Energy, LLC | Vineland Muni Electric | Accepted | 2020-12-16 | 2020-12-18 | 2021-12-18 | SunPower | SPR-E20-327-E-AC | Inverters | 320 |  | 15 |  |  | 0.975 |  | Outdoor | on the rooftop under each solar panel
NJSTRE1546387285 |  | Transition Incentive Program | Vineland | 8360 | 20 | 4.91 | Residential | Yes | Behind the Meter | Net-metered residential rooftop and canopy |  | None | Castle Energy, LLC | Vineland Muni Electric | Accepted | 2020-12-16 | 2020-12-18 | 2021-12-18 | SunPower | SPR-E20-327-E-AC | Solar Panels |  | 0.327 | 3 | 274 | 27 |  | Fixed | Roof
NJSTRE1546387285 |  | Transition Incentive Program | Vineland | 8360 | 20 | 4.91 | Residential | Yes | Behind the Meter | Net-metered residential rooftop and canopy |  | None | Castle Energy, LLC | Vineland Muni Electric | Accepted | 2020-12-16 | 2020-12-18 | 2021-12-18 | SunPower | SPR-E20-327-E-AC | Solar Panels |  | 0.327 | 12 | 94 | 20 |  | Fixed | Roof
NJSTRE1546387290 |  | Transition Incentive Program | Trenton | 8611 | 12 | 3.92 | Residential | Yes | Behind the Meter | Net-metered residential rooftop and canopy |  | None | Castle Energy, LLC | PSE&G | Accepted | 2020-12-16 | 2020-12-23 | 2021-12-23 | SunPower | SPR-E20-327-E-AC | Inverters | 320 |  | 12 |  |  | 0.975 |  | Outdoor | on the rooftop under each solar panel
NJSTRE1546387290 |  | Transition Incentive Program | Trenton | 8611 | 12 | 3.92 | Residential | Yes | Behind the Meter | Net-metered residential rooftop and canopy |  | None | Castle Energy, LLC | PSE&G | Accepted | 2020-12-16 | 2020-12-23 | 2021-12-23 | SunPower | SPR-E20-327-E-AC | Solar Panels |  | 0.327 | 2 | 75 | 29 |  | Fixed | Roof
NJSTRE1546387290 |  | Transition Incentive Program | Trenton | 8611 | 12 | 3.92 | Residential | Yes | Behind the Meter | Net-metered residential rooftop and canopy |  | None | Castle Energy, LLC | PSE&G | Accepted | 2020-12-16 | 2020-12-23 | 2021-12-23 | SunPower | SPR-E20-327-E-AC | Solar Panels |  | 0.327 | 10 | 255 | 29 |  | Fixed | Roof
NJSTRE1546387331 |  | Transition Incentive Program | Upper Greenwd Lk | 7421 | 6 | 16.32 | Residential | No | Behind the Meter | Net-metered residential rooftop and canopy |  | None | Tesla Energy Operations Inc. | Orange Rockland Electric | Accepted | 2020-12-16 | 2020-12-18 | 2021-12-18 | SolarEdge Technologies | SE7600H-US [240V] | Inverters | 7600 |  | 2 |  |  | 0.99 |  | Outside | Outside
NJSTRE1546387331 |  | Transition Incentive Program | Upper Greenwd Lk | 7421 | 6 | 16.32 | Residential | No | Behind the Meter | Net-metered residential rooftop and canopy |  | None | Tesla Energy Operations Inc. | Orange Rockland Electric | Accepted | 2020-12-16 | 2020-12-18 | 2021-12-18 | Hanwha Q-CELLS | Q.Peak DUO BLK-G6+ 340 | Solar Panels |  | 0.34 | 20 | 133 | 26 |  | Fixed | Roof
NJSTRE1546387331 |  | Transition Incentive Program | Upper Greenwd Lk | 7421 | 6 | 16.32 | Residential | No | Behind the Meter | Net-metered residential rooftop and canopy |  | None | Tesla Energy Operations Inc. | Orange Rockland Electric | Accepted | 2020-12-16 | 2020-12-18 | 2021-12-18 | Hanwha Q-CELLS | Q.Peak DUO BLK-G6+ 340 | Solar Panels |  | 0.34 | 4 | 132 | 24 |  | Fixed | Roof
NJSTRE1546387331 |  | Transition Incentive Program | Upper Greenwd Lk | 7421 | 6 | 16.32 | Residential | No | Behind the Meter | Net-metered residential rooftop and canopy |  | None | Tesla Energy Operations Inc. | Orange Rockland Electric | Accepted | 2020-12-16 | 2020-12-18 | 2021-12-18 | Hanwha Q-CELLS | Q.Peak DUO BLK-G6+ 340 | Solar Panels |  | 0.34 | 4 | 312 | 24 |  | Fixed | Roof
NJSTRE1546387331 |  | Transition Incentive Program | Upper Greenwd Lk | 7421 | 6 | 16.32 | Residential | No | Behind the Meter | Net-metered residential rooftop and canopy |  | None | Tesla Energy Operations Inc. | Orange Rockland Electric | Accepted | 2020-12-16 | 2020-12-18 | 2021-12-18 | Hanwha Q-CELLS | Q.Peak DUO BLK-G6+ 340 | Solar Panels |  | 0.34 | 20 | 313 | 26 |  | Fixed | Roof
NJSTRE1546389607 |  | Transition Incentive Program | Toms River | 8753 | 18 | 8.63 | Residential | Yes | Behind the Meter | Net-metered residential rooftop and canopy |  | None | SunPower Corporation, Systems | JCP&L | Final As-Built Received | 2020-12-17 | 2020-12-30 |  | SunPower | SPR-X21-345-C-AC | Solar Panels |  | 0.345 | 25 | 269 | 25 |  | Fixed | Roof
NJSTRE1546389607 |  | Transition Incentive Program | Toms River | 8753 | 18 | 8.63 | Residential | Yes | Behind the Meter | Net-metered residential rooftop and canopy |  | None | SunPower Corporation, Systems | JCP&L | Final As-Built Received | 2020-12-17 | 2020-12-30 |  | SunPower | SPR-X21-345-C-AC | Inverters | 320 |  | 25 |  |  | 0.96 |  | Other | Under Each Panel
NJSTRE1546389607 |  | Transition Incentive Program | Toms River | 8753 | 18 | 8.63 | Residential | Yes | Behind the Meter | Net-metered residential rooftop and canopy |  | None | SunPower Corporation, Systems | JCP&L | Final As-Built Received | 2020-12-17 | 2020-12-30 |  | SunPower | PVS5 | Meters |  |  | 1 |  |  |  | Yes | Outdoor
NJSTRE1546389610 |  | Transition Incentive Program | Paterson | 7524 | 6 | 7.2 | Residential | Yes | Behind the Meter | Net-metered residential rooftop and canopy |  | None | SunPower Corporation, Systems | PSE&G | Final As-Built Received | 2020-12-17 | 2020-12-30 |  | SunPower | SPR-X22-360-C-AC | Solar Panels |  | 0.36 | 6 | 103 | 27 |  | Fixed | Roof
NJSTRE1546389610 |  | Transition Incentive Program | Paterson | 7524 | 6 | 7.2 | Residential | Yes | Behind the Meter | Net-metered residential rooftop and canopy |  | None | SunPower Corporation, Systems | PSE&G | Final As-Built Received | 2020-12-17 | 2020-12-30 |  | SunPower | SPR-X22-360-C-AC | Solar Panels |  | 0.36 | 14 | 103 | 25 |  | Fixed | Roof
NJSTRE1546389610 |  | Transition Incentive Program | Paterson | 7524 | 6 | 7.2 | Residential | Yes | Behind the Meter | Net-metered residential rooftop and canopy |  | None | SunPower Corporation, Systems | PSE&G | Final As-Built Received | 2020-12-17 | 2020-12-30 |  | SunPower | SPR-X22-360-C-AC | Inverters | 320 |  | 20 |  |  | 0.96 |  | Other | under each panel
NJSTRE1546389610 |  | Transition Incentive Program | Paterson | 7524 | 6 | 7.2 | Residential | Yes | Behind the Meter | Net-metered residential rooftop and canopy |  | None | SunPower Corporation, Systems | PSE&G | Final As-Built Received | 2020-12-17 | 2020-12-30 |  | SunPower | PVS5 | Meters |  |  | 1 |  |  |  | Yes | Outdoor
NJSTRE1546389618 |  | Transition Incentive Program | Wildwood | 8260 | 21 | 11.38 | Residential | No | Behind the Meter | Net-metered residential rooftop and canopy |  | None | Whitman Construction, LLC | AC Electric | Accepted | 2020-12-17 | 2020-12-21 | 2021-12-21 | Enphase | iq760-2-us | Inverters | 240 |  | 34 |  |  | 0.975 |  | Outside | micro inverters located under modules
NJSTRE1546389618 |  | Transition Incentive Program | Wildwood | 8260 | 21 | 11.38 | Residential | No | Behind the Meter | Net-metered residential rooftop and canopy |  | None | Whitman Construction, LLC | AC Electric | Accepted | 2020-12-17 | 2020-12-21 | 2021-12-21 | trina | tsm 325 de06m | Solar Panels |  | 0.325 | 14 | 228 | 25 |  | Fixed | Roof
NJSTRE1546389618 |  | Transition Incentive Program | Wildwood | 8260 | 21 | 11.38 | Residential | No | Behind the Meter | Net-metered residential rooftop and canopy |  | None | Whitman Construction, LLC | AC Electric | Accepted | 2020-12-17 | 2020-12-21 | 2021-12-21 | trina | tsm 325 de06m | Solar Panels |  | 0.325 | 17 | 138 | 18 |  | Fixed | Roof
NJSTRE1546389618 |  | Transition Incentive Program | Wildwood | 8260 | 21 | 11.38 | Residential | No | Behind the Meter | Net-metered residential rooftop and canopy |  | None | Whitman Construction, LLC | AC Electric | Accepted | 2020-12-17 | 2020-12-21 | 2021-12-21 | trina | tsm 325 de06m | Solar Panels |  | 0.325 | 4 | 228 | 25 |  | Fixed | Roof
NJSTRE1546389629 |  | Transition Incentive Program | Toms River | 8753 | 18 | 3.96 | Residential | Yes | Behind the Meter | Net-metered residential rooftop and canopy |  | None | Posigen NJ LLC | JCP&L | Accepted | 2020-12-17 | 2020-12-21 | 2021-12-21 | SolarEdge | SE3800H-US | Inverters | 3800 |  | 1 |  |  | 0.99 |  | Outside | within ten feet of meter
NJSTRE1546389629 |  | Transition Incentive Program | Toms River | 8753 | 18 | 3.96 | Residential | Yes | Behind the Meter | Net-metered residential rooftop and canopy |  | None | Posigen NJ LLC | JCP&L | Accepted | 2020-12-17 | 2020-12-21 | 2021-12-21 | Silfab | SIL330HL | Solar Panels |  | 0.33 | 12 | 123303 | 19 |  | Fixed | Roof
NJSTRE1546389682 |  | Transition Incentive Program | Dayton | 8810 | 11 | 7.26 | Residential | Yes | Behind the Meter | Net-metered residential rooftop and canopy |  | None | Posigen NJ LLC | PSE&G | Accepted | 2020-12-17 | 2020-12-21 | 2021-12-21 | SolarEdge | SE7600H-US | Inverters | 7600 |  | 1 |  |  | 0.99 |  | Outside | within ten feet of meter
NJSTRE1546389682 |  | Transition Incentive Program | Dayton | 8810 | 11 | 7.26 | Residential | Yes | Behind the Meter | Net-metered residential rooftop and canopy |  | None | Posigen NJ LLC | PSE&G | Accepted | 2020-12-17 | 2020-12-21 | 2021-12-21 | Silfab | SIL330HL | Solar Panels |  | 0.33 | 22 | 55236 | 34 |  | Fixed | Roof
NJSTRE1546389685 |  | Transition Incentive Program | Glassboro | 8028 | 15 | 17.25 | Commercial | No | Behind the Meter | Net-metered residential rooftop and canopy |  | None | Spectacular Solar | AC Electric | Accepted | 2020-12-17 | 2020-12-21 | 2021-12-21 | Solar Edge | SE10000-US | Inverters | 10000 |  | 1 |  |  | 0.975 |  | Outdoor | Outside
NJSTRE1546389685 |  | Transition Incentive Program | Glassboro | 8028 | 15 | 17.25 | Commercial | No | Behind the Meter | Net-metered residential rooftop and canopy |  | None | Spectacular Solar | AC Electric | Accepted | 2020-12-17 | 2020-12-21 | 2021-12-21 | Solar Edge | SE3800-US | Inverters | 3800 |  | 1 |  |  | 0.98 |  | Outdoor | Outside
NJSTRE1546389685 |  | Transition Incentive Program | Glassboro | 8028 | 15 | 17.25 | Commercial | No | Behind the Meter | Net-metered residential rooftop and canopy |  | None | Spectacular Solar | AC Electric | Accepted | 2020-12-17 | 2020-12-21 | 2021-12-21 | Qcell | Q.Plus L-G4.2 | Solar Panels |  | 0.345 | 50 | 70 | 0 |  | Fixed | Roof
NJSTRE1546389702 |  | Transition Incentive Program | Englishtown | 7726 | 17 | 14.49 | Residential | Yes | Behind the Meter | Net-metered residential rooftop and canopy |  | None | Solar Energy World | JCP&L | Accepted | 2020-12-17 | 2020-12-21 | 2021-12-21 | SolarEdge Technologies | SE3000H-USRGM | Inverters | 3000 |  | 1 |  |  | 0.977 |  | Outside | near meter
NJSTRE1546389702 |  | Transition Incentive Program | Englishtown | 7726 | 17 | 14.49 | Residential | Yes | Behind the Meter | Net-metered residential rooftop and canopy |  | None | Solar Energy World | JCP&L | Accepted | 2020-12-17 | 2020-12-21 | 2021-12-21 | SolarEdge Technologies | SE10000H-USRGM | Inverters | 10000 |  | 1 |  |  | 0.98 |  | Outside | near meter
NJSTRE1546389702 |  | Transition Incentive Program | Englishtown | 7726 | 17 | 14.49 | Residential | Yes | Behind the Meter | Net-metered residential rooftop and canopy |  | None | Solar Energy World | JCP&L | Accepted | 2020-12-17 | 2020-12-21 | 2021-12-21 | Longi | LR6-60HPB-315M | Solar Panels |  | 0.315 | 7 | 275 | 34 |  | Double Axis | Roof
NJSTRE1546389702 |  | Transition Incentive Program | Englishtown | 7726 | 17 | 14.49 | Residential | Yes | Behind the Meter | Net-metered residential rooftop and canopy |  | None | Solar Energy World | JCP&L | Accepted | 2020-12-17 | 2020-12-21 | 2021-12-21 | Longi | LR6-60HPB-315M | Solar Panels |  | 0.315 | 5 | 96 | 29 |  | Fixed | Roof
NJSTRE1546389702 |  | Transition Incentive Program | Englishtown | 7726 | 17 | 14.49 | Residential | Yes | Behind the Meter | Net-metered residential rooftop and canopy |  | None | Solar Energy World | JCP&L | Accepted | 2020-12-17 | 2020-12-21 | 2021-12-21 | Longi | LR6-60HPB-315M | Solar Panels |  | 0.315 | 14 | 184 | 32 |  | Fixed | Roof
NJSTRE1546389702 |  | Transition Incentive Program | Englishtown | 7726 | 17 | 14.49 | Residential | Yes | Behind the Meter | Net-metered residential rooftop and canopy |  | None | Solar Energy World | JCP&L | Accepted | 2020-12-17 | 2020-12-21 | 2021-12-21 | Longi | LR6-60HPB-315M | Solar Panels |  | 0.315 | 20 | 95 | 34 |  | Fixed | Pole
NJSTRE1546389727 |  | Transition Incentive Program | Swedesboro | 8085 | 15 | 4.76 | Residential | Yes | Behind the Meter | Net-metered residential rooftop and canopy |  | None | Trinity Solar | AC Electric | Accepted | 2020-12-17 | 2020-12-21 | 2021-12-21 | Solar Edge | SE3800 | Inverters | 3800 |  | 1 |  |  | 0.97 |  | Outside | side of home
NJSTRE1546389727 |  | Transition Incentive Program | Swedesboro | 8085 | 15 | 4.76 | Residential | Yes | Behind the Meter | Net-metered residential rooftop and canopy |  | None | Trinity Solar | AC Electric | Accepted | 2020-12-17 | 2020-12-21 | 2021-12-21 | Hanwha | Q.PEAK DUO BLK-G6 340 | Solar Panels |  | 0.34 | 6 | 268 | 34 |  | Fixed | Roof
NJSTRE1546389727 |  | Transition Incentive Program | Swedesboro | 8085 | 15 | 4.76 | Residential | Yes | Behind the Meter | Net-metered residential rooftop and canopy |  | None | Trinity Solar | AC Electric | Accepted | 2020-12-17 | 2020-12-21 | 2021-12-21 | Hanwha | Q.PEAK DUO BLK-G6 340 | Solar Panels |  | 0.34 | 8 | 178 | 45 |  | Fixed | Roof
NJSTRE1546389734 |  | Transition Incentive Program | Bayville | 8721 | 18 | 7.26 | Residential | Yes | Behind the Meter | Net-metered residential rooftop and canopy |  | None | Posigen NJ LLC | JCP&L | Accepted | 2020-12-17 | 2020-12-21 | 2021-12-21 | SolarEdge | SE7600H-US | Inverters | 7600 |  | 1 |  |  | 0.99 |  | Outside | within ten feet of meter
NJSTRE1546389734 |  | Transition Incentive Program | Bayville | 8721 | 18 | 7.26 | Residential | Yes | Behind the Meter | Net-metered residential rooftop and canopy |  | None | Posigen NJ LLC | JCP&L | Accepted | 2020-12-17 | 2020-12-21 | 2021-12-21 | Silfab | SIL330HL | Solar Panels |  | 0.33 | 22 | 182 | 99 |  | Fixed | Roof
NJSTRE1546389755 |  | Transition Incentive Program | ELIZABETH | 7206 | 10 | 5.44 | Residential | No | Behind the Meter | Net-metered residential rooftop and canopy |  | None | Accord Power Inc | PSE&G | Accepted | 2020-12-17 | 2020-12-21 | 2021-12-21 | AP System | YC600 | Inverters | 548 |  | 8 |  |  | 0.967 |  | Indoor | Roof
NJSTRE1546389755 |  | Transition Incentive Program | ELIZABETH | 7206 | 10 | 5.44 | Residential | No | Behind the Meter | Net-metered residential rooftop and canopy |  | None | Accord Power Inc | PSE&G | Accepted | 2020-12-17 | 2020-12-21 | 2021-12-21 | Hanwah | Q cell 340 | Solar Panels |  | 0.34 | 1 | 323 | 20 |  | Fixed | Roof
NJSTRE1546389755 |  | Transition Incentive Program | ELIZABETH | 7206 | 10 | 5.44 | Residential | No | Behind the Meter | Net-metered residential rooftop and canopy |  | None | Accord Power Inc | PSE&G | Accepted | 2020-12-17 | 2020-12-21 | 2021-12-21 | Hanwah | Q cell 340 | Solar Panels |  | 0.34 | 15 | 143 | 20 |  | Fixed | Roof
NJSTRE1546389761 |  | Transition Incentive Program | Lakewood | 8701 | 18 | 6.27 | Residential | No | Behind the Meter | Net-metered residential rooftop and canopy |  | None | Powerlutions | JCP&L | Accepted | 2020-12-17 | 2020-12-21 | 2021-12-21 | SolarEdge | SE5000H-US | Inverters | 5 |  | 1 |  |  | 0.99 |  | Outdoor | near meter
NJSTRE1546389761 |  | Transition Incentive Program | Lakewood | 8701 | 18 | 6.27 | Residential | No | Behind the Meter | Net-metered residential rooftop and canopy |  | None | Powerlutions | JCP&L | Accepted | 2020-12-17 | 2020-12-21 | 2021-12-21 | Axitec | AC-330MH/120S | Solar Panels |  | 0.33 | 19 | 187 | 39 |  | Fixed | Roof
NJSTRE1546389774 |  | Transition Incentive Program | Holmdel | 7733 | 17 | 13.26 | Residential | Yes | Behind the Meter | Net-metered residential rooftop and canopy |  | None | Trinity Solar | JCP&L | Accepted | 2020-12-17 | 2020-12-21 | 2021-12-21 | Solar edge | SE10000 | Inverters | 10000 |  | 1 |  |  | 0.97 |  | Outside | side of home
NJSTRE1546389774 |  | Transition Incentive Program | Holmdel | 7733 | 17 | 13.26 | Residential | Yes | Behind the Meter | Net-metered residential rooftop and canopy |  | None | Trinity Solar | JCP&L | Accepted | 2020-12-17 | 2020-12-21 | 2021-12-21 | Hanwha | Q.PEAK DUO BLK-G6 340 | Solar Panels |  | 0.34 | 7 | 166 | 29 |  | Fixed | Roof
NJSTRE1546389774 |  | Transition Incentive Program | Holmdel | 7733 | 17 | 13.26 | Residential | Yes | Behind the Meter | Net-metered residential rooftop and canopy |  | None | Trinity Solar | JCP&L | Accepted | 2020-12-17 | 2020-12-21 | 2021-12-21 | Hanwha | Q.PEAK DUO BLK-G6 340 | Solar Panels |  | 0.34 | 6 | 166 | 30 |  | Fixed | Roof
NJSTRE1546389774 |  | Transition Incentive Program | Holmdel | 7733 | 17 | 13.26 | Residential | Yes | Behind the Meter | Net-metered residential rooftop and canopy |  | None | Trinity Solar | JCP&L | Accepted | 2020-12-17 | 2020-12-21 | 2021-12-21 | Hanwha | Q.PEAK DUO BLK-G6 340 | Solar Panels |  | 0.34 | 5 | 256 | 32 |  | Fixed | Roof
NJSTRE1546389774 |  | Transition Incentive Program | Holmdel | 7733 | 17 | 13.26 | Residential | Yes | Behind the Meter | Net-metered residential rooftop and canopy |  | None | Trinity Solar | JCP&L | Accepted | 2020-12-17 | 2020-12-21 | 2021-12-21 | Hanwha | Q.PEAK DUO BLK-G6 340 | Solar Panels |  | 0.34 | 21 | 166 | 30 |  | Fixed | Roof
NJSTRE1546389839 |  | Transition Incentive Program | Margate City | 8402 | 19 | 5.4 | Residential | No | Behind the Meter | Net-metered residential rooftop and canopy |  | None | Solar Energy World | AC Electric | Accepted | 2020-12-17 | 2020-12-21 | 2021-12-21 | Enphase Energy | IQ7PLUS-72-2-US | Inverters | 240 |  | 15 |  |  | 0.986 |  | Outdoor | near panels
NJSTRE1546389839 |  | Transition Incentive Program | Margate City | 8402 | 19 | 5.4 | Residential | No | Behind the Meter | Net-metered residential rooftop and canopy |  | None | Solar Energy World | AC Electric | Accepted | 2020-12-17 | 2020-12-21 | 2021-12-21 | REC | REC360AABLK | Solar Panels |  | 0.36 | 15 | 142 | 23 |  | Fixed | Roof
NJSTRE1546389845 |  | Transition Incentive Program | Villas | 8251 | 21 | 10.88 | Residential | Yes | Behind the Meter | Net-metered residential rooftop and canopy |  | None | Trinity Solar | AC Electric | Accepted | 2020-12-17 | 2020-12-21 | 2021-12-21 | Solar edge | SE10000 | Inverters | 10000 |  | 1 |  |  | 0.97 |  | Outside | side of home
NJSTRE1546389845 |  | Transition Incentive Program | Villas | 8251 | 21 | 10.88 | Residential | Yes | Behind the Meter | Net-metered residential rooftop and canopy |  | None | Trinity Solar | AC Electric | Accepted | 2020-12-17 | 2020-12-21 | 2021-12-21 | Hanwha | Q.PEAK DUO BLK-G6 340 | Solar Panels |  | 0.34 | 11 | 126 | 20 |  | Fixed | Roof
NJSTRE1546389845 |  | Transition Incentive Program | Villas | 8251 | 21 | 10.88 | Residential | Yes | Behind the Meter | Net-metered residential rooftop and canopy |  | None | Trinity Solar | AC Electric | Accepted | 2020-12-17 | 2020-12-21 | 2021-12-21 | Hanwha | Q.PEAK DUO BLK-G6 340 | Solar Panels |  | 0.34 | 10 | 217 | 10 |  | Fixed | Roof
NJSTRE1546389845 |  | Transition Incentive Program | Villas | 8251 | 21 | 10.88 | Residential | Yes | Behind the Meter | Net-metered residential rooftop and canopy |  | None | Trinity Solar | AC Electric | Accepted | 2020-12-17 | 2020-12-21 | 2021-12-21 | Hanwha | Q.PEAK DUO BLK-G6 340 | Solar Panels |  | 0.34 | 6 | 127 | 23 |  | Fixed | Roof
NJSTRE1546389845 |  | Transition Incentive Program | Villas | 8251 | 21 | 10.88 | Residential | Yes | Behind the Meter | Net-metered residential rooftop and canopy |  | None | Trinity Solar | AC Electric | Accepted | 2020-12-17 | 2020-12-21 | 2021-12-21 | Hanwha | Q.PEAK DUO BLK-G6 340 | Solar Panels |  | 0.34 | 5 | 217 | 18 |  | Fixed | Roof
NJSTRE1546389848 |  | Transition Incentive Program | Hillsborough TWP | 8502 | 5 | 9.52 | Residential | No | Behind the Meter | Net-metered residential rooftop and canopy |  | None | Tesla Energy Operations Inc. | PSE&G | Accepted | 2020-12-17 | 2020-12-21 | 2021-12-21 | SolarEdge Technologies | SE10000H-US [240V] | Inverters | 10000 |  | 1 |  |  | 0.99 |  | Outside | Outside
NJSTRE1546389848 |  | Transition Incentive Program | Hillsborough TWP | 8502 | 5 | 9.52 | Residential | No | Behind the Meter | Net-metered residential rooftop and canopy |  | None | Tesla Energy Operations Inc. | PSE&G | Accepted | 2020-12-17 | 2020-12-21 | 2021-12-21 | Hanwha Q-CELLS | Q.Peak DUO BLK-G6+ 340 | Solar Panels |  | 0.34 | 10 | 204 | 42 |  | Fixed | Roof
NJSTRE1546389848 |  | Transition Incentive Program | Hillsborough TWP | 8502 | 5 | 9.52 | Residential | No | Behind the Meter | Net-metered residential rooftop and canopy |  | None | Tesla Energy Operations Inc. | PSE&G | Accepted | 2020-12-17 | 2020-12-21 | 2021-12-21 | Hanwha Q-CELLS | Q.Peak DUO BLK-G6+ 340 | Solar Panels |  | 0.34 | 6 | 114 | 35 |  | Fixed | Roof
NJSTRE1546389848 |  | Transition Incentive Program | Hillsborough TWP | 8502 | 5 | 9.52 | Residential | No | Behind the Meter | Net-metered residential rooftop and canopy |  | None | Tesla Energy Operations Inc. | PSE&G | Accepted | 2020-12-17 | 2020-12-21 | 2021-12-21 | Hanwha Q-CELLS | Q.Peak DUO BLK-G6+ 340 | Solar Panels |  | 0.34 | 12 | 204 | 43 |  | Fixed | Roof
NJSTRE1546389854 |  | Transition Incentive Program | Camden | 8103 | 14 | 3.96 | Residential | Yes | Behind the Meter | Net-metered residential rooftop and canopy |  | None | Posigen NJ LLC | PSE&G | Accepted | 2020-12-17 | 2020-12-21 | 2021-12-21 | SolarEdge | SE3800H-US | Inverters | 3800 |  | 1 |  |  | 0.99 |  | Outside | within ten feet of meter
NJSTRE1546389854 |  | Transition Incentive Program | Camden | 8103 | 14 | 3.96 | Residential | Yes | Behind the Meter | Net-metered residential rooftop and canopy |  | None | Posigen NJ LLC | PSE&G | Accepted | 2020-12-17 | 2020-12-21 | 2021-12-21 | Silfab | SIL330HL | Solar Panels |  | 0.33 | 12 | 175355 | 22 |  | Fixed | Roof
NJSTRE1546389880 |  | Transition Incentive Program | Runnemede | 8078 | 14 | 9.86 | Residential | Yes | Behind the Meter | Net-metered residential rooftop and canopy |  | None | Trinity Solar | PSE&G | Accepted | 2020-12-17 | 2020-12-21 | 2021-12-21 | Solar edge | SE7600 | Inverters | 7600 |  | 1 |  |  | 0.97 |  | Outside | side of home
NJSTRE1546389880 |  | Transition Incentive Program | Runnemede | 8078 | 14 | 9.86 | Residential | Yes | Behind the Meter | Net-metered residential rooftop and canopy |  | None | Trinity Solar | PSE&G | Accepted | 2020-12-17 | 2020-12-21 | 2021-12-21 | Hanwha | Q.PEAK DUO BLK-G6 340 | Solar Panels |  | 0.34 | 17 | 68 | 33 |  | Fixed | Roof
NJSTRE1546389880 |  | Transition Incentive Program | Runnemede | 8078 | 14 | 9.86 | Residential | Yes | Behind the Meter | Net-metered residential rooftop and canopy |  | None | Trinity Solar | PSE&G | Accepted | 2020-12-17 | 2020-12-21 | 2021-12-21 | Hanwha | Q.PEAK DUO BLK-G6 340 | Solar Panels |  | 0.34 | 12 | 248 | 2 |  | Fixed | Roof
NJSTRE1546389894 |  | Transition Incentive Program | Medford | 8055 | 13 | 7.32 | Residential | Yes | Behind the Meter | Net-metered residential rooftop and canopy |  | None | Sunrun Installation Services, Inc. | PSE&G | Accepted | 2020-12-17 | 2020-12-29 | 2021-12-29 | LG Chem | RESU 10H SEG | Electric Storage Battery |  |  | 1 |  |  |  | Lithium Ion |  | outside
NJSTRE1546389894 |  | Transition Incentive Program | Medford | 8055 | 13 | 7.32 | Residential | Yes | Behind the Meter | Net-metered residential rooftop and canopy |  | None | Sunrun Installation Services, Inc. | PSE&G | Accepted | 2020-12-17 | 2020-12-29 | 2021-12-29 | Delta Electronics | E6-TL-US | Inverters | 6000 |  | 1 |  |  | 0.96 |  | Outdoor | Next To Meter
NJSTRE1546389894 |  | Transition Incentive Program | Medford | 8055 | 13 | 7.32 | Residential | Yes | Behind the Meter | Net-metered residential rooftop and canopy |  | None | Sunrun Installation Services, Inc. | PSE&G | Accepted | 2020-12-17 | 2020-12-29 | 2021-12-29 | LONGi Green Energy Technology Co Ltd | LR6-60HPB-305M | Solar Panels |  | 0.305 | 24 | 238 | 18 |  | Fixed | Roof
NJSTRE1546389895 |  | Transition Incentive Program | Montgomery TWP | 8502 | 5 | 6.12 | Residential | No | Behind the Meter | Net-metered residential rooftop and canopy |  | None | Tesla Energy Operations Inc. | PSE&G | Accepted | 2020-12-17 | 2020-12-21 | 2021-12-21 | Delta Electronics | M8-TL-US [240V] | Inverters | 7680 |  | 1 |  |  | 0.975 |  | Indoor | Inside garage
NJSTRE1546389895 |  | Transition Incentive Program | Montgomery TWP | 8502 | 5 | 6.12 | Residential | No | Behind the Meter | Net-metered residential rooftop and canopy |  | None | Tesla Energy Operations Inc. | PSE&G | Accepted | 2020-12-17 | 2020-12-21 | 2021-12-21 | Hanwha Q-CELLS | Q.Peak DUO BLK-G6+ 340 | Solar Panels |  | 0.34 | 18 | 215 | 36 |  | Fixed | Roof
NJSTRE1546389902 |  | Transition Incentive Program | Lanoka Harbor | 8734 | 18 | 6.46 | Residential | Yes | Behind the Meter | Net-metered residential rooftop and canopy |  | None | Trinity Solar | JCP&L | Accepted | 2020-12-17 | 2020-12-21 | 2021-12-21 | Solar Edge | SE5000 | Inverters | 5000 |  | 1 |  |  | 0.97 |  | Outside | side of home
NJSTRE1546389902 |  | Transition Incentive Program | Lanoka Harbor | 8734 | 18 | 6.46 | Residential | Yes | Behind the Meter | Net-metered residential rooftop and canopy |  | None | Trinity Solar | JCP&L | Accepted | 2020-12-17 | 2020-12-21 | 2021-12-21 | Hanwha | Q.PEAK DUO BLK-G6 340 | Solar Panels |  | 0.34 | 19 | 184 | 20 |  | Fixed | Roof
NJSTRE1546389927 |  | Transition Incentive Program | Eizabeth | 7206 | 10 | 7.14 | Residential | No | Behind the Meter | Net-metered residential rooftop and canopy |  | None | Accord Power Inc | PSE&G | Accepted | 2020-12-17 | 2020-12-21 | 2021-12-21 | AP System | YC600 | Inverters | 548 |  | 11 |  |  | 0.967 |  | Outdoor | Roof
NJSTRE1546389927 |  | Transition Incentive Program | Eizabeth | 7206 | 10 | 7.14 | Residential | No | Behind the Meter | Net-metered residential rooftop and canopy |  | None | Accord Power Inc | PSE&G | Accepted | 2020-12-17 | 2020-12-21 | 2021-12-21 | Hanwah | Q cell 340 | Solar Panels |  | 0.34 | 17 | 323 | 20 |  | Fixed | Roof
NJSTRE1546389927 |  | Transition Incentive Program | Eizabeth | 7206 | 10 | 7.14 | Residential | No | Behind the Meter | Net-metered residential rooftop and canopy |  | None | Accord Power Inc | PSE&G | Accepted | 2020-12-17 | 2020-12-21 | 2021-12-21 | Hanwah | Q cell 340 | Solar Panels |  | 0.34 | 4 | 233 | 20 |  | Fixed | Roof
NJSTRE1546389938 |  | Transition Incentive Program | Hillside | 7205 | 10 | 6.71 | Residential | Yes | Behind the Meter | Net-metered residential rooftop and canopy |  | None | Sunrun, Inc. | PSE&G | Accepted | 2020-12-17 | 2020-12-21 | 2021-12-21 | Enphase Energy | IQ7-60-x-US (240V) | Inverters | 240 |  | 22 |  |  | 0.96 |  | Outdoor | Rooftop
NJSTRE1546389938 |  | Transition Incentive Program | Hillside | 7205 | 10 | 6.71 | Residential | Yes | Behind the Meter | Net-metered residential rooftop and canopy |  | None | Sunrun, Inc. | PSE&G | Accepted | 2020-12-17 | 2020-12-21 | 2021-12-21 | LONGi Green Energy Technology Co Ltd | LR6-60HPB-305M | Solar Panels |  | 0.305 | 3 | 306 | 27 |  | Fixed | Roof
NJSTRE1546389938 |  | Transition Incentive Program | Hillside | 7205 | 10 | 6.71 | Residential | Yes | Behind the Meter | Net-metered residential rooftop and canopy |  | None | Sunrun, Inc. | PSE&G | Accepted | 2020-12-17 | 2020-12-21 | 2021-12-21 | LONGi Green Energy Technology Co Ltd | LR6-60HPB-305M | Solar Panels |  | 0.305 | 19 | 127 | 27 |  | Fixed | Roof
NJSTRE1546389967 |  | Transition Incentive Program | Glassboro | 8028 | 15 | 7.26 | Residential | Yes | Behind the Meter | Net-metered residential rooftop and canopy |  | None | Posigen NJ LLC | AC Electric | Accepted | 2020-12-17 | 2020-12-21 | 2021-12-21 | SolarEdge | SE7600H-US | Inverters | 7600 |  | 1 |  |  | 0.99 |  | Outside | within ten feet of meter
NJSTRE1546389967 |  | Transition Incentive Program | Glassboro | 8028 | 15 | 7.26 | Residential | Yes | Behind the Meter | Net-metered residential rooftop and canopy |  | None | Posigen NJ LLC | AC Electric | Accepted | 2020-12-17 | 2020-12-21 | 2021-12-21 | Silfab | SIL330HL | Solar Panels |  | 0.33 | 22 | 167 | 16 |  | Fixed | Roof
NJSTRE1546389970 |  | Transition Incentive Program | Rockaway | 7866 | 3 | 6.12 | Residential | Yes | Behind the Meter | Net-metered residential rooftop and canopy |  | None | Trinity Solar | JCP&L | Accepted | 2020-12-17 | 2020-12-21 | 2021-12-21 | Solar Edge | SE5000 | Inverters | 5000 |  | 1 |  |  | 0.97 |  | Outside | side of home
NJSTRE1546389970 |  | Transition Incentive Program | Rockaway | 7866 | 3 | 6.12 | Residential | Yes | Behind the Meter | Net-metered residential rooftop and canopy |  | None | Trinity Solar | JCP&L | Accepted | 2020-12-17 | 2020-12-21 | 2021-12-21 | Hanwha | Q.PEAK DUO BLK-G6 340 | Solar Panels |  | 0.34 | 18 | 116 | 44 |  | Fixed | Roof
NJSTRE1546389971 |  | Transition Incentive Program | Jackosn | 8527 | 18 | 10.44 | Residential | No | Behind the Meter | Net-metered residential rooftop and canopy |  | None | Green Revoluton Solar | JCP&L | Accepted | 2020-12-17 | 2020-12-21 | 2021-12-21 | SMA | SB7.7-1 SP-US-41 | Inverters | 7700 |  | 1 |  |  | 0.97 |  | Outdoor | near the meter
NJSTRE1546389971 |  | Transition Incentive Program | Jackosn | 8527 | 18 | 10.44 | Residential | No | Behind the Meter | Net-metered residential rooftop and canopy |  | None | Green Revoluton Solar | JCP&L | Accepted | 2020-12-17 | 2020-12-21 | 2021-12-21 | REC | REC360AA | Solar Panels |  | 0.36 | 29 | 168 | 24 |  | Fixed | Roof
NJSTRE1546389980 |  | Transition Incentive Program | Roselle Boro | 7203 | 10 | 7.48 | Residential | Yes | Behind the Meter | Net-metered residential rooftop and canopy |  | None | Tesla Energy Operations Inc. | PSE&G | Accepted | 2020-12-17 | 2020-12-21 | 2021-12-21 | Delta Electronics | M8-TL-US [240V] | Inverters | 7680 |  | 1 |  |  | 0.975 |  | Outside | Outside
NJSTRE1546389980 |  | Transition Incentive Program | Roselle Boro | 7203 | 10 | 7.48 | Residential | Yes | Behind the Meter | Net-metered residential rooftop and canopy |  | None | Tesla Energy Operations Inc. | PSE&G | Accepted | 2020-12-17 | 2020-12-21 | 2021-12-21 | Hanwha Q-CELLS | Q.Peak DUO BLK-G6+ 340 | Solar Panels |  | 0.34 | 8 | 350 | 37 |  | Fixed | Roof
NJSTRE1546389980 |  | Transition Incentive Program | Roselle Boro | 7203 | 10 | 7.48 | Residential | Yes | Behind the Meter | Net-metered residential rooftop and canopy |  | None | Tesla Energy Operations Inc. | PSE&G | Accepted | 2020-12-17 | 2020-12-21 | 2021-12-21 | Hanwha Q-CELLS | Q.Peak DUO BLK-G6+ 340 | Solar Panels |  | 0.34 | 14 | 170 | 37 |  | Fixed | Roof
NJSTRE1546389997 |  | Transition Incentive Program | Sewell | 8080 | 15 | 4.16 | Residential | Yes | Behind the Meter | Net-metered residential rooftop and canopy |  | None | Trinity Solar | AC Electric | Accepted | 2020-12-17 | 2020-12-21 | 2021-12-21 | Solar Edge | SE3800H-US | Inverters | 3800 |  | 1 |  |  | 0.97 |  | Outside | side of home
NJSTRE1546389997 |  | Transition Incentive Program | Sewell | 8080 | 15 | 4.16 | Residential | Yes | Behind the Meter | Net-metered residential rooftop and canopy |  | None | Trinity Solar | AC Electric | Accepted | 2020-12-17 | 2020-12-21 | 2021-12-21 | Hanwha 320 | Q.PEAK DUO BLK-G5 320 | Solar Panels |  | 0.32 | 13 | 228 | 23 |  | Fixed | Roof
NJSTRE1546390024 |  | Transition Incentive Program | Wrightstown | 8562 | 13 | 19.8 | Residential | No | Behind the Meter | Net-metered residential rooftop and canopy |  | None | Green power Energy | JCP&L | Accepted | 2020-12-17 | 2020-12-21 | 2021-12-21 | Enphase Energy | IQ7PLUS-72-2-US (240V) | Inverters | 290 |  | 55 |  |  | 0.975 |  | Outside | next to meter
NJSTRE1546390024 |  | Transition Incentive Program | Wrightstown | 8562 | 13 | 19.8 | Residential | No | Behind the Meter | Net-metered residential rooftop and canopy |  | None | Green power Energy | JCP&L | Accepted | 2020-12-17 | 2020-12-21 | 2021-12-21 | LG Electronics | LG360N1C-N5 | Solar Panels |  | 0.36 | 4 | 304 | 19 |  | Fixed | Roof
NJSTRE1546390024 |  | Transition Incentive Program | Wrightstown | 8562 | 13 | 19.8 | Residential | No | Behind the Meter | Net-metered residential rooftop and canopy |  | None | Green power Energy | JCP&L | Accepted | 2020-12-17 | 2020-12-21 | 2021-12-21 | LG Electronics | LG360N1C-N5 | Solar Panels |  | 0.36 | 23 | 124 | 19 |  | Fixed | Roof
NJSTRE1546390024 |  | Transition Incentive Program | Wrightstown | 8562 | 13 | 19.8 | Residential | No | Behind the Meter | Net-metered residential rooftop and canopy |  | None | Green power Energy | JCP&L | Accepted | 2020-12-17 | 2020-12-21 | 2021-12-21 | LG Electronics | LG360N1C-N5 | Solar Panels |  | 0.36 | 10 | 124 | 19 |  | Fixed | Roof
NJSTRE1546390024 |  | Transition Incentive Program | Wrightstown | 8562 | 13 | 19.8 | Residential | No | Behind the Meter | Net-metered residential rooftop and canopy |  | None | Green power Energy | JCP&L | Accepted | 2020-12-17 | 2020-12-21 | 2021-12-21 | LG Electronics | LG360N1C-N5 | Solar Panels |  | 0.36 | 18 | 304 | 19 |  | Fixed | Roof
NJSTRE1546390138 |  | Transition Incentive Program | Pennsville | 8070 | 16 | 11.73 | Residential | Yes | Behind the Meter | Net-metered residential rooftop and canopy |  | None | Trinity Solar | AC Electric | Accepted | 2020-12-17 | 2020-12-21 | 2021-12-21 | Solar Edge | SE10000 | Inverters | 10000 |  | 1 |  |  | 0.97 |  | Outside | side of home
NJSTRE1546390138 |  | Transition Incentive Program | Pennsville | 8070 | 16 | 11.73 | Residential | Yes | Behind the Meter | Net-metered residential rooftop and canopy |  | None | Trinity Solar | AC Electric | Accepted | 2020-12-17 | 2020-12-21 | 2021-12-21 | Hanwha | Q.PEAK DUO BLK-G6 335 | Solar Panels |  | 0.335 | 15 | 205 | 20 |  | Fixed | Roof
NJSTRE1546390138 |  | Transition Incentive Program | Pennsville | 8070 | 16 | 11.73 | Residential | Yes | Behind the Meter | Net-metered residential rooftop and canopy |  | None | Trinity Solar | AC Electric | Accepted | 2020-12-17 | 2020-12-21 | 2021-12-21 | Hanwha | Q.PEAK DUO BLK-G6 335 | Solar Panels |  | 0.335 | 20 | 115 | 20 |  | Fixed | Roof
NJSTRE1546390381 |  | Transition Incentive Program | Cape May | 8204 | 21 | 5.63 | Residential | No | Behind the Meter | Net-metered residential rooftop and canopy |  | None | Solar States LLC | AC Electric | Accepted | 2020-12-17 | 2020-12-21 | 2021-12-21 | Enphase | IQ7PLUS-72-2-US | Inverters | 0.29 |  | 15 |  |  | 0.976 |  | Outside | Rooftop
NJSTRE1546390381 |  | Transition Incentive Program | Cape May | 8204 | 21 | 5.63 | Residential | No | Behind the Meter | Net-metered residential rooftop and canopy |  | None | Solar States LLC | AC Electric | Accepted | 2020-12-17 | 2020-12-21 | 2021-12-21 | LG | LG375Q1C-V5 375 | Solar Panels |  | 0.375 | 9 | 127 | 35 |  | Fixed | Roof
NJSTRE1546390381 |  | Transition Incentive Program | Cape May | 8204 | 21 | 5.63 | Residential | No | Behind the Meter | Net-metered residential rooftop and canopy |  | None | Solar States LLC | AC Electric | Accepted | 2020-12-17 | 2020-12-21 | 2021-12-21 | LG | LG 375Q1C-V5 375 | Solar Panels |  | 0.375 | 6 | 127 | 33 |  | Fixed | Roof
NJSTRE1546390389 |  | Transition Incentive Program | Lake Hiawatha | 7034 | 3 | 4.08 | Residential | No | Behind the Meter | Net-metered residential rooftop and canopy |  | None | Trinity Solar | JCP&L | Accepted | 2020-12-17 | 2020-12-21 | 2021-12-21 | Solar Edge | SE3800H-US | Inverters | 3800 |  | 1 |  |  | 0.97 |  | Outside | side of home
NJSTRE1546390389 |  | Transition Incentive Program | Lake Hiawatha | 7034 | 3 | 4.08 | Residential | No | Behind the Meter | Net-metered residential rooftop and canopy |  | None | Trinity Solar | JCP&L | Accepted | 2020-12-17 | 2020-12-21 | 2021-12-21 | Hanwha 340 | Q.PEAK DUO BLK-G6 340 | Solar Panels |  | 0.34 | 6 | 185 | 27 |  | Fixed | Roof
NJSTRE1546390389 |  | Transition Incentive Program | Lake Hiawatha | 7034 | 3 | 4.08 | Residential | No | Behind the Meter | Net-metered residential rooftop and canopy |  | None | Trinity Solar | JCP&L | Accepted | 2020-12-17 | 2020-12-21 | 2021-12-21 | Hanwha 340 | Q.PEAK DUO BLK-G6 340 | Solar Panels |  | 0.34 | 6 | 275 | 29 |  | Fixed | Roof
NJSTRE1546390396 |  | Transition Incentive Program | Paterson | 7513 | 6 | 3.74 | Residential | No | Behind the Meter | Net-metered residential rooftop and canopy |  | None | Trinity Solar | PSE&G | Accepted | 2020-12-17 | 2020-12-21 | 2021-12-21 | Solar Edge | SE3000H-US000BNC4 | Inverters | 3000 |  | 1 |  |  | 0.97 |  | Outdoor | side of home
NJSTRE1546390396 |  | Transition Incentive Program | Paterson | 7513 | 6 | 3.74 | Residential | No | Behind the Meter | Net-metered residential rooftop and canopy |  | None | Trinity Solar | PSE&G | Accepted | 2020-12-17 | 2020-12-21 | 2021-12-21 | HANWHA | Q.PEAK DUO BLK-G6 340 | Solar Panels |  | 0.34 | 5 | 278 | 30 |  | Fixed | Roof
NJSTRE1546390396 |  | Transition Incentive Program | Paterson | 7513 | 6 | 3.74 | Residential | No | Behind the Meter | Net-metered residential rooftop and canopy |  | None | Trinity Solar | PSE&G | Accepted | 2020-12-17 | 2020-12-21 | 2021-12-21 | HANWHA | Q.PEAK DUO BLK-G6 340 | Solar Panels |  | 0.34 | 6 | 98 | 30 |  | Fixed | Roof
NJSTRE1546390405 |  | Transition Incentive Program | New Brunswick | 8901 | 11 | 6.46 | Residential | Yes | Behind the Meter | Net-metered residential rooftop and canopy |  | None | Trinity Solar | PSE&G | Accepted | 2020-12-17 | 2020-12-21 | 2021-12-21 | Solar Edge | SE5000 | Inverters | 5000 |  | 1 |  |  | 0.97 |  | Outside | side of home
NJSTRE1546390405 |  | Transition Incentive Program | New Brunswick | 8901 | 11 | 6.46 | Residential | Yes | Behind the Meter | Net-metered residential rooftop and canopy |  | None | Trinity Solar | PSE&G | Accepted | 2020-12-17 | 2020-12-21 | 2021-12-21 | Hanwha | Q.PEAK DUO BLK-G6 340 | Solar Panels |  | 0.34 | 11 | 250 | 40 |  | Fixed | Roof
NJSTRE1546390405 |  | Transition Incentive Program | New Brunswick | 8901 | 11 | 6.46 | Residential | Yes | Behind the Meter | Net-metered residential rooftop and canopy |  | None | Trinity Solar | PSE&G | Accepted | 2020-12-17 | 2020-12-21 | 2021-12-21 | Hanwha | Q.PEAK DUO BLK-G6 340 | Solar Panels |  | 0.34 | 8 | 70 | 21 |  | Fixed | Roof
NJSTRE1546390409 |  | Transition Incentive Program | New Providence | 7974 | 10 | 12.92 | Residential | No | Behind the Meter | Net-metered residential rooftop and canopy |  | None | Green Power Energy | JCP&L | Accepted | 2020-12-17 | 2020-12-21 | 2021-12-21 | Enphase Energy | IQ7PLUS-72-2-US (240V) | Inverters | 290 |  | 38 |  |  | 0.975 |  | Outside | next to meter
NJSTRE1546390409 |  | Transition Incentive Program | New Providence | 7974 | 10 | 12.92 | Residential | No | Behind the Meter | Net-metered residential rooftop and canopy |  | None | Green Power Energy | JCP&L | Accepted | 2020-12-17 | 2020-12-21 | 2021-12-21 | Hanwha | Q.PEAK DUO BLK-G6+ 340 | Solar Panels |  | 0.34 | 10 | 337 | 32 |  | Fixed | Roof
NJSTRE1546390409 |  | Transition Incentive Program | New Providence | 7974 | 10 | 12.92 | Residential | No | Behind the Meter | Net-metered residential rooftop and canopy |  | None | Green Power Energy | JCP&L | Accepted | 2020-12-17 | 2020-12-21 | 2021-12-21 | Hanwha | Q.PEAK DUO BLK-G6+ 340 | Solar Panels |  | 0.34 | 14 | 155 | 30 |  | Fixed | Roof
NJSTRE1546390409 |  | Transition Incentive Program | New Providence | 7974 | 10 | 12.92 | Residential | No | Behind the Meter | Net-metered residential rooftop and canopy |  | None | Green Power Energy | JCP&L | Accepted | 2020-12-17 | 2020-12-21 | 2021-12-21 | Hanwha | Q.PEAK DUO BLK-G6+ 340 | Solar Panels |  | 0.34 | 14 | 157 | 30 |  | Fixed | Roof
NJSTRE1546390432 |  | Transition Incentive Program | South Amboy | 8879 | 11 | 7.14 | Residential | Yes | Behind the Meter | Net-metered residential rooftop and canopy |  | None | Trinity Solar | JCP&L | Accepted | 2020-12-17 | 2020-12-21 | 2021-12-21 | Solar Edge | SE6000 | Inverters | 6000 |  | 1 |  |  | 0.97 |  | Outside | side of home
NJSTRE1546390432 |  | Transition Incentive Program | South Amboy | 8879 | 11 | 7.14 | Residential | Yes | Behind the Meter | Net-metered residential rooftop and canopy |  | None | Trinity Solar | JCP&L | Accepted | 2020-12-17 | 2020-12-21 | 2021-12-21 | Hanwha | Q.PEAK DUO BLK-G6 340 | Solar Panels |  | 0.34 | 21 | 196 | 29 |  | Fixed | Roof
NJSTRE1546390445 |  | Transition Incentive Program | Trneton | 8610 | 12 | 5.44 | Residential | Yes | Behind the Meter | Net-metered residential rooftop and canopy |  | None | Trinity Solar | PSE&G | Accepted | 2020-12-17 | 2020-12-21 | 2021-12-21 | Solar Edge | SE5000H-US000BNC4 | Inverters | 5000 |  | 1 |  |  | 0.97 |  | Outdoor | side of home
NJSTRE1546390445 |  | Transition Incentive Program | Trneton | 8610 | 12 | 5.44 | Residential | Yes | Behind the Meter | Net-metered residential rooftop and canopy |  | None | Trinity Solar | PSE&G | Accepted | 2020-12-17 | 2020-12-21 | 2021-12-21 | HANWHA | Q.PEAK DUO BLK-G6 340 | Solar Panels |  | 0.34 | 16 | 214 | 30 |  | Fixed | Roof
NJSTRE1546390464 |  | Transition Incentive Program | Freehold | 7728 | 17 | 12.58 | Residential | No | Behind the Meter | Net-metered residential rooftop and canopy |  | None | Green Power Energy | JCP&L | Accepted | 2020-12-17 | 2020-12-21 | 2021-12-21 | Solaredge | SE11400H-US (240V) | Inverters | 11400 |  | 1 |  |  | 0.97 |  | Outside | next to meter
NJSTRE1546390464 |  | Transition Incentive Program | Freehold | 7728 | 17 | 12.58 | Residential | No | Behind the Meter | Net-metered residential rooftop and canopy |  | None | Green Power Energy | JCP&L | Accepted | 2020-12-17 | 2020-12-21 | 2021-12-21 | LG Electronics | LG340N1K-L5 | Solar Panels |  | 0.34 | 37 | 167 | 30 |  | Fixed | Roof
NJSTRE1546390476 |  | Transition Incentive Program | Keansburg | 7734 | 17 | 8.16 | Residential | Yes | Behind the Meter | Net-metered residential rooftop and canopy |  | None | Trinity Solar | JCP&L | Accepted | 2020-12-17 | 2020-12-21 | 2021-12-21 | Solar Edge | SE7600 | Inverters | 7600 |  | 1 |  |  | 0.97 |  | Outside | side of home
NJSTRE1546390476 |  | Transition Incentive Program | Keansburg | 7734 | 17 | 8.16 | Residential | Yes | Behind the Meter | Net-metered residential rooftop and canopy |  | None | Trinity Solar | JCP&L | Accepted | 2020-12-17 | 2020-12-21 | 2021-12-21 | Hanwha | Q.PEAK DUO BLK-G6 340 | Solar Panels |  | 0.34 | 12 | 100 | 22 |  | Fixed | Roof
NJSTRE1546390476 |  | Transition Incentive Program | Keansburg | 7734 | 17 | 8.16 | Residential | Yes | Behind the Meter | Net-metered residential rooftop and canopy |  | None | Trinity Solar | JCP&L | Accepted | 2020-12-17 | 2020-12-21 | 2021-12-21 | Hanwha | Q.PEAK DUO BLK-G6 340 | Solar Panels |  | 0.34 | 12 | 280 | 22 |  | Fixed | Roof
NJSTRE1546390492 |  | Transition Incentive Program | Teaneck Twp | 7666 | 7 | 4.34 | Residential | Yes | Behind the Meter | Net-metered residential rooftop and canopy |  | None | Bright Planet Solar | PSE&G | Accepted | 2020-12-17 | 2020-12-21 | 2021-12-21 | SOLAR EDGE | SE3800H-USRGM | Inverters | 3800 |  | 1 |  |  | 0.98 |  | Outdoor | OUTSIDE
NJSTRE1546390492 |  | Transition Incentive Program | Teaneck Twp | 7666 | 7 | 4.34 | Residential | Yes | Behind the Meter | Net-metered residential rooftop and canopy |  | None | Bright Planet Solar | PSE&G | Accepted | 2020-12-17 | 2020-12-21 | 2021-12-21 | HANWHA Q-CELLS | Q.PEAK DUO BLK-G5 310W | Solar Panels |  | 0.31 | 14 | 203 | 30 |  | Fixed | Roof
NJSTRE1546390575 |  | Transition Incentive Program | Toms River | 8753 | 18 | 6.12 | Residential | No | Behind the Meter | Net-metered residential rooftop and canopy |  | None | Vision Solar LLC | JCP&L | Accepted | 2020-12-17 | 2020-12-21 | 2021-12-21 | Enphase | IQ7-60-2-US | Inverters | 0.24 |  | 18 |  |  | 0.96 |  | Outdoor | under each panel
NJSTRE1546390575 |  | Transition Incentive Program | Toms River | 8753 | 18 | 6.12 | Residential | No | Behind the Meter | Net-metered residential rooftop and canopy |  | None | Vision Solar LLC | JCP&L | Accepted | 2020-12-17 | 2020-12-21 | 2021-12-21 | Enphase | IQ7-60-2-US | Solar Panels |  | 0.34 | 3 | 90 | 33 |  | Fixed | Roof
NJSTRE1546390575 |  | Transition Incentive Program | Toms River | 8753 | 18 | 6.12 | Residential | No | Behind the Meter | Net-metered residential rooftop and canopy |  | None | Vision Solar LLC | JCP&L | Accepted | 2020-12-17 | 2020-12-21 | 2021-12-21 | Hanwha | Q.Peak Duo BLK-G6+ 340 | Solar Panels |  | 0.34 | 15 | 270 | 15 |  | Fixed | Roof
NJSTRE1546390582 |  | Transition Incentive Program | Franklin Lakes | 7417 | 7 | 11.99 | Residential | Yes | Behind the Meter | Net-metered residential rooftop and canopy |  | None | Tesla Energy Operations Inc. | Orange Rockland Electric | Accepted | 2020-12-17 | 2020-12-21 | 2021-12-21 | Tesla | AC Powerwall 2.0 | Electric Storage Battery |  |  | 3 |  |  |  | Lithium Ion |  | Inside
NJSTRE1546390582 |  | Transition Incentive Program | Franklin Lakes | 7417 | 7 | 11.99 | Residential | Yes | Behind the Meter | Net-metered residential rooftop and canopy |  | None | Tesla Energy Operations Inc. | Orange Rockland Electric | Accepted | 2020-12-17 | 2020-12-21 | 2021-12-21 | Delta Electronics | M8-TL-US [240V] | Inverters | 7680 |  | 1 |  |  | 0.975 |  | Indoor | Inside
NJSTRE1546390582 |  | Transition Incentive Program | Franklin Lakes | 7417 | 7 | 11.99 | Residential | Yes | Behind the Meter | Net-metered residential rooftop and canopy |  | None | Tesla Energy Operations Inc. | Orange Rockland Electric | Accepted | 2020-12-17 | 2020-12-21 | 2021-12-21 | Delta Electronics | M4-TL-US [240V] | Inverters | 3840 |  | 1 |  |  | 0.975 |  | Indoor | Inside
NJSTRE1546390582 |  | Transition Incentive Program | Franklin Lakes | 7417 | 7 | 11.99 | Residential | Yes | Behind the Meter | Net-metered residential rooftop and canopy |  | None | Tesla Energy Operations Inc. | Orange Rockland Electric | Accepted | 2020-12-17 | 2020-12-21 | 2021-12-21 | Tesla | SR60T1 | Solar Panels |  | 0.05847 | 26 | 269 | 23 |  | Fixed | Roof
NJSTRE1546390582 |  | Transition Incentive Program | Franklin Lakes | 7417 | 7 | 11.99 | Residential | Yes | Behind the Meter | Net-metered residential rooftop and canopy |  | None | Tesla Energy Operations Inc. | Orange Rockland Electric | Accepted | 2020-12-17 | 2020-12-21 | 2021-12-21 | Tesla | SR60T1 | Solar Panels |  | 0.05847 | 65 | 268 | 23 |  | Fixed | Roof
NJSTRE1546390582 |  | Transition Incentive Program | Franklin Lakes | 7417 | 7 | 11.99 | Residential | Yes | Behind the Meter | Net-metered residential rooftop and canopy |  | None | Tesla Energy Operations Inc. | Orange Rockland Electric | Accepted | 2020-12-17 | 2020-12-21 | 2021-12-21 | Tesla | SR60T1 | Solar Panels |  | 0.05847 | 40 | 268 | 23 |  | Fixed | Roof
NJSTRE1546390582 |  | Transition Incentive Program | Franklin Lakes | 7417 | 7 | 11.99 | Residential | Yes | Behind the Meter | Net-metered residential rooftop and canopy |  | None | Tesla Energy Operations Inc. | Orange Rockland Electric | Accepted | 2020-12-17 | 2020-12-21 | 2021-12-21 | Tesla | SR60T1 | Solar Panels |  | 0.05847 | 74 | 88 | 23 |  | Fixed | Roof
NJSTRE1546390585 |  | Transition Incentive Program | Willingboro Township | 8046 | 13 | 9.86 | Residential | No | Behind the Meter | Net-metered residential rooftop and canopy |  | None | Green Power Energy | PSE&G | Accepted | 2020-12-17 | 2020-12-21 | 2021-12-21 | SolarEdge | E7600H-US (240V) | Inverters | 7600 |  | 1 |  |  | 0.97 |  | Outside | next to meter
NJSTRE1546390585 |  | Transition Incentive Program | Willingboro Township | 8046 | 13 | 9.86 | Residential | No | Behind the Meter | Net-metered residential rooftop and canopy |  | None | Green Power Energy | PSE&G | Accepted | 2020-12-17 | 2020-12-21 | 2021-12-21 | Hanwha | .PEAK DUO BLK-G6+ 340 | Solar Panels |  | 0.34 | 20 | 178 | 30 |  | Fixed | Roof
NJSTRE1546390585 |  | Transition Incentive Program | Willingboro Township | 8046 | 13 | 9.86 | Residential | No | Behind the Meter | Net-metered residential rooftop and canopy |  | None | Green Power Energy | PSE&G | Accepted | 2020-12-17 | 2020-12-21 | 2021-12-21 | Hanwha | Q.PEAK DUO BLK-G6+ 340 | Solar Panels |  | 0.34 | 9 | 178 | 15 |  | Fixed | Roof
NJSTRE1546390610 |  | Transition Incentive Program | Paterson | 7513 | 6 | 6.12 | Residential | Yes | Behind the Meter | Net-metered residential rooftop and canopy |  | None | Trinity Solar | PSE&G | Accepted | 2020-12-17 | 2020-12-21 | 2021-12-21 | Solar Edge | SE5000H-US000BNC4 | Inverters | 5000 |  | 1 |  |  | 0.97 |  | Outdoor | side of home
NJSTRE1546390610 |  | Transition Incentive Program | Paterson | 7513 | 6 | 6.12 | Residential | Yes | Behind the Meter | Net-metered residential rooftop and canopy |  | None | Trinity Solar | PSE&G | Accepted | 2020-12-17 | 2020-12-21 | 2021-12-21 | HANWHA | Q.PEAK DUO BLK-G6 340 | Solar Panels |  | 0.34 | 18 | 98 | 47 |  | Fixed | Roof
NJSTRE1546390614 |  | Transition Incentive Program | Rutherford | 7070 | 7 | 4.51 | Residential | No | Behind the Meter | Net-metered residential rooftop and canopy |  | None | Seabright Solar | PSE&G | Accepted | 2020-12-17 | 2020-12-21 | 2021-12-21 | Enphase | IQ7XS-96-ACM-US | Inverters | 0.315 |  | 11 |  |  | 0.99 |  | Outside | Roof
NJSTRE1546390614 |  | Transition Incentive Program | Rutherford | 7070 | 7 | 4.51 | Residential | No | Behind the Meter | Net-metered residential rooftop and canopy |  | None | Seabright Solar | PSE&G | Accepted | 2020-12-17 | 2020-12-21 | 2021-12-21 | Sunpower | SPR-A-410-G-AC | Solar Panels |  | 0.41 | 11 | 203 | 30 |  | Fixed | Roof
NJSTRE1546390627 |  | Transition Incentive Program | Mayville | 8210 | 21 | 12.6 | Residential | No | Behind the Meter | Net-metered residential rooftop and canopy |  | None | Green Power Energy | AC Electric | Accepted | 2020-12-17 | 2020-12-21 | 2021-12-21 | SolarEdge | SE11400H-US (240V) | Inverters | 11400 |  | 1 |  |  | 0.97 |  | Outside | next to meter
NJSTRE1546390627 |  | Transition Incentive Program | Mayville | 8210 | 21 | 12.6 | Residential | No | Behind the Meter | Net-metered residential rooftop and canopy |  | None | Green Power Energy | AC Electric | Accepted | 2020-12-17 | 2020-12-21 | 2021-12-21 | LG Electronics | LG350N1C-V5 | Solar Panels |  | 0.35 | 36 | 109 | 30 |  | Fixed | Roof
NJSTRE1546390630 |  | Transition Incentive Program | Cresskill | 7626 | 7 | 7.48 | Residential | Yes | Behind the Meter | Net-metered residential rooftop and canopy |  | None | Tesla Energy Operations, Inc. | Orange Rockland Electric | Accepted | 2020-12-17 | 2020-12-21 | 2021-12-21 | Tesla | AC Powerwall 2.0 | Electric Storage Battery |  |  | 1 |  |  |  | Lithium Ion |  | Outside
NJSTRE1546390630 |  | Transition Incentive Program | Cresskill | 7626 | 7 | 7.48 | Residential | Yes | Behind the Meter | Net-metered residential rooftop and canopy |  | None | Tesla Energy Operations, Inc. | Orange Rockland Electric | Accepted | 2020-12-17 | 2020-12-21 | 2021-12-21 | SolarEdge Technologies Ltd. | SE7600H-US [240V] | Inverters | 7600 |  | 1 |  |  | 0.99 |  | Outdoor | Outside
NJSTRE1546390630 |  | Transition Incentive Program | Cresskill | 7626 | 7 | 7.48 | Residential | Yes | Behind the Meter | Net-metered residential rooftop and canopy |  | None | Tesla Energy Operations, Inc. | Orange Rockland Electric | Accepted | 2020-12-17 | 2020-12-21 | 2021-12-21 | Hanwha Q-CELLS | Q.Peak DUO BLK-G6+ 340 | Solar Panels |  | 0.34 | 8 | 184 | 28 |  | Fixed | Roof
NJSTRE1546390630 |  | Transition Incentive Program | Cresskill | 7626 | 7 | 7.48 | Residential | Yes | Behind the Meter | Net-metered residential rooftop and canopy |  | None | Tesla Energy Operations, Inc. | Orange Rockland Electric | Accepted | 2020-12-17 | 2020-12-21 | 2021-12-21 | Hanwha Q-CELLS | Q.Peak DUO BLK-G6+ 340 | Solar Panels |  | 0.34 | 7 | 94 | 28 |  | Fixed | Roof
NJSTRE1546390630 |  | Transition Incentive Program | Cresskill | 7626 | 7 | 7.48 | Residential | Yes | Behind the Meter | Net-metered residential rooftop and canopy |  | None | Tesla Energy Operations, Inc. | Orange Rockland Electric | Accepted | 2020-12-17 | 2020-12-21 | 2021-12-21 | Hanwha Q-CELLS | Q.Peak DUO BLK-G6+ 340 | Solar Panels |  | 0.34 | 7 | 274 | 28 |  | Fixed | Roof
NJSTRE1546390631 |  | Transition Incentive Program | Elizabeth | 7201 | 10 | 6.4 | Residential | No | Behind the Meter | Net-metered residential rooftop and canopy |  | None | New Jersey Suntech | PSE&G | Accepted | 2020-12-17 | 2020-12-21 | 2021-12-21 | Solaredge | SE5000-US | Inverters | 5000 |  | 1 |  |  | 0.98 |  | Outside | Side of house
NJSTRE1546390631 |  | Transition Incentive Program | Elizabeth | 7201 | 10 | 6.4 | Residential | No | Behind the Meter | Net-metered residential rooftop and canopy |  | None | New Jersey Suntech | PSE&G | Accepted | 2020-12-17 | 2020-12-21 | 2021-12-21 | Hanwha | Q.Peak Duo 320M | Solar Panels |  | 0.32 | 20 | 203 | 37 |  | Fixed | Roof
NJSTRE1546390639 |  | Transition Incentive Program | Penns Grove | 8069 | 16 | 14.95 | Residential | Yes | Behind the Meter | Net-metered residential rooftop and canopy |  | None | Bright Planet Solar | AC Electric | Accepted | 2020-12-17 | 2020-12-21 | 2021-12-21 | SOLAR EDGE | SE6000H-USRGM | Inverters | 6000 |  | 2 |  |  | 0.98 |  | Outdoor | OUTSIDE
NJSTRE1546390639 |  | Transition Incentive Program | Penns Grove | 8069 | 16 | 14.95 | Residential | Yes | Behind the Meter | Net-metered residential rooftop and canopy |  | None | Bright Planet Solar | AC Electric | Accepted | 2020-12-17 | 2020-12-21 | 2021-12-21 | HANWHA Q-CELLS | Q.PEAK DUO BLK-G5 305W | Solar Panels |  | 0.305 | 9 | 289 | 14 |  | Fixed | Roof
NJSTRE1546390639 |  | Transition Incentive Program | Penns Grove | 8069 | 16 | 14.95 | Residential | Yes | Behind the Meter | Net-metered residential rooftop and canopy |  | None | Bright Planet Solar | AC Electric | Accepted | 2020-12-17 | 2020-12-21 | 2021-12-21 | HANWHA Q-CELLS | Q.PEAK DUO BLK-G5 305W | Solar Panels |  | 0.305 | 9 | 289 | 14 |  | Fixed | Roof
NJSTRE1546390639 |  | Transition Incentive Program | Penns Grove | 8069 | 16 | 14.95 | Residential | Yes | Behind the Meter | Net-metered residential rooftop and canopy |  | None | Bright Planet Solar | AC Electric | Accepted | 2020-12-17 | 2020-12-21 | 2021-12-21 | HANWHA Q-CELLS | Q.PEAK DUO BLK-G5 305W | Solar Panels |  | 0.305 | 31 | 110 | 26 |  | Fixed | Roof
NJSTRE1546390644 |  | Transition Incentive Program | Egg Harbor | 8234 | 19 | 8.37 | Residential | Yes | Behind the Meter | Net-metered residential rooftop and canopy |  | None | Solar Energy World | AC Electric | Accepted | 2020-12-17 | 2020-12-21 | 2021-12-21 | SolarEdge Technologies | SE7600H-USRGM | Inverters | 7600 |  | 1 |  |  | 0.985 |  | Outside | near meter
NJSTRE1546390644 |  | Transition Incentive Program | Egg Harbor | 8234 | 19 | 8.37 | Residential | Yes | Behind the Meter | Net-metered residential rooftop and canopy |  | None | Solar Energy World | AC Electric | Accepted | 2020-12-17 | 2020-12-21 | 2021-12-21 | Longi | LR6-60HPB-310M | Solar Panels |  | 0.31 | 8 | 144 | 18 |  | Fixed | Roof
NJSTRE1546390644 |  | Transition Incentive Program | Egg Harbor | 8234 | 19 | 8.37 | Residential | Yes | Behind the Meter | Net-metered residential rooftop and canopy |  | None | Solar Energy World | AC Electric | Accepted | 2020-12-17 | 2020-12-21 | 2021-12-21 | Longi | LR6-60HPB-310M | Solar Panels |  | 0.31 | 11 | 233 | 18 |  | Fixed | Roof
NJSTRE1546390644 |  | Transition Incentive Program | Egg Harbor | 8234 | 19 | 8.37 | Residential | Yes | Behind the Meter | Net-metered residential rooftop and canopy |  | None | Solar Energy World | AC Electric | Accepted | 2020-12-17 | 2020-12-21 | 2021-12-21 | Longi | LR6-60HPB-310M | Solar Panels |  | 0.31 | 8 | 56 | 18 |  | Fixed | Ground
NJSTRE1546390660 |  | Transition Incentive Program | Randolph | 7869 | 3 | 8.68 | Residential | Yes | Behind the Meter | Net-metered residential rooftop and canopy |  | None | Bright Planet Solar | JCP&L | Accepted | 2020-12-17 | 2020-12-21 | 2021-12-21 | SOLAR EDGE | SE7600H-USRGM | Inverters | 7600 |  | 1 |  |  | 0.98 |  | Outdoor | OUTSIDE
NJSTRE1546390660 |  | Transition Incentive Program | Randolph | 7869 | 3 | 8.68 | Residential | Yes | Behind the Meter | Net-metered residential rooftop and canopy |  | None | Bright Planet Solar | JCP&L | Accepted | 2020-12-17 | 2020-12-21 | 2021-12-21 | HANWHA Q-CELLS | Q.PEAK DUO BLK-G5 310W | Solar Panels |  | 0.31 | 2 | 232 | 26 |  | Fixed | Roof
NJSTRE1546390660 |  | Transition Incentive Program | Randolph | 7869 | 3 | 8.68 | Residential | Yes | Behind the Meter | Net-metered residential rooftop and canopy |  | None | Bright Planet Solar | JCP&L | Accepted | 2020-12-17 | 2020-12-21 | 2021-12-21 | HANWHA Q-CELLS | Q.PEAK DUO BLK-G5 310W | Solar Panels |  | 0.31 | 10 | 141 | 30 |  | Fixed | Roof
NJSTRE1546390660 |  | Transition Incentive Program | Randolph | 7869 | 3 | 8.68 | Residential | Yes | Behind the Meter | Net-metered residential rooftop and canopy |  | None | Bright Planet Solar | JCP&L | Accepted | 2020-12-17 | 2020-12-21 | 2021-12-21 | HANWHA Q-CELLS | Q.PEAK DUO BLK-G5 310W | Solar Panels |  | 0.31 | 3 | 232 | 30 |  | Fixed | Roof
NJSTRE1546390660 |  | Transition Incentive Program | Randolph | 7869 | 3 | 8.68 | Residential | Yes | Behind the Meter | Net-metered residential rooftop and canopy |  | None | Bright Planet Solar | JCP&L | Accepted | 2020-12-17 | 2020-12-21 | 2021-12-21 | HANWHA Q-CELLS | Q.PEAK DUO BLK-G5 310W | Solar Panels |  | 0.31 | 4 | 52 | 30 |  | Fixed | Roof
NJSTRE1546390660 |  | Transition Incentive Program | Randolph | 7869 | 3 | 8.68 | Residential | Yes | Behind the Meter | Net-metered residential rooftop and canopy |  | None | Bright Planet Solar | JCP&L | Accepted | 2020-12-17 | 2020-12-21 | 2021-12-21 | HANWHA Q-CELLS | Q.PEAK DUO BLK-G5 310W | Solar Panels |  | 0.31 | 4 | 232 | 30 |  | Fixed | Roof
NJSTRE1546390660 |  | Transition Incentive Program | Randolph | 7869 | 3 | 8.68 | Residential | Yes | Behind the Meter | Net-metered residential rooftop and canopy |  | None | Bright Planet Solar | JCP&L | Accepted | 2020-12-17 | 2020-12-21 | 2021-12-21 | HANWHA Q-CELLS | Q.PEAK DUO BLK-G5 310W | Solar Panels |  | 0.31 | 5 | 141 | 30 |  | Fixed | Roof
NJSTRE1546390682 |  | Transition Incentive Program | Willingboro | 8046 | 13 | 6.4 | Residential | Yes | Behind the Meter | Net-metered residential rooftop and canopy |  | None | Vivint Solar Developer, LLC | PSE&G | Accepted | 2020-12-17 | 2020-12-21 | 2021-12-21 | SolarEdge | SE7600H-US | Inverters | 7600 |  | 1 |  |  | 0.992 |  | Outdoor | Near the Utility Meter
NJSTRE1546390682 |  | Transition Incentive Program | Willingboro | 8046 | 13 | 6.4 | Residential | Yes | Behind the Meter | Net-metered residential rooftop and canopy |  | None | Vivint Solar Developer, LLC | PSE&G | Accepted | 2020-12-17 | 2020-12-21 | 2021-12-21 | Jinko Solar | JKM320M-60HBL | Solar Panels |  | 0.32 | 7 | 159 | 19 |  | Fixed | Roof
NJSTRE1546390682 |  | Transition Incentive Program | Willingboro | 8046 | 13 | 6.4 | Residential | Yes | Behind the Meter | Net-metered residential rooftop and canopy |  | None | Vivint Solar Developer, LLC | PSE&G | Accepted | 2020-12-17 | 2020-12-21 | 2021-12-21 | Jinko Solar | JKM320M-60HBL | Solar Panels |  | 0.32 | 13 | 249 | 19 |  | Fixed | Roof
NJSTRE1546390707 |  | Transition Incentive Program | Neptune City | 7753 | 17 | 14.74 | Residential | No | Behind the Meter | Net-metered residential rooftop and canopy |  | None | Vision Solar LLC | PSE&G | Accepted | 2020-12-17 | 2020-12-21 | 2021-12-21 | Enphase | IQ7-60-2-US | Inverters | 0.24 |  | 44 |  |  | 0.96 |  | Outdoor | under each panel
NJSTRE1546390707 |  | Transition Incentive Program | Neptune City | 7753 | 17 | 14.74 | Residential | No | Behind the Meter | Net-metered residential rooftop and canopy |  | None | Vision Solar LLC | PSE&G | Accepted | 2020-12-17 | 2020-12-21 | 2021-12-21 | Hanwha | Q-Cells Q.Peak Duo Blk-G6+ 335 | Solar Panels |  | 0.335 | 44 | 234 | 27 |  | Fixed | Roof
NJSTRE1546390766 |  | Transition Incentive Program | Keyport | 7735 | 17 | 8.64 | Residential | Yes | Behind the Meter | Net-metered residential rooftop and canopy |  | None | Vivint Solar Developer, LLC | JCP&L | Accepted | 2020-12-18 | 2020-12-21 | 2021-12-21 | SolarEdge | SE7600H-US | Inverters | 7600 |  | 1 |  |  | 0.992 |  | Outdoor | Near the Utility Meter
NJSTRE1546390766 |  | Transition Incentive Program | Keyport | 7735 | 17 | 8.64 | Residential | Yes | Behind the Meter | Net-metered residential rooftop and canopy |  | None | Vivint Solar Developer, LLC | JCP&L | Accepted | 2020-12-18 | 2020-12-21 | 2021-12-21 | Jinko Solar | JKM320M-60HBL | Solar Panels |  | 0.32 | 27 | 86 | 13 |  | Fixed | Roof
NJSTRE1546390839 |  | Transition Incentive Program | Sicklerville | 8081 | 14 | 4.58 | Residential | Yes | Behind the Meter | Subsection (t): landfill, brownfield, areas of historic fill. |  | None | Bright Planet Solar | AC Electric | Accepted | 2020-12-17 | 2020-12-28 | 2021-12-28 | SOLAR EDGE | SE3800H-USRGM | Inverters | 3800 |  | 1 |  |  | 0.98 |  | Outdoor | OUTSIDE
NJSTRE1546390839 |  | Transition Incentive Program | Sicklerville | 8081 | 14 | 4.58 | Residential | Yes | Behind the Meter | Subsection (t): landfill, brownfield, areas of historic fill. |  | None | Bright Planet Solar | AC Electric | Accepted | 2020-12-17 | 2020-12-28 | 2021-12-28 | LONGI | LR6-60HPB-305 | Solar Panels |  | 0.305 | 15 | 168 | 27 |  | Fixed | Roof
NJSTRE1546390855 |  | Transition Incentive Program | Runnemede | 8078 | 14 | 8.5 | Residential | No | Behind the Meter | Net-metered residential rooftop and canopy |  | None | Vision Solar LLC | PSE&G | Accepted | 2020-12-17 | 2020-12-21 | 2021-12-21 | Enphase | IQ7-60-2-US | Inverters | 0.24 |  | 25 |  |  | 0.96 |  | Outdoor | under each panel
NJSTRE1546390855 |  | Transition Incentive Program | Runnemede | 8078 | 14 | 8.5 | Residential | No | Behind the Meter | Net-metered residential rooftop and canopy |  | None | Vision Solar LLC | PSE&G | Accepted | 2020-12-17 | 2020-12-21 | 2021-12-21 | Hanwha | Q.peak Duo Blk- G6+ 340 | Solar Panels |  | 0.34 | 2 | 38 | 23 |  | Fixed | Roof
NJSTRE1546390855 |  | Transition Incentive Program | Runnemede | 8078 | 14 | 8.5 | Residential | No | Behind the Meter | Net-metered residential rooftop and canopy |  | None | Vision Solar LLC | PSE&G | Accepted | 2020-12-17 | 2020-12-21 | 2021-12-21 | Hanwha | Q.peak Duo blk-G6+ 340 | Solar Panels |  | 0.34 | 3 | 218 | 23 |  | Fixed | Roof
NJSTRE1546390855 |  | Transition Incentive Program | Runnemede | 8078 | 14 | 8.5 | Residential | No | Behind the Meter | Net-metered residential rooftop and canopy |  | None | Vision Solar LLC | PSE&G | Accepted | 2020-12-17 | 2020-12-21 | 2021-12-21 | Hanwha | Q.peak Duo Blk- G6+ 340 | Solar Panels |  | 0.34 | 20 | 220 | 14 |  | Fixed | Roof
NJSTRE1546390857 |  | Transition Incentive Program | Keyport | 7735 | 17 | 5.44 | Residential | No | Behind the Meter | Net-metered residential rooftop and canopy |  | None | Kaitanna Solar, LLC | JCP&L | Accepted | 2020-12-17 | 2020-12-21 | 2021-12-21 | Enphase | Envoy | Meters |  |  | 1 |  |  |  | Yes
NJSTRE1546390857 |  | Transition Incentive Program | Keyport | 7735 | 17 | 5.44 | Residential | No | Behind the Meter | Net-metered residential rooftop and canopy |  | None | Kaitanna Solar, LLC | JCP&L | Accepted | 2020-12-17 | 2020-12-21 | 2021-12-21 | Enphase | IQ7 | Inverters | 240 |  | 17 |  |  | 0.97 |  | Outdoor | Under Modules
NJSTRE1546390857 |  | Transition Incentive Program | Keyport | 7735 | 17 | 5.44 | Residential | No | Behind the Meter | Net-metered residential rooftop and canopy |  | None | Kaitanna Solar, LLC | JCP&L | Accepted | 2020-12-17 | 2020-12-21 | 2021-12-21 | Canadian Solar | CS1H-320W HiDM-Black | Solar Panels |  | 0.32 | 14 | 150 | 4.76 |  | Fixed | Roof
NJSTRE1546390857 |  | Transition Incentive Program | Keyport | 7735 | 17 | 5.44 | Residential | No | Behind the Meter | Net-metered residential rooftop and canopy |  | None | Kaitanna Solar, LLC | JCP&L | Accepted | 2020-12-17 | 2020-12-21 | 2021-12-21 | Canadian Solar | CS1H-320W HiDM-Black | Solar Panels |  | 0.32 | 3 | 330 | 4.76 |  | Fixed | Roof
NJSTRE1546390863 |  | Transition Incentive Program | Neptune | 7753 | 17 | 8.32 | Residential | Yes | Behind the Meter | Net-metered residential rooftop and canopy |  | None | Vivint Solar Developer, LLC | JCP&L | Accepted | 2020-12-18 | 2020-12-21 | 2021-12-21 | SolarEdge | SE7600H-US | Inverters | 7600 |  | 1 |  |  | 0.992 |  | Outdoor | Near the Utility Meter
NJSTRE1546390863 |  | Transition Incentive Program | Neptune | 7753 | 17 | 8.32 | Residential | Yes | Behind the Meter | Net-metered residential rooftop and canopy |  | None | Vivint Solar Developer, LLC | JCP&L | Accepted | 2020-12-18 | 2020-12-21 | 2021-12-21 | Jinko Solar | JKM320M-60HBL | Solar Panels |  | 0.32 | 2 | 282 | 25 |  | Fixed | Roof
NJSTRE1546390863 |  | Transition Incentive Program | Neptune | 7753 | 17 | 8.32 | Residential | Yes | Behind the Meter | Net-metered residential rooftop and canopy |  | None | Vivint Solar Developer, LLC | JCP&L | Accepted | 2020-12-18 | 2020-12-21 | 2021-12-21 | Jinko Solar | JKM320M-60HBL | Solar Panels |  | 0.32 | 22 | 102 | 25 |  | Fixed | Roof
NJSTRE1546390863 |  | Transition Incentive Program | Neptune | 7753 | 17 | 8.32 | Residential | Yes | Behind the Meter | Net-metered residential rooftop and canopy |  | None | Vivint Solar Developer, LLC | JCP&L | Accepted | 2020-12-18 | 2020-12-21 | 2021-12-21 | Jinko Solar | JKM320M-60HBL | Solar Panels |  | 0.32 | 2 | 102 | 25 |  | Fixed | Roof
NJSTRE1546390889 |  | Transition Incentive Program | Whiting | 8759 | 18 | 16.17 | Residential | Yes | Behind the Meter | Net-metered residential rooftop and canopy |  | None | Bright Planet Solar | JCP&L | Accepted | 2020-12-17 | 2020-12-21 | 2021-12-21 | SOLAR EDGE | SE6000H-USRGM | Inverters | 6000 |  | 1 |  |  | 0.98 |  | Outdoor | OUTSIDE
NJSTRE1546390889 |  | Transition Incentive Program | Whiting | 8759 | 18 | 16.17 | Residential | Yes | Behind the Meter | Net-metered residential rooftop and canopy |  | None | Bright Planet Solar | JCP&L | Accepted | 2020-12-17 | 2020-12-21 | 2021-12-21 | SOLAR EDGE | SE7600H-USRGM | Inverters | 7600 |  | 1 |  |  | 0.98 |  | Outdoor | OUTSIDE
NJSTRE1546390889 |  | Transition Incentive Program | Whiting | 8759 | 18 | 16.17 | Residential | Yes | Behind the Meter | Net-metered residential rooftop and canopy |  | None | Bright Planet Solar | JCP&L | Accepted | 2020-12-17 | 2020-12-21 | 2021-12-21 | LONGI | LR6-60HPB-305M | Solar Panels |  | 0.305 | 19 | 284 | 18 |  | Fixed | Roof
NJSTRE1546390889 |  | Transition Incentive Program | Whiting | 8759 | 18 | 16.17 | Residential | Yes | Behind the Meter | Net-metered residential rooftop and canopy |  | None | Bright Planet Solar | JCP&L | Accepted | 2020-12-17 | 2020-12-21 | 2021-12-21 | LONGI | LR6-60HPB-305M | Solar Panels |  | 0.305 | 7 | 14 | 18 |  | Fixed | Roof
NJSTRE1546390889 |  | Transition Incentive Program | Whiting | 8759 | 18 | 16.17 | Residential | Yes | Behind the Meter | Net-metered residential rooftop and canopy |  | None | Bright Planet Solar | JCP&L | Accepted | 2020-12-17 | 2020-12-21 | 2021-12-21 | LONGI | LR6-60HPB-305M | Solar Panels |  | 0.305 | 24 | 104 | 18 |  | Fixed | Roof
NJSTRE1546390889 |  | Transition Incentive Program | Whiting | 8759 | 18 | 16.17 | Residential | Yes | Behind the Meter | Net-metered residential rooftop and canopy |  | None | Bright Planet Solar | JCP&L | Accepted | 2020-12-17 | 2020-12-21 | 2021-12-21 | LONGI | LR6-60HPB-305M | Solar Panels |  | 0.305 | 3 | 195 | 36 |  | Fixed | Roof
NJSTRE1546390924 |  | Transition Incentive Program | Riverside | 8075 | 13 | 6.83 | Residential | Yes | Behind the Meter | Net-metered residential rooftop and canopy |  | None | Vivint Solar Developer, LLC | PSE&G | Accepted | 2020-12-18 | 2020-12-21 | 2021-12-21 | SolarEdge | SE7600H-US | Inverters | 7600 |  | 1 |  |  | 0.992 |  | Outdoor | Near the Utility Meter
NJSTRE1546390924 |  | Transition Incentive Program | Riverside | 8075 | 13 | 6.83 | Residential | Yes | Behind the Meter | Net-metered residential rooftop and canopy |  | None | Vivint Solar Developer, LLC | PSE&G | Accepted | 2020-12-18 | 2020-12-21 | 2021-12-21 | Jinko Solar | JKM325M-60HBL | Solar Panels |  | 0.325 | 3 | 315 | 11 |  | Fixed | Roof
NJSTRE1546390924 |  | Transition Incentive Program | Riverside | 8075 | 13 | 6.83 | Residential | Yes | Behind the Meter | Net-metered residential rooftop and canopy |  | None | Vivint Solar Developer, LLC | PSE&G | Accepted | 2020-12-18 | 2020-12-21 | 2021-12-21 | Jinko Solar | JKM325M-60HBL | Solar Panels |  | 0.325 | 3 | 135 | 11 |  | Fixed | Roof
NJSTRE1546390924 |  | Transition Incentive Program | Riverside | 8075 | 13 | 6.83 | Residential | Yes | Behind the Meter | Net-metered residential rooftop and canopy |  | None | Vivint Solar Developer, LLC | PSE&G | Accepted | 2020-12-18 | 2020-12-21 | 2021-12-21 | Jinko Solar | JKM325M-60HBL | Solar Panels |  | 0.325 | 11 | 225 | 30 |  | Fixed | Roof
NJSTRE1546390924 |  | Transition Incentive Program | Riverside | 8075 | 13 | 6.83 | Residential | Yes | Behind the Meter | Net-metered residential rooftop and canopy |  | None | Vivint Solar Developer, LLC | PSE&G | Accepted | 2020-12-18 | 2020-12-21 | 2021-12-21 | Jinko Solar | JKM325M-60HBL | Solar Panels |  | 0.325 | 4 | 225 | 19 |  | Fixed | Roof
NJSTRE1546390938 |  | Transition Incentive Program | ┬áVentnor City | 8406 | 19 | 8.18 | Residential | Yes | Behind the Meter | Net-metered residential rooftop and canopy |  | None | Seabright Solar | AC Electric | Accepted | 2020-12-17 | 2020-12-21 | 2021-12-21 | Enphase | IQ7XS-96-ACM-US | Inverters | 0.315 |  | 25 |  |  | 0.99 |  | Outside | Roof
NJSTRE1546390938 |  | Transition Incentive Program | ┬áVentnor City | 8406 | 19 | 8.18 | Residential | Yes | Behind the Meter | Net-metered residential rooftop and canopy |  | None | Seabright Solar | AC Electric | Accepted | 2020-12-17 | 2020-12-21 | 2021-12-21 | Sunpower | SPR-E20-327 | Solar Panels |  | 0.327 | 25 | 238 | 23 |  | Fixed | Roof
NJSTRE1546390944 |  | Transition Incentive Program | Bridgewater TWP | 8807 | 5 | 20.4 | Residential | Yes | Behind the Meter | Net-metered residential rooftop and canopy |  | None | Tesla Energy Operations Inc. | PSE&G | Accepted | 2020-12-17 | 2020-12-21 | 2021-12-21 | Tesla | AC Powerwall 2.0 | Electric Storage Battery |  |  | 4 |  |  |  | Lithium Ion |  | Inside garage
NJSTRE1546390944 |  | Transition Incentive Program | Bridgewater TWP | 8807 | 5 | 20.4 | Residential | Yes | Behind the Meter | Net-metered residential rooftop and canopy |  | None | Tesla Energy Operations Inc. | PSE&G | Accepted | 2020-12-17 | 2020-12-21 | 2021-12-21 | SolarEdge Technologies | SE11400H-US [240V] | Inverters | 11400 |  | 1 |  |  | 0.99 |  | Outside | Outside
NJSTRE1546390944 |  | Transition Incentive Program | Bridgewater TWP | 8807 | 5 | 20.4 | Residential | Yes | Behind the Meter | Net-metered residential rooftop and canopy |  | None | Tesla Energy Operations Inc. | PSE&G | Accepted | 2020-12-17 | 2020-12-21 | 2021-12-21 | SolarEdge Technologies | SE7600H-US [240V] | Inverters | 7600 |  | 1 |  |  | 0.99 |  | Outside | Outside
NJSTRE1546390944 |  | Transition Incentive Program | Bridgewater TWP | 8807 | 5 | 20.4 | Residential | Yes | Behind the Meter | Net-metered residential rooftop and canopy |  | None | Tesla Energy Operations Inc. | PSE&G | Accepted | 2020-12-17 | 2020-12-21 | 2021-12-21 | Hanwha Q-CELLS | Q.Peak DUO BLK-G6+ 340 | Solar Panels |  | 0.34 | 2 | 165 | 18 |  | Fixed | Roof
NJSTRE1546390944 |  | Transition Incentive Program | Bridgewater TWP | 8807 | 5 | 20.4 | Residential | Yes | Behind the Meter | Net-metered residential rooftop and canopy |  | None | Tesla Energy Operations Inc. | PSE&G | Accepted | 2020-12-17 | 2020-12-21 | 2021-12-21 | Hanwha Q-CELLS | Q.Peak DUO BLK-G6+ 340 | Solar Panels |  | 0.34 | 20 | 76 | 18 |  | Fixed | Roof
NJSTRE1546390944 |  | Transition Incentive Program | Bridgewater TWP | 8807 | 5 | 20.4 | Residential | Yes | Behind the Meter | Net-metered residential rooftop and canopy |  | None | Tesla Energy Operations Inc. | PSE&G | Accepted | 2020-12-17 | 2020-12-21 | 2021-12-21 | Hanwha Q-CELLS | Q.Peak DUO BLK-G6+ 340 | Solar Panels |  | 0.34 | 8 | 255 | 18 |  | Fixed | Roof
NJSTRE1546390944 |  | Transition Incentive Program | Bridgewater TWP | 8807 | 5 | 20.4 | Residential | Yes | Behind the Meter | Net-metered residential rooftop and canopy |  | None | Tesla Energy Operations Inc. | PSE&G | Accepted | 2020-12-17 | 2020-12-21 | 2021-12-21 | Hanwha Q-CELLS | Q.Peak DUO BLK-G6+ 340 | Solar Panels |  | 0.34 | 2 | 76 | 18 |  | Fixed | Roof
NJSTRE1546390944 |  | Transition Incentive Program | Bridgewater TWP | 8807 | 5 | 20.4 | Residential | Yes | Behind the Meter | Net-metered residential rooftop and canopy |  | None | Tesla Energy Operations Inc. | PSE&G | Accepted | 2020-12-17 | 2020-12-21 | 2021-12-21 | Hanwha Q-CELLS | Q.Peak DUO BLK-G6+ 340 | Solar Panels |  | 0.34 | 6 | 166 | 23 |  | Fixed | Roof
NJSTRE1546390944 |  | Transition Incentive Program | Bridgewater TWP | 8807 | 5 | 20.4 | Residential | Yes | Behind the Meter | Net-metered residential rooftop and canopy |  | None | Tesla Energy Operations Inc. | PSE&G | Accepted | 2020-12-17 | 2020-12-21 | 2021-12-21 | Hanwha Q-CELLS | Q.Peak DUO BLK-G6+ 340 | Solar Panels |  | 0.34 | 6 | 166 | 20 |  | Fixed | Roof
NJSTRE1546390944 |  | Transition Incentive Program | Bridgewater TWP | 8807 | 5 | 20.4 | Residential | Yes | Behind the Meter | Net-metered residential rooftop and canopy |  | None | Tesla Energy Operations Inc. | PSE&G | Accepted | 2020-12-17 | 2020-12-21 | 2021-12-21 | Hanwha Q-CELLS | Q.Peak DUO BLK-G6+ 340 | Solar Panels |  | 0.34 | 16 | 345 | 23 |  | Fixed | Roof
NJSTRE1546390992 |  | Transition Incentive Program | Wenonah | 8090 | 15 | 6.4 | Residential | No | Behind the Meter | Subsection (t): landfill, brownfield, areas of historic fill. |  | None | Kaitanna Solar, LLC | AC Electric | Accepted | 2020-12-17 | 2020-12-22 | 2021-12-22 | Enphase | Envoy | Meters |  |  | 1 |  |  |  | Yes
NJSTRE1546390992 |  | Transition Incentive Program | Wenonah | 8090 | 15 | 6.4 | Residential | No | Behind the Meter | Subsection (t): landfill, brownfield, areas of historic fill. |  | None | Kaitanna Solar, LLC | AC Electric | Accepted | 2020-12-17 | 2020-12-22 | 2021-12-22 | Enphase | IQ7 | Inverters | 240 |  | 20 |  |  | 0.97 |  | Outside | Under Modules
NJSTRE1546390992 |  | Transition Incentive Program | Wenonah | 8090 | 15 | 6.4 | Residential | No | Behind the Meter | Subsection (t): landfill, brownfield, areas of historic fill. |  | None | Kaitanna Solar, LLC | AC Electric | Accepted | 2020-12-17 | 2020-12-22 | 2021-12-22 | Canadian Solar | CS1H-320W HiDM-Black | Solar Panels |  | 0.32 | 20 | 120 | 26.57 |  | Fixed | Roof
NJSTRE1546391003 |  | Transition Incentive Program | Forked River | 8731 | 18 | 13.3 | Residential | Yes | Behind the Meter | Net-metered residential rooftop and canopy |  | None | Pro Custom Solar dba Momentum Solar | JCP&L | Accepted | 2020-12-18 | 2020-12-21 | 2021-12-21 | Enphase | IQ7Plus-72-2-US | Inverters | 290 |  | 38 |  |  | 0.97 |  | Outdoor | Roof
NJSTRE1546391003 |  | Transition Incentive Program | Forked River | 8731 | 18 | 13.3 | Residential | Yes | Behind the Meter | Net-metered residential rooftop and canopy |  | None | Pro Custom Solar dba Momentum Solar | JCP&L | Accepted | 2020-12-18 | 2020-12-21 | 2021-12-21 | LG ELECTRONICS | LG 350N1C-V5 | Solar Panels |  | 0.35 | 10 | 114 | 20 |  | Fixed | Roof
NJSTRE1546391003 |  | Transition Incentive Program | Forked River | 8731 | 18 | 13.3 | Residential | Yes | Behind the Meter | Net-metered residential rooftop and canopy |  | None | Pro Custom Solar dba Momentum Solar | JCP&L | Accepted | 2020-12-18 | 2020-12-21 | 2021-12-21 | LG ELECTRONICS | LG 350N1C-V5 | Solar Panels |  | 0.35 | 10 | 203 | 16 |  | Fixed | Roof
NJSTRE1546391003 |  | Transition Incentive Program | Forked River | 8731 | 18 | 13.3 | Residential | Yes | Behind the Meter | Net-metered residential rooftop and canopy |  | None | Pro Custom Solar dba Momentum Solar | JCP&L | Accepted | 2020-12-18 | 2020-12-21 | 2021-12-21 | LG ELECTRONICS | LG 350N1C-V5 | Solar Panels |  | 0.35 | 18 | 294 | 24 |  | Fixed | Roof
NJSTRE1546391015 |  | Transition Incentive Program | Burlington | 8016 | 13 | 5.25 | Residential | Yes | Behind the Meter | Net-metered residential rooftop and canopy |  | None | Pro Custom Solar dba Momentum Solar | PSE&G | Accepted | 2020-12-18 | 2020-12-21 | 2021-12-21 | Enphase | IQ7Plus-72-2-US | Inverters | 290 |  | 15 |  |  | 0.97 |  | Outdoor | Roof
NJSTRE1546391015 |  | Transition Incentive Program | Burlington | 8016 | 13 | 5.25 | Residential | Yes | Behind the Meter | Net-metered residential rooftop and canopy |  | None | Pro Custom Solar dba Momentum Solar | PSE&G | Accepted | 2020-12-18 | 2020-12-21 | 2021-12-21 | LG ELECTRONICS | LG 350N1C-V5 | Solar Panels |  | 0.35 | 5 | 145 | 27 |  | Fixed | Roof
NJSTRE1546391015 |  | Transition Incentive Program | Burlington | 8016 | 13 | 5.25 | Residential | Yes | Behind the Meter | Net-metered residential rooftop and canopy |  | None | Pro Custom Solar dba Momentum Solar | PSE&G | Accepted | 2020-12-18 | 2020-12-21 | 2021-12-21 | LG ELECTRONICS | LG 350N1C-V5 | Solar Panels |  | 0.35 | 5 | 145 | 27 |  | Fixed | Roof
NJSTRE1546391015 |  | Transition Incentive Program | Burlington | 8016 | 13 | 5.25 | Residential | Yes | Behind the Meter | Net-metered residential rooftop and canopy |  | None | Pro Custom Solar dba Momentum Solar | PSE&G | Accepted | 2020-12-18 | 2020-12-21 | 2021-12-21 | LG ELECTRONICS | LG 350N1C-V5 | Solar Panels |  | 0.35 | 5 | 325 | 26 |  | Fixed | Roof
NJSTRE1546391024 |  | Transition Incentive Program | Hawthorne | 7506 | 6 | 9.6 | Residential | No | Behind the Meter | Net-metered residential rooftop and canopy |  | None | New Jersey Suntech | PSE&G | Accepted | 2020-12-17 | 2020-12-21 | 2021-12-21 | Solaredge | SE7600-US | Inverters | 7600 |  | 1 |  |  | 0.98 |  | Outside | Side of house
NJSTRE1546391024 |  | Transition Incentive Program | Hawthorne | 7506 | 6 | 9.6 | Residential | No | Behind the Meter | Net-metered residential rooftop and canopy |  | None | New Jersey Suntech | PSE&G | Accepted | 2020-12-17 | 2020-12-21 | 2021-12-21 | Hanwha | Q.Peak Duo 320M | Solar Panels |  | 0.32 | 25 | 191 | 45 |  | Fixed | Roof
NJSTRE1546391024 |  | Transition Incentive Program | Hawthorne | 7506 | 6 | 9.6 | Residential | No | Behind the Meter | Net-metered residential rooftop and canopy |  | None | New Jersey Suntech | PSE&G | Accepted | 2020-12-17 | 2020-12-21 | 2021-12-21 | Hanwha | Q.Peak Duo 320M | Solar Panels |  | 0.32 | 5 | 20 | 45 |  | Fixed | Roof
NJSTRE1546391050 |  | Transition Incentive Program | Elizabethport | 7206 | 10 | 1.75 | Residential | Yes | Behind the Meter | Net-metered residential rooftop and canopy |  | None | Pro Custom Solar dba Momentum Solar | PSE&G | Accepted | 2020-12-18 | 2020-12-21 | 2021-12-21 | Enphase | IQ7Plus-72-2-US | Inverters | 290 |  | 5 |  |  | 0.97 |  | Outdoor | Roof
NJSTRE1546391050 |  | Transition Incentive Program | Elizabethport | 7206 | 10 | 1.75 | Residential | Yes | Behind the Meter | Net-metered residential rooftop and canopy |  | None | Pro Custom Solar dba Momentum Solar | PSE&G | Accepted | 2020-12-18 | 2020-12-21 | 2021-12-21 | LG ELECTRONICS | LG 350N1C-V5 | Solar Panels |  | 0.35 | 5 | 145 | 39 |  | Fixed | Pole
NJSTRE1546391123 |  | Transition Incentive Program | Trenton | 8610 | 12 | 3.2 | Residential | No | Behind the Meter | Net-metered residential ground mount |  | None | Kaitanna Solar, LLC | PSE&G | Accepted | 2020-12-21 | 2020-12-22 | 2021-12-22 | Enphase | Envoy | Meters |  |  | 1 |  |  |  | Yes
NJSTRE1546391123 |  | Transition Incentive Program | Trenton | 8610 | 12 | 3.2 | Residential | No | Behind the Meter | Net-metered residential ground mount |  | None | Kaitanna Solar, LLC | PSE&G | Accepted | 2020-12-21 | 2020-12-22 | 2021-12-22 | Enphase | IQ7 | Inverters | 240 |  | 10 |  |  | 0.97 |  | Outdoor | Under Modules
NJSTRE1546391123 |  | Transition Incentive Program | Trenton | 8610 | 12 | 3.2 | Residential | No | Behind the Meter | Net-metered residential ground mount |  | None | Kaitanna Solar, LLC | PSE&G | Accepted | 2020-12-21 | 2020-12-22 | 2021-12-22 | Canadian Solar | CS1H-320W HiDM-Black | Solar Panels |  | 0.32 | 10 | 35 | 22.62 |  | Fixed | Roof
NJSTRE1546391131 |  | Transition Incentive Program | Freehold | 7728 | 17 | 20.06 | Residential | Yes | Behind the Meter | Net-metered residential rooftop and canopy |  | None | Tesla Energy Operations Inc. | JCP&L | Accepted | 2020-12-17 | 2020-12-21 | 2021-12-21 | SolarEdge Technologies | SE10000H-US [240V] | Inverters | 10000 |  | 1 |  |  | 0.99 |  | Outside | Outside
NJSTRE1546391131 |  | Transition Incentive Program | Freehold | 7728 | 17 | 20.06 | Residential | Yes | Behind the Meter | Net-metered residential rooftop and canopy |  | None | Tesla Energy Operations Inc. | JCP&L | Accepted | 2020-12-17 | 2020-12-21 | 2021-12-21 | SolarEdge Technologies | SE7600H-US [240V] | Inverters | 7600 |  | 1 |  |  | 0.99 |  | Outside | Outside
NJSTRE1546391131 |  | Transition Incentive Program | Freehold | 7728 | 17 | 20.06 | Residential | Yes | Behind the Meter | Net-metered residential rooftop and canopy |  | None | Tesla Energy Operations Inc. | JCP&L | Accepted | 2020-12-17 | 2020-12-21 | 2021-12-21 | Hanwha Q-CELLS | Q.Peak DUO BLK-G6+ 340 | Solar Panels |  | 0.34 | 9 | 190 | 30 |  | Fixed | Roof
NJSTRE1546391131 |  | Transition Incentive Program | Freehold | 7728 | 17 | 20.06 | Residential | Yes | Behind the Meter | Net-metered residential rooftop and canopy |  | None | Tesla Energy Operations Inc. | JCP&L | Accepted | 2020-12-17 | 2020-12-21 | 2021-12-21 | Hanwha Q-CELLS | Q.Peak DUO BLK-G6+ 340 | Solar Panels |  | 0.34 | 9 | 10 | 30 |  | Fixed | Roof
NJSTRE1546391131 |  | Transition Incentive Program | Freehold | 7728 | 17 | 20.06 | Residential | Yes | Behind the Meter | Net-metered residential rooftop and canopy |  | None | Tesla Energy Operations Inc. | JCP&L | Accepted | 2020-12-17 | 2020-12-21 | 2021-12-21 | Hanwha Q-CELLS | Q.Peak DUO BLK-G6+ 340 | Solar Panels |  | 0.34 | 13 | 190 | 30 |  | Fixed | Roof
NJSTRE1546391131 |  | Transition Incentive Program | Freehold | 7728 | 17 | 20.06 | Residential | Yes | Behind the Meter | Net-metered residential rooftop and canopy |  | None | Tesla Energy Operations Inc. | JCP&L | Accepted | 2020-12-17 | 2020-12-21 | 2021-12-21 | Hanwha Q-CELLS | Q.Peak DUO BLK-G6+ 340 | Solar Panels |  | 0.34 | 28 | 10 | 30 |  | Fixed | Roof
NJSTRE1546391135 |  | Transition Incentive Program | Vineland | 8360 | 20 | 3.2 | Residential | No | Behind the Meter | Net-metered residential rooftop and canopy |  | None | Kaitanna Solar, LLC | Vineland Muni Electric | Accepted | 2020-12-21 | 2020-12-22 | 2021-12-22 | Enphase | Envoy | Meters |  |  | 1 |  |  |  | Yes
NJSTRE1546391135 |  | Transition Incentive Program | Vineland | 8360 | 20 | 3.2 | Residential | No | Behind the Meter | Net-metered residential rooftop and canopy |  | None | Kaitanna Solar, LLC | Vineland Muni Electric | Accepted | 2020-12-21 | 2020-12-22 | 2021-12-22 | Enphase | IQ7 | Inverters | 240 |  | 10 |  |  | 0.97 |  | Outdoor | Under Modules
NJSTRE1546391135 |  | Transition Incentive Program | Vineland | 8360 | 20 | 3.2 | Residential | No | Behind the Meter | Net-metered residential rooftop and canopy |  | None | Kaitanna Solar, LLC | Vineland Muni Electric | Accepted | 2020-12-21 | 2020-12-22 | 2021-12-22 | Canadian Solar | CS1-H-320W HiDM-Black | Solar Panels |  | 0.32 | 10 | 270 | 26.57 |  | Fixed | Roof
NJSTRE1546391140 |  | Transition Incentive Program | West Windsor TWP | 8550 | 12 | 9.52 | Residential | Yes | Behind the Meter | Net-metered residential rooftop and canopy |  | None | Tesla Energy Operations Inc. | PSE&G | Accepted | 2020-12-17 | 2020-12-21 | 2021-12-21 | Tesla | AC Powerwall 2.0 | Electric Storage Battery |  |  | 1 |  |  |  | Lithium Ion |  | Inside
NJSTRE1546391140 |  | Transition Incentive Program | West Windsor TWP | 8550 | 12 | 9.52 | Residential | Yes | Behind the Meter | Net-metered residential rooftop and canopy |  | None | Tesla Energy Operations Inc. | PSE&G | Accepted | 2020-12-17 | 2020-12-21 | 2021-12-21 | SolarEdge Technologies | SE7600H-US000BSC4 | Inverters | 7600 |  | 1 |  |  | 0.99 |  | Indoor | Indoor
NJSTRE1546391140 |  | Transition Incentive Program | West Windsor TWP | 8550 | 12 | 9.52 | Residential | Yes | Behind the Meter | Net-metered residential rooftop and canopy |  | None | Tesla Energy Operations Inc. | PSE&G | Accepted | 2020-12-17 | 2020-12-21 | 2021-12-21 | Hanwha Q CELLS | Q.PEAK DUO-G6+/SC 340 | Solar Panels |  | 0.34 | 28 | 352 | 20 |  | Fixed | Roof
NJSTRE1546391148 |  | Transition Incentive Program | Neptune | 7753 | 17 | 7.14 | Residential | Yes | Behind the Meter | Net-metered residential rooftop and canopy |  | None | Tesla Energy Operations Inc. | JCP&L | Accepted | 2020-12-17 | 2020-12-21 | 2021-12-21 | Tesla | AC Powerwall 2.0 | Electric Storage Battery |  |  | 2 |  |  |  | Lithium Ion |  | Inside
NJSTRE1546391148 |  | Transition Incentive Program | Neptune | 7753 | 17 | 7.14 | Residential | Yes | Behind the Meter | Net-metered residential rooftop and canopy |  | None | Tesla Energy Operations Inc. | JCP&L | Accepted | 2020-12-17 | 2020-12-21 | 2021-12-21 | SolarEdge Technologies | SE7600H-US000BSC4 | Inverters | 7600 |  | 1 |  |  | 0.99 |  | Outdoor | Outdoor
NJSTRE1546391148 |  | Transition Incentive Program | Neptune | 7753 | 17 | 7.14 | Residential | Yes | Behind the Meter | Net-metered residential rooftop and canopy |  | None | Tesla Energy Operations Inc. | JCP&L | Accepted | 2020-12-17 | 2020-12-21 | 2021-12-21 | Hanwha Q CELLS | Q.PEAK DUO-G6+/SC 340 | Solar Panels |  | 0.34 | 15 | 13 | 30 |  | Fixed | Roof
NJSTRE1546391148 |  | Transition Incentive Program | Neptune | 7753 | 17 | 7.14 | Residential | Yes | Behind the Meter | Net-metered residential rooftop and canopy |  | None | Tesla Energy Operations Inc. | JCP&L | Accepted | 2020-12-17 | 2020-12-21 | 2021-12-21 | Hanwha Q CELLS | Q.PEAK DUO-G6+/SC 340 | Solar Panels |  | 0.34 | 6 | 193 | 30 |  | Fixed | Roof
NJSTRE1546391153 |  | Transition Incentive Program | Willingboro Twp | 8046 | 13 | 14.49 | Residential | Yes | Behind the Meter | Net-metered residential rooftop and canopy |  | None | 1st Light Energy Inc | PSE&G | Accepted | 2020-12-17 | 2020-12-21 | 2021-12-21 | SolarEdge | SE11400H-US | Inverters | 11400 |  | 1 |  |  | 0.99 |  | Outside | Within 10 feet of Meter
NJSTRE1546391153 |  | Transition Incentive Program | Willingboro Twp | 8046 | 13 | 14.49 | Residential | Yes | Behind the Meter | Net-metered residential rooftop and canopy |  | None | 1st Light Energy Inc | PSE&G | Accepted | 2020-12-17 | 2020-12-21 | 2021-12-21 | Longi | LR6-60HPB-315M | Solar Panels |  | 0.315 | 10 | 199 | 18 |  | Fixed | Roof
NJSTRE1546391153 |  | Transition Incentive Program | Willingboro Twp | 8046 | 13 | 14.49 | Residential | Yes | Behind the Meter | Net-metered residential rooftop and canopy |  | None | 1st Light Energy Inc | PSE&G | Accepted | 2020-12-17 | 2020-12-21 | 2021-12-21 | Longi | LR6-60HPB-315M | Solar Panels |  | 0.315 | 9 | 19 | 23 |  | Fixed | Roof
NJSTRE1546391153 |  | Transition Incentive Program | Willingboro Twp | 8046 | 13 | 14.49 | Residential | Yes | Behind the Meter | Net-metered residential rooftop and canopy |  | None | 1st Light Energy Inc | PSE&G | Accepted | 2020-12-17 | 2020-12-21 | 2021-12-21 | Longi | LR6-60HPB-315M | Solar Panels |  | 0.315 | 12 | 108 | 18 |  | Fixed | Roof
NJSTRE1546391153 |  | Transition Incentive Program | Willingboro Twp | 8046 | 13 | 14.49 | Residential | Yes | Behind the Meter | Net-metered residential rooftop and canopy |  | None | 1st Light Energy Inc | PSE&G | Accepted | 2020-12-17 | 2020-12-21 | 2021-12-21 | Longi | LR6-60HPB-315M | Solar Panels |  | 0.315 | 15 | 288 | 23 |  | Fixed | Roof
NJSTRE1546391161 |  | Transition Incentive Program | Pine Hill | 8021 | 14 | 8.19 | Residential | Yes | Behind the Meter | Net-metered residential rooftop and canopy |  | None | 1st Light Energy Inc | AC Electric | Accepted | 2020-12-17 | 2020-12-21 | 2021-12-21 | SolarEdge | SE7600H-US | Inverters | 7600 |  | 1 |  |  | 0.99 |  | Outside | Within 10 feet of Meter
NJSTRE1546391161 |  | Transition Incentive Program | Pine Hill | 8021 | 14 | 8.19 | Residential | Yes | Behind the Meter | Net-metered residential rooftop and canopy |  | None | 1st Light Energy Inc | AC Electric | Accepted | 2020-12-17 | 2020-12-21 | 2021-12-21 | Longi | LR6-60HPB-315M | Solar Panels |  | 0.315 | 14 | 143 | 27 |  | Fixed | Roof
NJSTRE1546391161 |  | Transition Incentive Program | Pine Hill | 8021 | 14 | 8.19 | Residential | Yes | Behind the Meter | Net-metered residential rooftop and canopy |  | None | 1st Light Energy Inc | AC Electric | Accepted | 2020-12-17 | 2020-12-21 | 2021-12-21 | Longi | LR6-60HPB-315M | Solar Panels |  | 0.315 | 12 | 323 | 27 |  | Fixed | Roof
NJSTRE1546391168 |  | Transition Incentive Program | Woodbridge Twp | 7064 | 11 | 11.34 | Residential | Yes | Behind the Meter | Net-metered residential rooftop and canopy |  | None | 1st Light Energy Inc | PSE&G | Accepted | 2020-12-17 | 2020-12-21 | 2021-12-21 | SolarEdge | SE10000H-US | Inverters | 10000 |  | 1 |  |  | 0.99 |  | Outside | Within 10 feet from Meter
NJSTRE1546391168 |  | Transition Incentive Program | Woodbridge Twp | 7064 | 11 | 11.34 | Residential | Yes | Behind the Meter | Net-metered residential rooftop and canopy |  | None | 1st Light Energy Inc | PSE&G | Accepted | 2020-12-17 | 2020-12-21 | 2021-12-21 | Longi | LR6-60HPB-315M | Solar Panels |  | 0.315 | 16 | 274 | 30 |  | Fixed | Roof
NJSTRE1546391168 |  | Transition Incentive Program | Woodbridge Twp | 7064 | 11 | 11.34 | Residential | Yes | Behind the Meter | Net-metered residential rooftop and canopy |  | None | 1st Light Energy Inc | PSE&G | Accepted | 2020-12-17 | 2020-12-21 | 2021-12-21 | Longi | LR6-60HPB-315M | Solar Panels |  | 0.315 | 20 | 94 | 30 |  | Fixed | Roof
NJSTRE1546391176 |  | Transition Incentive Program | North Arlington Boro | 7031 | 7 | 8.28 | Residential | Yes | Behind the Meter | Net-metered residential rooftop and canopy |  | None | SunPower Corporation, Systems | PSE&G | Final As-Built Received | 2020-12-17 | 2020-12-29 |  | SunPower | SPR-X22-360-D-AC | Solar Panels |  | 0.36 | 13 | 121 | 6 |  | Fixed | Roof
NJSTRE1546391176 |  | Transition Incentive Program | North Arlington Boro | 7031 | 7 | 8.28 | Residential | Yes | Behind the Meter | Net-metered residential rooftop and canopy |  | None | SunPower Corporation, Systems | PSE&G | Final As-Built Received | 2020-12-17 | 2020-12-29 |  | SunPower | SPR-X22-360-D-AC | Solar Panels |  | 0.36 | 10 | 301 | 6 |  | Fixed | Roof
NJSTRE1546391176 |  | Transition Incentive Program | North Arlington Boro | 7031 | 7 | 8.28 | Residential | Yes | Behind the Meter | Net-metered residential rooftop and canopy |  | None | SunPower Corporation, Systems | PSE&G | Final As-Built Received | 2020-12-17 | 2020-12-29 |  | SunPower | SPR-X22-360-D-AC | Inverters | 320 |  | 23 |  |  | 0.96 |  | Other | Under Each Panel
NJSTRE1546391176 |  | Transition Incentive Program | North Arlington Boro | 7031 | 7 | 8.28 | Residential | Yes | Behind the Meter | Net-metered residential rooftop and canopy |  | None | SunPower Corporation, Systems | PSE&G | Final As-Built Received | 2020-12-17 | 2020-12-29 |  | SunPower | PVS6 | Meters |  |  | 1 |  |  |  | Yes | Outdoor
NJSTRE1546398741 |  | Transition Incentive Program | Sicklerville | 8081 | 14 | 12.29 | Residential | Yes | Behind the Meter | Net-metered residential rooftop and canopy |  | None | 1st Light Energy Inc | AC Electric | Accepted | 2020-12-18 | 2020-12-21 | 2021-12-21 | SolarEdge | SE10000H-US | Inverters | 10000 |  | 1 |  |  | 0.99 |  | Outside | Within 10 feet of Meter
NJSTRE1546398741 |  | Transition Incentive Program | Sicklerville | 8081 | 14 | 12.29 | Residential | Yes | Behind the Meter | Net-metered residential rooftop and canopy |  | None | 1st Light Energy Inc | AC Electric | Accepted | 2020-12-18 | 2020-12-21 | 2021-12-21 | Longi | LR6-60HPB-315M | Solar Panels |  | 0.315 | 7 | 66 | 23 |  | Fixed | Roof
NJSTRE1546398741 |  | Transition Incentive Program | Sicklerville | 8081 | 14 | 12.29 | Residential | Yes | Behind the Meter | Net-metered residential rooftop and canopy |  | None | 1st Light Energy Inc | AC Electric | Accepted | 2020-12-18 | 2020-12-21 | 2021-12-21 | Longi | LR6-60HPB-315M | Solar Panels |  | 0.315 | 9 | 336 | 27 |  | Fixed | Roof
NJSTRE1546398741 |  | Transition Incentive Program | Sicklerville | 8081 | 14 | 12.29 | Residential | Yes | Behind the Meter | Net-metered residential rooftop and canopy |  | None | 1st Light Energy Inc | AC Electric | Accepted | 2020-12-18 | 2020-12-21 | 2021-12-21 | Longi | LR6-60HPB-315M | Solar Panels |  | 0.315 | 11 | 156 | 23 |  | Fixed | Roof
NJSTRE1546398741 |  | Transition Incentive Program | Sicklerville | 8081 | 14 | 12.29 | Residential | Yes | Behind the Meter | Net-metered residential rooftop and canopy |  | None | 1st Light Energy Inc | AC Electric | Accepted | 2020-12-18 | 2020-12-21 | 2021-12-21 | Longi | LR6-60HPB-315M | Solar Panels |  | 0.315 | 12 | 246 | 23 |  | Fixed | Roof
NJSTRE1546398748 |  | Transition Incentive Program | West Windsor Township | 8550 | 12 | 10.44 | Residential | No | Behind the Meter | Net-metered residential rooftop and canopy |  | None | SunPower Corporation, Systems | AC Electric | Final As-Built Received | 2020-12-18 | 2020-12-21 |  | SunPower | SPR-X22-360-D-AC | Solar Panels |  | 0.36 | 8 | 250 | 34 |  | Fixed | Roof
NJSTRE1546398748 |  | Transition Incentive Program | West Windsor Township | 8550 | 12 | 10.44 | Residential | No | Behind the Meter | Net-metered residential rooftop and canopy |  | None | SunPower Corporation, Systems | AC Electric | Final As-Built Received | 2020-12-18 | 2020-12-21 |  | SunPower | SPR-X22-360-D-AC | Solar Panels |  | 0.36 | 21 | 160 | 18 |  | Fixed | Roof
NJSTRE1546398748 |  | Transition Incentive Program | West Windsor Township | 8550 | 12 | 10.44 | Residential | No | Behind the Meter | Net-metered residential rooftop and canopy |  | None | SunPower Corporation, Systems | AC Electric | Final As-Built Received | 2020-12-18 | 2020-12-21 |  | SunPower | SPR-X22-360-D-AC | Inverters | 320 |  | 29 |  |  | 0.96 |  | Other | Under each panel
NJSTRE1546398750 |  | Transition Incentive Program | North Bergen TWP | 7047 | 8 | 10.46 | Residential | No | Behind the Meter | Net-metered residential rooftop and canopy |  | None | SunPower Corporation, Systems | AC Electric | As-Built Incomplete - Review | 2020-12-18 | 2020-12-21 |  | SunPower | SPR-X20-327-BLK-C-AC | Solar Panels |  | 0.327 | 21 | 216 | 42 |  | Fixed | Roof
NJSTRE1546398750 |  | Transition Incentive Program | North Bergen TWP | 7047 | 8 | 10.46 | Residential | No | Behind the Meter | Net-metered residential rooftop and canopy |  | None | SunPower Corporation, Systems | AC Electric | As-Built Incomplete - Review | 2020-12-18 | 2020-12-21 |  | SunPower | SPR-X20-327-BLK-C-AC | Solar Panels |  | 0.327 | 11 | 39 | 22 |  | Fixed | Roof
NJSTRE1546398750 |  | Transition Incentive Program | North Bergen TWP | 7047 | 8 | 10.46 | Residential | No | Behind the Meter | Net-metered residential rooftop and canopy |  | None | SunPower Corporation, Systems | AC Electric | As-Built Incomplete - Review | 2020-12-18 | 2020-12-21 |  | SunPower | SPR-X20-327-BLK-C-AC | Inverters | 320 |  | 32 |  |  | 0.96 |  | Other | Under each panel
NJSTRE1546398750 |  | Transition Incentive Program | North Bergen TWP | 7047 | 8 | 10.46 | Residential | No | Behind the Meter | Net-metered residential rooftop and canopy |  | None | SunPower Corporation, Systems | AC Electric | As-Built Incomplete - Review | 2020-12-18 | 2020-12-21 |  | SunPower | PVS5 | Meters |  |  | 1 |  |  |  | Yes | Outdoor
NJSTRE1546398764 |  | Transition Incentive Program | Atco | 8004 | 14 | 7.26 | Residential | Yes | Behind the Meter | Net-metered residential rooftop and canopy |  | None | Posigen NJ LLC | AC Electric | Accepted | 2020-12-18 | 2020-12-21 | 2021-12-21 | SolarEdge | SE7600H-US | Inverters | 7600 |  | 1 |  |  | 0.99 |  | Outside | within ten feet of meter
NJSTRE1546398764 |  | Transition Incentive Program | Atco | 8004 | 14 | 7.26 | Residential | Yes | Behind the Meter | Net-metered residential rooftop and canopy |  | None | Posigen NJ LLC | AC Electric | Accepted | 2020-12-18 | 2020-12-21 | 2021-12-21 | Silfab | SIL330HL | Solar Panels |  | 0.33 | 22 | 12192 | 22 |  | Fixed | Roof
NJSTRE1546398768 |  | Transition Incentive Program | Manahawkin | 8050 | 18 | 6.4 | Residential | Yes | Behind the Meter | Net-metered residential rooftop and canopy |  | None | Vivint Solar Developer, LLC | AC Electric | Accepted | 2020-12-18 | 2020-12-21 | 2021-12-21 | SolarEdge | SE7600H-US | Inverters | 7600 |  | 1 |  |  | 0.992 |  | Outdoor | Near the Utility Meter
NJSTRE1546398768 |  | Transition Incentive Program | Manahawkin | 8050 | 18 | 6.4 | Residential | Yes | Behind the Meter | Net-metered residential rooftop and canopy |  | None | Vivint Solar Developer, LLC | AC Electric | Accepted | 2020-12-18 | 2020-12-21 | 2021-12-21 | Jinko Solar | JKM320M-60HBL | Solar Panels |  | 0.32 | 15 | 155 | 30 |  | Fixed | Roof
NJSTRE1546398768 |  | Transition Incentive Program | Manahawkin | 8050 | 18 | 6.4 | Residential | Yes | Behind the Meter | Net-metered residential rooftop and canopy |  | None | Vivint Solar Developer, LLC | AC Electric | Accepted | 2020-12-18 | 2020-12-21 | 2021-12-21 | Jinko Solar | JKM320M-60HBL | Solar Panels |  | 0.32 | 5 | 155 | 30 |  | Fixed | Roof
NJSTRE1546398769 |  | Transition Incentive Program | Atco | 8004 | 14 | 5.28 | Residential | Yes | Behind the Meter | Net-metered residential rooftop and canopy |  | None | Posigen NJ LLC | AC Electric | Accepted | 2020-12-18 | 2020-12-21 | 2021-12-21 | SolarEdge | SE6000H-US | Inverters | 6000 |  | 1 |  |  | 0.99 |  | Outside | within ten feet of meter
NJSTRE1546398769 |  | Transition Incentive Program | Atco | 8004 | 14 | 5.28 | Residential | Yes | Behind the Meter | Net-metered residential rooftop and canopy |  | None | Posigen NJ LLC | AC Electric | Accepted | 2020-12-18 | 2020-12-21 | 2021-12-21 | Silfab | SIL330HL | Solar Panels |  | 0.33 | 16 | 12192 | 22 |  | Fixed | Roof
NJSTRE1546398780 |  | Transition Incentive Program | Egg Harbor City | 8215 | 19 | 13.94 | Residential | No | Behind the Meter | Net-metered residential rooftop and canopy |  | None | Impact Solar LLC | AC Electric | Accepted | 2020-12-18 | 2020-12-21 | 2021-12-21 | solaredge | solaredge direct | Meters |  |  | 1 |  |  |  | Yes | Outdoor
NJSTRE1546398780 |  | Transition Incentive Program | Egg Harbor City | 8215 | 19 | 13.94 | Residential | No | Behind the Meter | Net-metered residential rooftop and canopy |  | None | Impact Solar LLC | AC Electric | Accepted | 2020-12-18 | 2020-12-21 | 2021-12-21 | SolarEdge | SE11400H-US | Inverters | 11400 |  | 1 |  |  | 0.96 |  | Outdoor | detached garage
NJSTRE1546398780 |  | Transition Incentive Program | Egg Harbor City | 8215 | 19 | 13.94 | Residential | No | Behind the Meter | Net-metered residential rooftop and canopy |  | None | Impact Solar LLC | AC Electric | Accepted | 2020-12-18 | 2020-12-21 | 2021-12-21 | Hanwha | Q.PEAKDO-G5340 | Solar Panels |  | 0.34 | 41 | 266 | 19 |  | Fixed | Roof
NJSTRE1546398791 |  | Transition Incentive Program | Fairlawn | 7410 | 7 | 9.1 | Residential | Yes | Behind the Meter | Net-metered residential rooftop and canopy |  | None | GenRenew, LLC | PSE&G | Accepted | 2020-12-18 | 2020-12-21 | 2021-12-21 | Enphase | IQ7 | Inverters | 320 |  | 28 |  |  | 0.96 |  | Outside | under modules
NJSTRE1546398791 |  | Transition Incentive Program | Fairlawn | 7410 | 7 | 9.1 | Residential | Yes | Behind the Meter | Net-metered residential rooftop and canopy |  | None | GenRenew, LLC | PSE&G | Accepted | 2020-12-18 | 2020-12-21 | 2021-12-21 | Hanwha | Q.PEAK DUO 325 | Solar Panels |  | 0.325 | 2 | 341 | 18 |  | Fixed | Roof
NJSTRE1546398791 |  | Transition Incentive Program | Fairlawn | 7410 | 7 | 9.1 | Residential | Yes | Behind the Meter | Net-metered residential rooftop and canopy |  | None | GenRenew, LLC | PSE&G | Accepted | 2020-12-18 | 2020-12-21 | 2021-12-21 | Hanwha | Q.Peak DUO 325 | Solar Panels |  | 0.325 | 13 | 161 | 24 |  | Fixed | Roof
NJSTRE1546398791 |  | Transition Incentive Program | Fairlawn | 7410 | 7 | 9.1 | Residential | Yes | Behind the Meter | Net-metered residential rooftop and canopy |  | None | GenRenew, LLC | PSE&G | Accepted | 2020-12-18 | 2020-12-21 | 2021-12-21 | Hanwha | Q.PEAK DUO 325 | Solar Panels |  | 0.325 | 3 | 161 | 18 |  | Fixed | Roof
NJSTRE1546398791 |  | Transition Incentive Program | Fairlawn | 7410 | 7 | 9.1 | Residential | Yes | Behind the Meter | Net-metered residential rooftop and canopy |  | None | GenRenew, LLC | PSE&G | Accepted | 2020-12-18 | 2020-12-21 | 2021-12-21 | Hanwha | Q.PEAK DUO 325 | Solar Panels |  | 0.325 | 10 | 24 | 71 |  | Fixed | Roof
NJSTRE1546398797 |  | Transition Incentive Program | Penns Grove | 8069 | 16 | 16.92 | Residential | Yes | Behind the Meter | Net-metered residential rooftop and canopy |  | None | SunPower Corporation, Systems | AC Electric | Final As-Built Received | 2020-12-18 | 2020-12-29 |  | SunPower | SPR-X22-360-C-AC | Solar Panels |  | 0.36 | 8 | 224 | 13 |  | Fixed | Roof
NJSTRE1546398797 |  | Transition Incentive Program | Penns Grove | 8069 | 16 | 16.92 | Residential | Yes | Behind the Meter | Net-metered residential rooftop and canopy |  | None | SunPower Corporation, Systems | AC Electric | Final As-Built Received | 2020-12-18 | 2020-12-29 |  | SunPower | SPR-X22-360-C-AC | Solar Panels |  | 0.36 | 7 | 224 | 17 |  | Fixed | Roof
NJSTRE1546398797 |  | Transition Incentive Program | Penns Grove | 8069 | 16 | 16.92 | Residential | Yes | Behind the Meter | Net-metered residential rooftop and canopy |  | None | SunPower Corporation, Systems | AC Electric | Final As-Built Received | 2020-12-18 | 2020-12-29 |  | SunPower | SPR-X22-360-C-AC | Solar Panels |  | 0.36 | 5 | 224 | 34 |  | Fixed | Roof
NJSTRE1546398797 |  | Transition Incentive Program | Penns Grove | 8069 | 16 | 16.92 | Residential | Yes | Behind the Meter | Net-metered residential rooftop and canopy |  | None | SunPower Corporation, Systems | AC Electric | Final As-Built Received | 2020-12-18 | 2020-12-29 |  | SunPower | SPR-X22-360-C-AC | Solar Panels |  | 0.36 | 21 | 135 | 34 |  | Fixed | Roof
NJSTRE1546398797 |  | Transition Incentive Program | Penns Grove | 8069 | 16 | 16.92 | Residential | Yes | Behind the Meter | Net-metered residential rooftop and canopy |  | None | SunPower Corporation, Systems | AC Electric | Final As-Built Received | 2020-12-18 | 2020-12-29 |  | SunPower | SPR-X22-360-C-AC | Solar Panels |  | 0.36 | 6 | 313 | 14 |  | Fixed | Roof
NJSTRE1546398797 |  | Transition Incentive Program | Penns Grove | 8069 | 16 | 16.92 | Residential | Yes | Behind the Meter | Net-metered residential rooftop and canopy |  | None | SunPower Corporation, Systems | AC Electric | Final As-Built Received | 2020-12-18 | 2020-12-29 |  | SunPower | SPR-X22-360-C-AC | Inverters | 320 |  | 47 |  |  | 0.96 |  | Other | under each panel
NJSTRE1546398797 |  | Transition Incentive Program | Penns Grove | 8069 | 16 | 16.92 | Residential | Yes | Behind the Meter | Net-metered residential rooftop and canopy |  | None | SunPower Corporation, Systems | AC Electric | Final As-Built Received | 2020-12-18 | 2020-12-29 |  | Sunpower | PVS5 | Meters |  |  | 1 |  |  |  | Yes | Outdoor
NJSTRE1546398822 |  | Transition Incentive Program | Mantua | 8051 | 15 | 15.48 | Residential | Yes | Behind the Meter | Net-metered residential rooftop and canopy |  | None | SunPower Corporation, Systems | AC Electric | Final As-Built Received | 2020-12-18 | 2020-12-21 |  | SunPower | SPR-X22-360-D-AC | Solar Panels |  | 0.36 | 27 | 259 | 13 |  | Fixed | Roof
NJSTRE1546398822 |  | Transition Incentive Program | Mantua | 8051 | 15 | 15.48 | Residential | Yes | Behind the Meter | Net-metered residential rooftop and canopy |  | None | SunPower Corporation, Systems | AC Electric | Final As-Built Received | 2020-12-18 | 2020-12-21 |  | SunPower | SPR-X22-360-D-AC | Solar Panels |  | 0.36 | 11 | 79 | 17 |  | Fixed | Roof
NJSTRE1546398822 |  | Transition Incentive Program | Mantua | 8051 | 15 | 15.48 | Residential | Yes | Behind the Meter | Net-metered residential rooftop and canopy |  | None | SunPower Corporation, Systems | AC Electric | Final As-Built Received | 2020-12-18 | 2020-12-21 |  | SunPower | SPR-X22-360-D-AC | Solar Panels |  | 0.36 | 5 | 259 | 34 |  | Fixed | Roof
NJSTRE1546398822 |  | Transition Incentive Program | Mantua | 8051 | 15 | 15.48 | Residential | Yes | Behind the Meter | Net-metered residential rooftop and canopy |  | None | SunPower Corporation, Systems | AC Electric | Final As-Built Received | 2020-12-18 | 2020-12-21 |  | SunPower | SPR-X22-360-D-AC | Inverters | 320 |  | 43 |  |  | 0.96 |  | Other | under each panel
NJSTRE1546398822 |  | Transition Incentive Program | Mantua | 8051 | 15 | 15.48 | Residential | Yes | Behind the Meter | Net-metered residential rooftop and canopy |  | None | SunPower Corporation, Systems | AC Electric | Final As-Built Received | 2020-12-18 | 2020-12-21 |  | SunPower | PVS6 | Meters |  |  | 1 |  |  |  | Yes | Outdoor
NJSTRE1546398855 |  | Transition Incentive Program | Millville | 8332 | 20 | 7.04 | Residential | No | Behind the Meter | Net-metered residential rooftop and canopy |  | None | Vivint Solar Developer, LLC | AC Electric | Accepted | 2020-12-18 | 2020-12-21 | 2021-12-21 | Solar Edge | SE7600H-US | Inverters | 7600 |  | 1 |  |  | 0.992 |  | Outdoor | Near the Utility Meter
NJSTRE1546398855 |  | Transition Incentive Program | Millville | 8332 | 20 | 7.04 | Residential | No | Behind the Meter | Net-metered residential rooftop and canopy |  | None | Vivint Solar Developer, LLC | AC Electric | Accepted | 2020-12-18 | 2020-12-21 | 2021-12-21 | JINKO SOLAR | JKM320M-60HBL | Solar Panels |  | 0.32 | 22 | 213 | 23 |  | Fixed | Roof
NJSTRE1546398868 |  | Transition Incentive Program | South Brunswick Twp | 8824 | 11 | 11.16 | Residential | Yes | Behind the Meter | Net-metered residential rooftop and canopy |  | None | SunPower Corporation, Systems | PSE&G | As-Built Incomplete - Review | 2020-12-20 | 2020-12-21 |  | SunPower | SPR-X22-360-D-AC | Solar Panels |  | 0.36 | 7 | 193 | 18 |  | Fixed | Roof
NJSTRE1546398868 |  | Transition Incentive Program | South Brunswick Twp | 8824 | 11 | 11.16 | Residential | Yes | Behind the Meter | Net-metered residential rooftop and canopy |  | None | SunPower Corporation, Systems | PSE&G | As-Built Incomplete - Review | 2020-12-20 | 2020-12-21 |  | SunPower | SPR-X22-360-D-AC | Solar Panels |  | 0.36 | 11 | 193 | 3 |  | Fixed | Roof
NJSTRE1546398868 |  | Transition Incentive Program | South Brunswick Twp | 8824 | 11 | 11.16 | Residential | Yes | Behind the Meter | Net-metered residential rooftop and canopy |  | None | SunPower Corporation, Systems | PSE&G | As-Built Incomplete - Review | 2020-12-20 | 2020-12-21 |  | SunPower | SPR-X22-360-D-AC | Solar Panels |  | 0.36 | 13 | 283 | 18 |  | Fixed | Roof
NJSTRE1546398868 |  | Transition Incentive Program | South Brunswick Twp | 8824 | 11 | 11.16 | Residential | Yes | Behind the Meter | Net-metered residential rooftop and canopy |  | None | SunPower Corporation, Systems | PSE&G | As-Built Incomplete - Review | 2020-12-20 | 2020-12-21 |  | SunPower | SPR-X22-360-D-AC | Inverters | 320 |  | 31 |  |  | 0.96 |  | Other | under each panel
NJSTRE1546398868 |  | Transition Incentive Program | South Brunswick Twp | 8824 | 11 | 11.16 | Residential | Yes | Behind the Meter | Net-metered residential rooftop and canopy |  | None | SunPower Corporation, Systems | PSE&G | As-Built Incomplete - Review | 2020-12-20 | 2020-12-21 |  | SunPower | PVS5 | Meters |  |  | 1 |  |  |  | Yes | Outdoor
NJSTRE1546398912 |  | Transition Incentive Program | newark | 7104 | 9 | 7.44 | Residential | No | Behind the Meter | Net-metered residential rooftop and canopy |  | None | United Solar LLC | PSE&G | Accepted | 2020-12-18 | 2020-12-23 | 2021-12-23 | enlighten | enphase | Meters |  |  | 1 |  |  |  | Yes | Outdoor
NJSTRE1546398912 |  | Transition Incentive Program | newark | 7104 | 9 | 7.44 | Residential | No | Behind the Meter | Net-metered residential rooftop and canopy |  | None | United Solar LLC | PSE&G | Accepted | 2020-12-18 | 2020-12-23 | 2021-12-23 | enphase | iq6 | Inverters | 230 |  | 24 |  |  | 0.965 |  | Outside | roof
NJSTRE1546398912 |  | Transition Incentive Program | newark | 7104 | 9 | 7.44 | Residential | No | Behind the Meter | Net-metered residential rooftop and canopy |  | None | United Solar LLC | PSE&G | Accepted | 2020-12-18 | 2020-12-23 | 2021-12-23 | Hanwah | Q.PEAK DUO BLK-G5 310 | Solar Panels |  | 0.31 | 24 | 198 | 21 |  | Fixed | Roof
NJSTRE1546398977 |  | Transition Incentive Program | Pennsville | 8070 | 16 | 6.62 | Residential | No | Behind the Meter | Net-metered residential ground mount |  | None | Solar Energy World | AC Electric | Accepted | 2020-12-18 | 2020-12-21 | 2021-12-21 | Solaredge | SE6000U-USRGM | Inverters | 6000 |  | 1 |  |  | 0.983 |  | Outside | near meter
NJSTRE1546398977 |  | Transition Incentive Program | Pennsville | 8070 | 16 | 6.62 | Residential | No | Behind the Meter | Net-metered residential ground mount |  | None | Solar Energy World | AC Electric | Accepted | 2020-12-18 | 2020-12-21 | 2021-12-21 | Hanwha | Q Peak DOU BLK 315 | Solar Panels |  | 0.315 | 21 | 215 | 25 |  | Fixed | Roof
NJSTRE1546398980 |  | Transition Incentive Program | Runnemede | 8078 | 14 | 9.52 | Residential | No | Behind the Meter | Net-metered residential rooftop and canopy |  | None | Vision Solar LLC | PSE&G | Accepted | 2020-12-18 | 2020-12-21 | 2021-12-21 | Enphase | IQ7-60-2-US | Inverters | 0.24 |  | 28 |  |  | 0.96 |  | Outdoor | under each panel
NJSTRE1546398980 |  | Transition Incentive Program | Runnemede | 8078 | 14 | 9.52 | Residential | No | Behind the Meter | Net-metered residential rooftop and canopy |  | None | Vision Solar LLC | PSE&G | Accepted | 2020-12-18 | 2020-12-21 | 2021-12-21 | Hanwha | Q.peak Duo Blk-G6+ 340 | Solar Panels |  | 0.34 | 28 | 257 | 10 |  | Fixed | Roof
NJSTRE1546398991 |  | Transition Incentive Program | Williamstown | 8094 | 15 | 9.76 | Residential | No | Behind the Meter | Net-metered residential rooftop and canopy |  | None | SunnyMac LLC | AC Electric | Accepted | 2020-12-18 | 2020-12-21 | 2021-12-21 | Solaredge | SE7600H-US | Inverters | 7600 |  | 1 |  |  | 0.99 |  | Outdoor | Roof
NJSTRE1546398991 |  | Transition Incentive Program | Williamstown | 8094 | 15 | 9.76 | Residential | No | Behind the Meter | Net-metered residential rooftop and canopy |  | None | SunnyMac LLC | AC Electric | Accepted | 2020-12-18 | 2020-12-21 | 2021-12-21 | REC | TwinPeak 2 Mono | Solar Panels |  | 0.325 | 27 | 151 | 18 |  | Fixed | Roof
NJSTRE1546398991 |  | Transition Incentive Program | Williamstown | 8094 | 15 | 9.76 | Residential | No | Behind the Meter | Net-metered residential rooftop and canopy |  | None | SunnyMac LLC | AC Electric | Accepted | 2020-12-18 | 2020-12-21 | 2021-12-21 | REC | TwinPeak 2 Mono | Solar Panels |  | 0.327 | 3 | 241 | 25 |  | Fixed | Roof
NJSTRE1546399005 |  | Transition Incentive Program | Barnegat | 8005 | 18 | 15.98 | Residential | Yes | Behind the Meter | Net-metered residential rooftop and canopy |  | None | Trinity Solar | AC Electric | Accepted | 2020-12-18 | 2020-12-21 | 2021-12-21 | Solar Edge | SE7600H-US | Inverters | 7600 |  | 1 |  |  | 0.97 |  | Outside | side of home
NJSTRE1546399005 |  | Transition Incentive Program | Barnegat | 8005 | 18 | 15.98 | Residential | Yes | Behind the Meter | Net-metered residential rooftop and canopy |  | None | Trinity Solar | AC Electric | Accepted | 2020-12-18 | 2020-12-21 | 2021-12-21 | Solar Edge | SE5000H-US | Inverters | 5000 |  | 1 |  |  | 0.97 |  | Outside | side of home
NJSTRE1546399005 |  | Transition Incentive Program | Barnegat | 8005 | 18 | 15.98 | Residential | Yes | Behind the Meter | Net-metered residential rooftop and canopy |  | None | Trinity Solar | AC Electric | Accepted | 2020-12-18 | 2020-12-21 | 2021-12-21 | Hanwha 340 | Q.PEAK DUO BLK-G6 340 | Solar Panels |  | 0.34 | 30 | 286 | 30 |  | Fixed | Roof
NJSTRE1546399005 |  | Transition Incentive Program | Barnegat | 8005 | 18 | 15.98 | Residential | Yes | Behind the Meter | Net-metered residential rooftop and canopy |  | None | Trinity Solar | AC Electric | Accepted | 2020-12-18 | 2020-12-21 | 2021-12-21 | Hanwha 340 | Q.PEAK DUO BLK-G6 340 | Solar Panels |  | 0.34 | 3 | 196 | 32 |  | Fixed | Roof
NJSTRE1546399005 |  | Transition Incentive Program | Barnegat | 8005 | 18 | 15.98 | Residential | Yes | Behind the Meter | Net-metered residential rooftop and canopy |  | None | Trinity Solar | AC Electric | Accepted | 2020-12-18 | 2020-12-21 | 2021-12-21 | Hanwha 340 | Q.PEAK DUO BLK-G6 340 | Solar Panels |  | 0.34 | 14 | 106 | 33 |  | Fixed | Roof
NJSTRE1546399010 |  | Transition Incentive Program | Barnegat Township | 8005 | 18 | 7.93 | Residential | Yes | Behind the Meter | Net-metered residential rooftop and canopy |  | None | Sunrun Installation Services, Inc. | JCP&L | Accepted | 2020-12-18 | 2020-12-21 | 2021-12-21 | LG Chem | RESU 10H SEG | Electric Storage Battery |  |  | 1 |  |  |  | Lithium Ion |  | outside
NJSTRE1546399010 |  | Transition Incentive Program | Barnegat Township | 8005 | 18 | 7.93 | Residential | Yes | Behind the Meter | Net-metered residential rooftop and canopy |  | None | Sunrun Installation Services, Inc. | JCP&L | Accepted | 2020-12-18 | 2020-12-21 | 2021-12-21 | Delta Electronics | E8-TL-US | Inverters | 8000 |  | 1 |  |  | 0.96 |  | Outdoor | Next To Meter
NJSTRE1546399010 |  | Transition Incentive Program | Barnegat Township | 8005 | 18 | 7.93 | Residential | Yes | Behind the Meter | Net-metered residential rooftop and canopy |  | None | Sunrun Installation Services, Inc. | JCP&L | Accepted | 2020-12-18 | 2020-12-21 | 2021-12-21 | LONGi Green Energy Technology Co Ltd | LR6-60HPB-305M | Solar Panels |  | 0.305 | 7 | 219 | 27 |  | Fixed | Roof
NJSTRE1546399010 |  | Transition Incentive Program | Barnegat Township | 8005 | 18 | 7.93 | Residential | Yes | Behind the Meter | Net-metered residential rooftop and canopy |  | None | Sunrun Installation Services, Inc. | JCP&L | Accepted | 2020-12-18 | 2020-12-21 | 2021-12-21 | LONGi Green Energy Technology Co Ltd | LR6-60HPB-305M | Solar Panels |  | 0.305 | 19 | 39 | 26 |  | Fixed | Roof
NJSTRE1546399023 |  | Transition Incentive Program | Hillsborough TWP | 8844 | 5 | 8.16 | Residential | Yes | Behind the Meter | Net-metered residential rooftop and canopy |  | None | Tesla Energy Operations Inc. | PSE&G | Accepted | 2020-12-18 | 2020-12-21 | 2021-12-21 | SolarEdge Technologies | SE7600H-US [240V] | Inverters | 7600 |  | 1 |  |  | 0.99 |  | Outside | Outside
NJSTRE1546399023 |  | Transition Incentive Program | Hillsborough TWP | 8844 | 5 | 8.16 | Residential | Yes | Behind the Meter | Net-metered residential rooftop and canopy |  | None | Tesla Energy Operations Inc. | PSE&G | Accepted | 2020-12-18 | 2020-12-21 | 2021-12-21 | Hanwha Q-CELLS | Q.Peak DUO BLK-G6+ 340 | Solar Panels |  | 0.34 | 10 | 94 | 37 |  | Fixed | Roof
NJSTRE1546399023 |  | Transition Incentive Program | Hillsborough TWP | 8844 | 5 | 8.16 | Residential | Yes | Behind the Meter | Net-metered residential rooftop and canopy |  | None | Tesla Energy Operations Inc. | PSE&G | Accepted | 2020-12-18 | 2020-12-21 | 2021-12-21 | Hanwha Q-CELLS | Q.Peak DUO BLK-G6+ 340 | Solar Panels |  | 0.34 | 8 | 184 | 30 |  | Fixed | Roof
NJSTRE1546399023 |  | Transition Incentive Program | Hillsborough TWP | 8844 | 5 | 8.16 | Residential | Yes | Behind the Meter | Net-metered residential rooftop and canopy |  | None | Tesla Energy Operations Inc. | PSE&G | Accepted | 2020-12-18 | 2020-12-21 | 2021-12-21 | Hanwha Q-CELLS | Q.Peak DUO BLK-G6+ 340 | Solar Panels |  | 0.34 | 6 | 274 | 30 |  | Fixed | Roof
NJSTRE1546399029 |  | Transition Incentive Program | Willingboro | 8046 | 13 | 7.88 | Residential | Yes | Behind the Meter | Net-metered residential rooftop and canopy |  | None | Solar Energy World | PSE&G | Accepted | 2020-12-18 | 2020-12-21 | 2021-12-21 | Solar Edge | SE7600H-USRGM | Inverters | 7600 |  | 1 |  |  | 0.98 |  | Outdoor | near meter
NJSTRE1546399029 |  | Transition Incentive Program | Willingboro | 8046 | 13 | 7.88 | Residential | Yes | Behind the Meter | Net-metered residential rooftop and canopy |  | None | Solar Energy World | PSE&G | Accepted | 2020-12-18 | 2020-12-21 | 2021-12-21 | Hanwha Q-Cells | Q.PEAK DUO BLK-G5 | Solar Panels |  | 0.315 | 25 | 170 | 30 |  | Fixed | Roof
NJSTRE1546399038 |  | Transition Incentive Program | South Brunswick Twp | 8852 | 11 | 9.72 | Residential | Yes | Behind the Meter | Net-metered residential rooftop and canopy |  | None | SunPower Corporation, Systems | PSE&G | Final As-Built Received | 2020-12-18 | 2020-12-22 |  | SunPower | SPR-X22-360-D-AC | Solar Panels |  | 0.36 | 5 | 169 | 30 |  | Fixed | Roof
NJSTRE1546399038 |  | Transition Incentive Program | South Brunswick Twp | 8852 | 11 | 9.72 | Residential | Yes | Behind the Meter | Net-metered residential rooftop and canopy |  | None | SunPower Corporation, Systems | PSE&G | Final As-Built Received | 2020-12-18 | 2020-12-22 |  | SunPower | SPR-X22-360-D-AC | Solar Panels |  | 0.36 | 13 | 259 | 30 |  | Fixed | Roof
NJSTRE1546399038 |  | Transition Incentive Program | South Brunswick Twp | 8852 | 11 | 9.72 | Residential | Yes | Behind the Meter | Net-metered residential rooftop and canopy |  | None | SunPower Corporation, Systems | PSE&G | Final As-Built Received | 2020-12-18 | 2020-12-22 |  | SunPower | SPR-X22-360-D-AC | Solar Panels |  | 0.36 | 5 | 169 | 30 |  | Fixed | Roof
NJSTRE1546399038 |  | Transition Incentive Program | South Brunswick Twp | 8852 | 11 | 9.72 | Residential | Yes | Behind the Meter | Net-metered residential rooftop and canopy |  | None | SunPower Corporation, Systems | PSE&G | Final As-Built Received | 2020-12-18 | 2020-12-22 |  | SunPower | SPR-X22-360-D-AC | Solar Panels |  | 0.36 | 4 | 169 | 30 |  | Fixed | Roof
NJSTRE1546399038 |  | Transition Incentive Program | South Brunswick Twp | 8852 | 11 | 9.72 | Residential | Yes | Behind the Meter | Net-metered residential rooftop and canopy |  | None | SunPower Corporation, Systems | PSE&G | Final As-Built Received | 2020-12-18 | 2020-12-22 |  | SunPower | SPR-X22-360-D-AC | Inverters | 320 |  | 27 |  |  | 0.96 |  | Other | under each panel
NJSTRE1546399038 |  | Transition Incentive Program | South Brunswick Twp | 8852 | 11 | 9.72 | Residential | Yes | Behind the Meter | Net-metered residential rooftop and canopy |  | None | SunPower Corporation, Systems | PSE&G | Final As-Built Received | 2020-12-18 | 2020-12-22 |  | Sunpower | PVS5 | Meters |  |  | 1 |  |  |  | Yes | Outdoor
NJSTRE1546399048 |  | Transition Incentive Program | Edison | 8817 | 11 | 7.63 | Residential | Yes | Behind the Meter | Net-metered residential rooftop and canopy |  | None | Sunrun Installation Services, Inc. | PSE&G | Accepted | 2020-12-18 | 2020-12-22 | 2021-12-22 | Enphase Energy | IQ7-60-x-US (240V) | Inverters | 240 |  | 25 |  |  | 0.96 |  | Outdoor | Rooftop
NJSTRE1546399048 |  | Transition Incentive Program | Edison | 8817 | 11 | 7.63 | Residential | Yes | Behind the Meter | Net-metered residential rooftop and canopy |  | None | Sunrun Installation Services, Inc. | PSE&G | Accepted | 2020-12-18 | 2020-12-22 | 2021-12-22 | LONGi Green Energy Technology Co Ltd | LR6-60HPB-305M | Solar Panels |  | 0.305 | 14 | 54 | 19 |  | Fixed | Roof
NJSTRE1546399048 |  | Transition Incentive Program | Edison | 8817 | 11 | 7.63 | Residential | Yes | Behind the Meter | Net-metered residential rooftop and canopy |  | None | Sunrun Installation Services, Inc. | PSE&G | Accepted | 2020-12-18 | 2020-12-22 | 2021-12-22 | LONGi Green Energy Technology Co Ltd | LR6-60HPB-305M | Solar Panels |  | 0.305 | 11 | 234 | 21 |  | Fixed | Roof
NJSTRE1546399051 |  | Transition Incentive Program | Burlington | 8016 | 13 | 11.7 | Residential | Yes | Behind the Meter | Net-metered residential rooftop and canopy |  | None | Sunbound Solar | PSE&G | Accepted | 2020-12-18 | 2020-12-22 | 2021-12-22 | SOLAREDGE | SE10000H-US | Inverters | 240 |  | 1 |  |  | 0.976 |  | Outdoor | Beside the main panel
NJSTRE1546399051 |  | Transition Incentive Program | Burlington | 8016 | 13 | 11.7 | Residential | Yes | Behind the Meter | Net-metered residential rooftop and canopy |  | None | Sunbound Solar | PSE&G | Accepted | 2020-12-18 | 2020-12-22 | 2021-12-22 | JINKO SOLAR | JKM325M-60HL | Solar Panels |  | 0.325 | 36 | 180 | 20 |  | Fixed | Roof
NJSTRE1546399062 |  | Transition Incentive Program | Willingboro | 8046 | 13 | 5.67 | Residential | Yes | Behind the Meter | Net-metered residential rooftop and canopy |  | None | Solar Energy World | PSE&G | Accepted | 2020-12-18 | 2020-12-22 | 2021-12-22 | Solar Edge | SE5000H-USRGM | Inverters | 5000 |  | 1 |  |  | 0.983 |  | Outdoor | near meter
NJSTRE1546399062 |  | Transition Incentive Program | Willingboro | 8046 | 13 | 5.67 | Residential | Yes | Behind the Meter | Net-metered residential rooftop and canopy |  | None | Solar Energy World | PSE&G | Accepted | 2020-12-18 | 2020-12-22 | 2021-12-22 | Hanwha Q-Cells | Q.PEAK DUO BLK-G5 | Solar Panels |  | 0.315 | 18 | 224 | 18 |  | Fixed | Roof
NJSTRE1546399229 |  | Transition Incentive Program | Clifton City | 7013 | 6 | 6.8 | Residential | No | Behind the Meter | Net-metered residential rooftop and canopy |  | None | Tesla Energy Operations Inc. | PSE&G | Accepted | 2020-12-18 | 2020-12-21 | 2021-12-21 | Tesla | AC Powerwall 2.0 | Electric Storage Battery |  |  | 2 |  |  |  | Lithium Ion |  | Inside garage
NJSTRE1546399229 |  | Transition Incentive Program | Clifton City | 7013 | 6 | 6.8 | Residential | No | Behind the Meter | Net-metered residential rooftop and canopy |  | None | Tesla Energy Operations Inc. | PSE&G | Accepted | 2020-12-18 | 2020-12-21 | 2021-12-21 | SolarEdge Technologies | SE7600H-US [240V] | Inverters | 7600 |  | 1 |  |  | 0.99 |  | Indoor | Inside garage
NJSTRE1546399229 |  | Transition Incentive Program | Clifton City | 7013 | 6 | 6.8 | Residential | No | Behind the Meter | Net-metered residential rooftop and canopy |  | None | Tesla Energy Operations Inc. | PSE&G | Accepted | 2020-12-18 | 2020-12-21 | 2021-12-21 | Hanwha Q-CELLS | Q.Peak DUO BLK-G6+ 340 | Solar Panels |  | 0.34 | 20 | 111 | 23 |  | Fixed | Roof
NJSTRE1546399232 |  | Transition Incentive Program | Irvington | 7111 | 9 | 5.19 | Residential | Yes | Behind the Meter | Net-metered residential rooftop and canopy |  | None | Sunrun Installation Services, Inc. | PSE&G | Accepted | 2020-12-18 | 2020-12-21 | 2021-12-21 | Enphase Energy | IQ7-60-x-US (240V) | Inverters | 240 |  | 17 |  |  | 0.96 |  | Outdoor | Rooftop
NJSTRE1546399232 |  | Transition Incentive Program | Irvington | 7111 | 9 | 5.19 | Residential | Yes | Behind the Meter | Net-metered residential rooftop and canopy |  | None | Sunrun Installation Services, Inc. | PSE&G | Accepted | 2020-12-18 | 2020-12-21 | 2021-12-21 | LONGi Green Energy Technology Co Ltd | LR6-60HPB-305M | Solar Panels |  | 0.305 | 12 | 11 | 30 |  | Fixed | Roof
NJSTRE1546399232 |  | Transition Incentive Program | Irvington | 7111 | 9 | 5.19 | Residential | Yes | Behind the Meter | Net-metered residential rooftop and canopy |  | None | Sunrun Installation Services, Inc. | PSE&G | Accepted | 2020-12-18 | 2020-12-21 | 2021-12-21 | LONGi Green Energy Technology Co Ltd | LR6-60HPB-305M | Solar Panels |  | 0.305 | 5 | 11 | 18 |  | Fixed | Roof
NJSTRE1546399234 |  | Transition Incentive Program | Pennsauken Township | 8110 | 14 | 9.28 | Residential | Yes | Behind the Meter | Net-metered residential rooftop and canopy |  | None | Sunbound Solar | PSE&G | Accepted | 2020-12-18 | 2020-12-22 | 2021-12-22 | Enphase | IQ7-60-2-US | Inverters | 240 |  | 29 |  |  | 0.976 |  | Outdoor | under module
NJSTRE1546399234 |  | Transition Incentive Program | Pennsauken Township | 8110 | 14 | 9.28 | Residential | Yes | Behind the Meter | Net-metered residential rooftop and canopy |  | None | Sunbound Solar | PSE&G | Accepted | 2020-12-18 | 2020-12-22 | 2021-12-22 | HANWHA | Q-CELL Q. PEAK DUO - G5 320 | Solar Panels |  | 0.32 | 14 | 238 | 34 |  | Fixed | Roof
NJSTRE1546399234 |  | Transition Incentive Program | Pennsauken Township | 8110 | 14 | 9.28 | Residential | Yes | Behind the Meter | Net-metered residential rooftop and canopy |  | None | Sunbound Solar | PSE&G | Accepted | 2020-12-18 | 2020-12-22 | 2021-12-22 | HANWHA | Q-CELL Q. PEAK DUO-G5 320 | Solar Panels |  | 0.32 | 15 | 58 | 34 |  | Fixed | Roof
NJSTRE1546399248 |  | Transition Incentive Program | Randolph | 7869 | 3 | 5.76 | Residential | No | Behind the Meter | Net-metered residential rooftop and canopy |  | None | American Home Contractors | JCP&L | Accepted | 2020-12-19 | 2020-12-22 | 2021-12-22 | SolarEdge | SE-RGMTR-1D-240C-A | Meters |  |  | 1 |  |  |  | Yes | Outdoor
NJSTRE1546399248 |  | Transition Incentive Program | Randolph | 7869 | 3 | 5.76 | Residential | No | Behind the Meter | Net-metered residential rooftop and canopy |  | None | American Home Contractors | JCP&L | Accepted | 2020-12-19 | 2020-12-22 | 2021-12-22 | SolarEdge | SE10000H-US | Inverters | 10000 |  | 1 |  |  | 0.992 |  | Outdoor | Northeast side of home, by AC Disconnect
NJSTRE1546399248 |  | Transition Incentive Program | Randolph | 7869 | 3 | 5.76 | Residential | No | Behind the Meter | Net-metered residential rooftop and canopy |  | None | American Home Contractors | JCP&L | Accepted | 2020-12-19 | 2020-12-22 | 2021-12-22 | Solaria | 360R-PD | Solar Panels |  | 0.36 | 16 | 145 | 18 |  | Fixed | Roof
NJSTRE1546399253 |  | Transition Incentive Program | Montgomery | 8558 | 5 | 10.07 | Residential | Yes | Behind the Meter | Net-metered residential rooftop and canopy |  | None | Sunrun Installation Services, Inc. | PSE&G | Accepted | 2020-12-18 | 2020-12-21 | 2021-12-21 | LG Chem | RESU 10H SEG | Electric Storage Battery |  |  | 1 |  |  |  | Lithium Ion |  | outside
NJSTRE1546399253 |  | Transition Incentive Program | Montgomery | 8558 | 5 | 10.07 | Residential | Yes | Behind the Meter | Net-metered residential rooftop and canopy |  | None | Sunrun Installation Services, Inc. | PSE&G | Accepted | 2020-12-18 | 2020-12-21 | 2021-12-21 | Delta Electronics | E6-TL-US | Inverters | 6000 |  | 1 |  |  | 0.96 |  | Outdoor | Next To Meter
NJSTRE1546399253 |  | Transition Incentive Program | Montgomery | 8558 | 5 | 10.07 | Residential | Yes | Behind the Meter | Net-metered residential rooftop and canopy |  | None | Sunrun Installation Services, Inc. | PSE&G | Accepted | 2020-12-18 | 2020-12-21 | 2021-12-21 | Delta Electronics | M4-TL-US | Inverters | 4000 |  | 1 |  |  | 0.96 |  | Outdoor | Next To Meter
NJSTRE1546399253 |  | Transition Incentive Program | Montgomery | 8558 | 5 | 10.07 | Residential | Yes | Behind the Meter | Net-metered residential rooftop and canopy |  | None | Sunrun Installation Services, Inc. | PSE&G | Accepted | 2020-12-18 | 2020-12-21 | 2021-12-21 | LONGi Green Energy Technology Co Ltd | LR6-60HPB-305M | Solar Panels |  | 0.305 | 13 | 222 | 34 |  | Fixed | Roof
NJSTRE1546399253 |  | Transition Incentive Program | Montgomery | 8558 | 5 | 10.07 | Residential | Yes | Behind the Meter | Net-metered residential rooftop and canopy |  | None | Sunrun Installation Services, Inc. | PSE&G | Accepted | 2020-12-18 | 2020-12-21 | 2021-12-21 | LONGi Green Energy Technology Co Ltd | LR6-60HPB-305M | Solar Panels |  | 0.305 | 20 | 222 | 34 |  | Fixed | Roof
NJSTRE1546399261 |  | Transition Incentive Program | Colluingswood | 8108 | 14 | 8.5 | Residential | Yes | Behind the Meter | Net-metered residential rooftop and canopy |  | None | Trinity Solar | PSE&G | Accepted | 2020-12-18 | 2020-12-21 | 2021-12-21 | Solar Edge | SE7600H-US000BNC4 | Inverters | 7600 |  | 1 |  |  | 0.97 |  | Outdoor | side of home
NJSTRE1546399261 |  | Transition Incentive Program | Colluingswood | 8108 | 14 | 8.5 | Residential | Yes | Behind the Meter | Net-metered residential rooftop and canopy |  | None | Trinity Solar | PSE&G | Accepted | 2020-12-18 | 2020-12-21 | 2021-12-21 | HANWHA | Q.PEAK DUO BLK-G6 340 | Solar Panels |  | 0.34 | 5 | 113 | 43 |  | Fixed | Roof
NJSTRE1546399261 |  | Transition Incentive Program | Colluingswood | 8108 | 14 | 8.5 | Residential | Yes | Behind the Meter | Net-metered residential rooftop and canopy |  | None | Trinity Solar | PSE&G | Accepted | 2020-12-18 | 2020-12-21 | 2021-12-21 | HANWHA | Q.PEAK DUO BLK-G6 340 | Solar Panels |  | 0.34 | 8 | 202 | 20 |  | Fixed | Roof
NJSTRE1546399261 |  | Transition Incentive Program | Colluingswood | 8108 | 14 | 8.5 | Residential | Yes | Behind the Meter | Net-metered residential rooftop and canopy |  | None | Trinity Solar | PSE&G | Accepted | 2020-12-18 | 2020-12-21 | 2021-12-21 | HANWHA | Q.PEAK DUO BLK-G6 340 | Solar Panels |  | 0.34 | 6 | 203 | 43 |  | Fixed | Roof
NJSTRE1546399261 |  | Transition Incentive Program | Colluingswood | 8108 | 14 | 8.5 | Residential | Yes | Behind the Meter | Net-metered residential rooftop and canopy |  | None | Trinity Solar | PSE&G | Accepted | 2020-12-18 | 2020-12-21 | 2021-12-21 | HANWHA | Q.PEAK DUO BLK-G6 340 | Solar Panels |  | 0.34 | 6 | 203 | 43 |  | Fixed | Roof
NJSTRE1546399267 |  | Transition Incentive Program | Turnersville | 8012 | 14 | 253.08 | Commercial | No | Behind the Meter | Net-metered non-residential rooftop and canopy |  | ACE2 | Vision Solar LLC | AC Electric | Accepted | 2020-12-18 | 2020-12-21 | 2021-12-21 | ENPHASE | IQ7-60-2-US | Inverters | 0.24 |  | 703 |  |  | 0.96 |  | Other | BEHIND EACH PANEL
NJSTRE1546399267 |  | Transition Incentive Program | Turnersville | 8012 | 14 | 253.08 | Commercial | No | Behind the Meter | Net-metered non-residential rooftop and canopy |  | ACE2 | Vision Solar LLC | AC Electric | Accepted | 2020-12-18 | 2020-12-21 | 2021-12-21 | LG SOLAR | LG360Q1C-A5 | Solar Panels |  | 0.36 | 180 | 162 | 3 |  | Fixed | Roof
NJSTRE1546399267 |  | Transition Incentive Program | Turnersville | 8012 | 14 | 253.08 | Commercial | No | Behind the Meter | Net-metered non-residential rooftop and canopy |  | ACE2 | Vision Solar LLC | AC Electric | Accepted | 2020-12-18 | 2020-12-21 | 2021-12-21 | LG SOLAR | LG360Q1C-A5 | Solar Panels |  | 0.36 | 177 | 71 | 0 |  | Fixed | Roof
NJSTRE1546399267 |  | Transition Incentive Program | Turnersville | 8012 | 14 | 253.08 | Commercial | No | Behind the Meter | Net-metered non-residential rooftop and canopy |  | ACE2 | Vision Solar LLC | AC Electric | Accepted | 2020-12-18 | 2020-12-21 | 2021-12-21 | LG SOLAR | LG360Q1C-A5 | Solar Panels |  | 0.36 | 186 | 342 | 3 |  | Fixed | Roof
NJSTRE1546399267 |  | Transition Incentive Program | Turnersville | 8012 | 14 | 253.08 | Commercial | No | Behind the Meter | Net-metered non-residential rooftop and canopy |  | ACE2 | Vision Solar LLC | AC Electric | Accepted | 2020-12-18 | 2020-12-21 | 2021-12-21 | LG SOLAR | LG360Q1C-A5 | Solar Panels |  | 0.36 | 160 | 251 | 5 |  | Fixed | Roof
NJSTRE1546399269 |  | Transition Incentive Program | Old Bridge | 8857 | 11 | 7.48 | Residential | Yes | Behind the Meter | Net-metered residential rooftop and canopy |  | None | Trinity Solar | JCP&L | Accepted | 2020-12-18 | 2020-12-21 | 2021-12-21 | Solar Edge | SE6000 | Inverters | 6000 |  | 1 |  |  | 0.97 |  | Outside | side of home
NJSTRE1546399269 |  | Transition Incentive Program | Old Bridge | 8857 | 11 | 7.48 | Residential | Yes | Behind the Meter | Net-metered residential rooftop and canopy |  | None | Trinity Solar | JCP&L | Accepted | 2020-12-18 | 2020-12-21 | 2021-12-21 | Hanwha | Q.PEAK DUO BLK-G6 340 | Solar Panels |  | 0.34 | 13 | 195 | 12 |  | Fixed | Roof
NJSTRE1546399269 |  | Transition Incentive Program | Old Bridge | 8857 | 11 | 7.48 | Residential | Yes | Behind the Meter | Net-metered residential rooftop and canopy |  | None | Trinity Solar | JCP&L | Accepted | 2020-12-18 | 2020-12-21 | 2021-12-21 | Hanwha | Q.PEAK DUO BLK-G6 340 | Solar Panels |  | 0.34 | 9 | 15 | 12 |  | Fixed | Roof
NJSTRE1546399280 |  | Transition Incentive Program | Pemberton | 8068 | 13 | 15.86 | Residential | Yes | Behind the Meter | Net-metered residential rooftop and canopy |  | None | Sunrun Installation Services, Inc. | JCP&L | Accepted | 2020-12-18 | 2020-12-21 | 2021-12-21 | LG Chem | RESU 10H SEG | Electric Storage Battery |  |  | 1 |  |  |  | Lithium Ion |  | outside
NJSTRE1546399280 |  | Transition Incentive Program | Pemberton | 8068 | 13 | 15.86 | Residential | Yes | Behind the Meter | Net-metered residential rooftop and canopy |  | None | Sunrun Installation Services, Inc. | JCP&L | Accepted | 2020-12-18 | 2020-12-21 | 2021-12-21 | Delta Electronics | M4-TL-US | Inverters | 4000 |  | 1 |  |  | 0.96 |  | Outdoor | Next To Meter
NJSTRE1546399280 |  | Transition Incentive Program | Pemberton | 8068 | 13 | 15.86 | Residential | Yes | Behind the Meter | Net-metered residential rooftop and canopy |  | None | Sunrun Installation Services, Inc. | JCP&L | Accepted | 2020-12-18 | 2020-12-21 | 2021-12-21 | Delta Electronics | E6-TL-US | Inverters | 6000 |  | 1 |  |  | 0.96 |  | Outdoor | Next To Meter
NJSTRE1546399280 |  | Transition Incentive Program | Pemberton | 8068 | 13 | 15.86 | Residential | Yes | Behind the Meter | Net-metered residential rooftop and canopy |  | None | Sunrun Installation Services, Inc. | JCP&L | Accepted | 2020-12-18 | 2020-12-21 | 2021-12-21 | Delta Electronics | M10-TL-US | Inverters | 10000 |  | 1 |  |  | 0.96 |  | Outdoor | Next To Meter
NJSTRE1546399280 |  | Transition Incentive Program | Pemberton | 8068 | 13 | 15.86 | Residential | Yes | Behind the Meter | Net-metered residential rooftop and canopy |  | None | Sunrun Installation Services, Inc. | JCP&L | Accepted | 2020-12-18 | 2020-12-21 | 2021-12-21 | LONGi Green Energy Technology Co Ltd | LR6-60HPB-305M | Solar Panels |  | 0.305 | 11 | 134 | 18 |  | Fixed | Roof
NJSTRE1546399280 |  | Transition Incentive Program | Pemberton | 8068 | 13 | 15.86 | Residential | Yes | Behind the Meter | Net-metered residential rooftop and canopy |  | None | Sunrun Installation Services, Inc. | JCP&L | Accepted | 2020-12-18 | 2020-12-21 | 2021-12-21 | LONGi Green Energy Technology Co Ltd | LR6-60HPB-305M | Solar Panels |  | 0.305 | 8 | 134 | 18 |  | Fixed | Roof
NJSTRE1546399280 |  | Transition Incentive Program | Pemberton | 8068 | 13 | 15.86 | Residential | Yes | Behind the Meter | Net-metered residential rooftop and canopy |  | None | Sunrun Installation Services, Inc. | JCP&L | Accepted | 2020-12-18 | 2020-12-21 | 2021-12-21 | LONGi Green Energy Technology Co Ltd | LR6-60HPB-305M | Solar Panels |  | 0.305 | 11 | 314 | 18 |  | Fixed | Roof
NJSTRE1546399280 |  | Transition Incentive Program | Pemberton | 8068 | 13 | 15.86 | Residential | Yes | Behind the Meter | Net-metered residential rooftop and canopy |  | None | Sunrun Installation Services, Inc. | JCP&L | Accepted | 2020-12-18 | 2020-12-21 | 2021-12-21 | LONGi Green Energy Technology Co Ltd | LR6-60HPB-305M | Solar Panels |  | 0.305 | 11 | 223 | 30 |  | Fixed | Roof
NJSTRE1546399280 |  | Transition Incentive Program | Pemberton | 8068 | 13 | 15.86 | Residential | Yes | Behind the Meter | Net-metered residential rooftop and canopy |  | None | Sunrun Installation Services, Inc. | JCP&L | Accepted | 2020-12-18 | 2020-12-21 | 2021-12-21 | LONGi Green Energy Technology Co Ltd | LR6-60HPB-305M | Solar Panels |  | 0.305 | 5 | 314 | 18 |  | Fixed | Roof
NJSTRE1546399280 |  | Transition Incentive Program | Pemberton | 8068 | 13 | 15.86 | Residential | Yes | Behind the Meter | Net-metered residential rooftop and canopy |  | None | Sunrun Installation Services, Inc. | JCP&L | Accepted | 2020-12-18 | 2020-12-21 | 2021-12-21 | LONGi Green Energy Technology Co Ltd | LR6-60HPB-305M | Solar Panels |  | 0.305 | 6 | 223 | 30 |  | Fixed | Roof
NJSTRE1546399303 |  | Transition Incentive Program | Erial | 8081 | 14 | 12.54 | Residential | No | Behind the Meter | Net-metered residential rooftop and canopy |  | None | Orbit Energy & Power, LLC | AC Electric | Accepted | 2020-12-18 | 2020-12-21 | 2021-12-21 | ENPHASE ENERGY | IQ7-60-2-US | Inverters | 240 |  | 38 |  |  | 0.99 |  | Other | UNDER EACH PANEL
NJSTRE1546399303 |  | Transition Incentive Program | Erial | 8081 | 14 | 12.54 | Residential | No | Behind the Meter | Net-metered residential rooftop and canopy |  | None | Orbit Energy & Power, LLC | AC Electric | Accepted | 2020-12-18 | 2020-12-21 | 2021-12-21 | HANWHA | Q PEAK CELLS 320W | Solar Panels |  | 0.33 | 15 | 339 | 30 |  | Fixed | Roof
NJSTRE1546399303 |  | Transition Incentive Program | Erial | 8081 | 14 | 12.54 | Residential | No | Behind the Meter | Net-metered residential rooftop and canopy |  | None | Orbit Energy & Power, LLC | AC Electric | Accepted | 2020-12-18 | 2020-12-21 | 2021-12-21 | HANWHA | Q PEAK CELLS 320W | Solar Panels |  | 0.33 | 23 | 159 | 30 |  | Fixed | Roof
NJSTRE1546399330 |  | Transition Incentive Program | Oakland | 7436 | 7 | 13.26 | Residential | Yes | Behind the Meter | Net-metered residential rooftop and canopy |  | None | Tesla Energy Operations Inc. | Orange Rockland Electric | Accepted | 2020-12-18 | 2020-12-21 | 2021-12-21 | Tesla | AC Powerwall 2.0 | Electric Storage Battery |  |  | 2 |  |  |  | Lithium Ion |  | Inside
NJSTRE1546399330 |  | Transition Incentive Program | Oakland | 7436 | 7 | 13.26 | Residential | Yes | Behind the Meter | Net-metered residential rooftop and canopy |  | None | Tesla Energy Operations Inc. | Orange Rockland Electric | Accepted | 2020-12-18 | 2020-12-21 | 2021-12-21 | SolarEdge Technologies | SE10000H-US [240V] | Inverters | 10000 |  | 1 |  |  | 0.99 |  | Outside | Outside
NJSTRE1546399330 |  | Transition Incentive Program | Oakland | 7436 | 7 | 13.26 | Residential | Yes | Behind the Meter | Net-metered residential rooftop and canopy |  | None | Tesla Energy Operations Inc. | Orange Rockland Electric | Accepted | 2020-12-18 | 2020-12-21 | 2021-12-21 | Hanwha Q-CELLS | Q.Peak DUO BLK-G6+ 340 | Solar Panels |  | 0.34 | 6 | 37 | 17 |  | Fixed | Roof
NJSTRE1546399330 |  | Transition Incentive Program | Oakland | 7436 | 7 | 13.26 | Residential | Yes | Behind the Meter | Net-metered residential rooftop and canopy |  | None | Tesla Energy Operations Inc. | Orange Rockland Electric | Accepted | 2020-12-18 | 2020-12-21 | 2021-12-21 | Hanwha Q-CELLS | Q.Peak DUO BLK-G6+ 340 | Solar Panels |  | 0.34 | 14 | 218 | 20 |  | Fixed | Roof
NJSTRE1546399330 |  | Transition Incentive Program | Oakland | 7436 | 7 | 13.26 | Residential | Yes | Behind the Meter | Net-metered residential rooftop and canopy |  | None | Tesla Energy Operations Inc. | Orange Rockland Electric | Accepted | 2020-12-18 | 2020-12-21 | 2021-12-21 | Hanwha Q-CELLS | Q.Peak DUO BLK-G6+ 340 | Solar Panels |  | 0.34 | 12 | 217 | 17 |  | Fixed | Roof
NJSTRE1546399330 |  | Transition Incentive Program | Oakland | 7436 | 7 | 13.26 | Residential | Yes | Behind the Meter | Net-metered residential rooftop and canopy |  | None | Tesla Energy Operations Inc. | Orange Rockland Electric | Accepted | 2020-12-18 | 2020-12-21 | 2021-12-21 | Hanwha Q-CELLS | Q.Peak DUO BLK-G6+ 340 | Solar Panels |  | 0.34 | 7 | 36 | 22 |  | Fixed | Roof
NJSTRE1546399340 |  | Transition Incentive Program | Delanco Twp | 8075 | 13 | 9.14 | Residential | Yes | Behind the Meter | Net-metered residential rooftop and canopy |  | None | 1st Light Energy Inc | PSE&G | Accepted | 2020-12-18 | 2020-12-21 | 2021-12-21 | SolarEdge | SE7600H-US | Inverters | 7600 |  | 1 |  |  | 0.99 |  | Outside | Within 10 feet of Meter
NJSTRE1546399340 |  | Transition Incentive Program | Delanco Twp | 8075 | 13 | 9.14 | Residential | Yes | Behind the Meter | Net-metered residential rooftop and canopy |  | None | 1st Light Energy Inc | PSE&G | Accepted | 2020-12-18 | 2020-12-21 | 2021-12-21 | Longi | LR6-60HPB-315M | Solar Panels |  | 0.315 | 5 | 73 | 14 |  | Fixed | Roof
NJSTRE1546399340 |  | Transition Incentive Program | Delanco Twp | 8075 | 13 | 9.14 | Residential | Yes | Behind the Meter | Net-metered residential rooftop and canopy |  | None | 1st Light Energy Inc | PSE&G | Accepted | 2020-12-18 | 2020-12-21 | 2021-12-21 | Longi | LR6-60HPB-315M | Solar Panels |  | 0.315 | 24 | 253 | 10 |  | Fixed | Roof
NJSTRE1546399342 |  | Transition Incentive Program | North Plainfield | 7060 | 10 | 5.76 | Residential | Yes | Behind the Meter | Net-metered residential rooftop and canopy |  | None | Vivint Solar Developer, LLC | PSE&G | Accepted | 2020-12-19 | 2020-12-21 | 2021-12-21 | SolarEdge | SE3800H-US | Inverters | 3800 |  | 1 |  |  | 0.992 |  | Outdoor | Near the Utility Meter
NJSTRE1546399342 |  | Transition Incentive Program | North Plainfield | 7060 | 10 | 5.76 | Residential | Yes | Behind the Meter | Net-metered residential rooftop and canopy |  | None | Vivint Solar Developer, LLC | PSE&G | Accepted | 2020-12-19 | 2020-12-21 | 2021-12-21 | Jinko Solar | JKM320M-60HBL | Solar Panels |  | 0.32 | 18 | 131 | 23 |  | Fixed | Roof
NJSTRE1546399345 |  | Transition Incentive Program | Stafford Twp | 8050 | 18 | 11.73 | Residential | No | Behind the Meter | Net-metered residential rooftop and canopy |  | None | Vision Solar LLC | AC Electric | Accepted | 2020-12-18 | 2020-12-21 | 2021-12-21 | Enphase | IQ7-60-2-US | Inverters | 0.24 |  | 35 |  |  | 0.96 |  | Outdoor | under each panel
NJSTRE1546399345 |  | Transition Incentive Program | Stafford Twp | 8050 | 18 | 11.73 | Residential | No | Behind the Meter | Net-metered residential rooftop and canopy |  | None | Vision Solar LLC | AC Electric | Accepted | 2020-12-18 | 2020-12-21 | 2021-12-21 | Hanwha | Q-Cells Q.peak Duo Blk-G6+335 | Solar Panels |  | 0.335 | 35 | 77 | 28 |  | Fixed | Roof
NJSTRE1546399346 |  | Transition Incentive Program | east hanover | 7936 | 3 | 4.08 | Residential | No | Behind the Meter | Net-metered residential rooftop and canopy |  | None | United Solar LLC | JCP&L | Accepted | 2020-12-21 | 2020-12-23 | 2021-12-23 | sma | sunnyboy | Meters |  |  | 1 |  |  |  | Yes | Outdoor
NJSTRE1546399346 |  | Transition Incentive Program | east hanover | 7936 | 3 | 4.08 | Residential | No | Behind the Meter | Net-metered residential rooftop and canopy |  | None | United Solar LLC | JCP&L | Accepted | 2020-12-21 | 2020-12-23 | 2021-12-23 | sunnyboy | sma | Inverters | 4000 |  | 1 |  |  | 0.965 |  | Outside | side of house
NJSTRE1546399346 |  | Transition Incentive Program | east hanover | 7936 | 3 | 4.08 | Residential | No | Behind the Meter | Net-metered residential rooftop and canopy |  | None | United Solar LLC | JCP&L | Accepted | 2020-12-21 | 2020-12-23 | 2021-12-23 | hanwha | q.peak duo-g6 340 | Solar Panels |  | 0.34 | 12 | 260 | 18 |  | Fixed | Roof
NJSTRE1546399348 |  | Transition Incentive Program | áNewark | 7106 | 9 | 6.21 | Residential | Yes | Behind the Meter | Net-metered residential rooftop and canopy |  | None | Seabright Solar | PSE&G | Accepted | 2020-12-18 | 2020-12-21 | 2021-12-21 | Enphase | IQ7XS-96-ACM-US | Inverters | 0.315 |  | 19 |  |  | 0.99 |  | Outside | Roof
NJSTRE1546399348 |  | Transition Incentive Program | áNewark | 7106 | 9 | 6.21 | Residential | Yes | Behind the Meter | Net-metered residential rooftop and canopy |  | None | Seabright Solar | PSE&G | Accepted | 2020-12-18 | 2020-12-21 | 2021-12-21 | Sunpower | SPR-E20-327 | Solar Panels |  | 0.327 | 19 | 197 | 45 |  | Fixed | Roof
NJSTRE1546399351 |  | Transition Incentive Program | Pennsauken Twp | 8109 | 14 | 7.56 | Residential | Yes | Behind the Meter | Net-metered residential rooftop and canopy |  | None | 1st Light Energy Inc | PSE&G | Accepted | 2020-12-18 | 2020-12-21 | 2021-12-21 | SolarEdge | SE6000H-US | Inverters | 6000 |  | 1 |  |  | 0.99 |  | Outside | Within 10 feet of Meter
NJSTRE1546399351 |  | Transition Incentive Program | Pennsauken Twp | 8109 | 14 | 7.56 | Residential | Yes | Behind the Meter | Net-metered residential rooftop and canopy |  | None | 1st Light Energy Inc | PSE&G | Accepted | 2020-12-18 | 2020-12-21 | 2021-12-21 | Longi | LR6-60HPB-315M | Solar Panels |  | 0.315 | 9 | 214 | 23 |  | Fixed | Roof
NJSTRE1546399351 |  | Transition Incentive Program | Pennsauken Twp | 8109 | 14 | 7.56 | Residential | Yes | Behind the Meter | Net-metered residential rooftop and canopy |  | None | 1st Light Energy Inc | PSE&G | Accepted | 2020-12-18 | 2020-12-21 | 2021-12-21 | Longi | LR6-60HPB-315M | Solar Panels |  | 0.315 | 5 | 124 | 22 |  | Fixed | Roof
NJSTRE1546399351 |  | Transition Incentive Program | Pennsauken Twp | 8109 | 14 | 7.56 | Residential | Yes | Behind the Meter | Net-metered residential rooftop and canopy |  | None | 1st Light Energy Inc | PSE&G | Accepted | 2020-12-18 | 2020-12-21 | 2021-12-21 | Longi | LR6-60HPB-315M | Solar Panels |  | 0.315 | 8 | 304 | 18 |  | Fixed | Roof
NJSTRE1546399351 |  | Transition Incentive Program | Pennsauken Twp | 8109 | 14 | 7.56 | Residential | Yes | Behind the Meter | Net-metered residential rooftop and canopy |  | None | 1st Light Energy Inc | PSE&G | Accepted | 2020-12-18 | 2020-12-21 | 2021-12-21 | Longi | LR6-60HPB-315M | Solar Panels |  | 0.315 | 2 | 34 | 18 |  | Fixed | Roof
NJSTRE1546399353 |  | Transition Incentive Program | Woodbury Heights | 8063 | 15 | 7.68 | Residential | No | Behind the Meter | Net-metered residential rooftop and canopy |  | None | Orbit Energy & Power, LLC | PSE&G | Accepted | 2020-12-18 | 2020-12-21 | 2021-12-21 | ENPHASE ENERGY | IQ7-60-2-US | Inverters | 240 |  | 24 |  |  | 0.99 |  | Other | UNDER EACH PANEL
NJSTRE1546399353 |  | Transition Incentive Program | Woodbury Heights | 8063 | 15 | 7.68 | Residential | No | Behind the Meter | Net-metered residential rooftop and canopy |  | None | Orbit Energy & Power, LLC | PSE&G | Accepted | 2020-12-18 | 2020-12-21 | 2021-12-21 | HANWHA | Q PEAK CELLS 320W | Solar Panels |  | 0.32 | 11 | 185 | 30 |  | Fixed | Roof
NJSTRE1546399353 |  | Transition Incentive Program | Woodbury Heights | 8063 | 15 | 7.68 | Residential | No | Behind the Meter | Net-metered residential rooftop and canopy |  | None | Orbit Energy & Power, LLC | PSE&G | Accepted | 2020-12-18 | 2020-12-21 | 2021-12-21 | HANWHA | Q PEAK CELLS 320W | Solar Panels |  | 0.32 | 2 | 95 | 26 |  | Fixed | Roof
NJSTRE1546399353 |  | Transition Incentive Program | Woodbury Heights | 8063 | 15 | 7.68 | Residential | No | Behind the Meter | Net-metered residential rooftop and canopy |  | None | Orbit Energy & Power, LLC | PSE&G | Accepted | 2020-12-18 | 2020-12-21 | 2021-12-21 | HANWHA | Q PEAK CELLS320W | Solar Panels |  | 0.32 | 2 | 275 | 26 |  | Fixed | Roof
NJSTRE1546399353 |  | Transition Incentive Program | Woodbury Heights | 8063 | 15 | 7.68 | Residential | No | Behind the Meter | Net-metered residential rooftop and canopy |  | None | Orbit Energy & Power, LLC | PSE&G | Accepted | 2020-12-18 | 2020-12-21 | 2021-12-21 | HANWHA | Q PEAK CELLS 320W | Solar Panels |  | 0.32 | 9 | 275 | 2 |  | Fixed | Roof
NJSTRE1546399355 |  | Transition Incentive Program | Blackwood | 8012 | 14 | 4.08 | Residential | Yes | Behind the Meter | Net-metered residential rooftop and canopy |  | None | Trinity Solar | AC Electric | Accepted | 2020-12-18 | 2020-12-21 | 2021-12-21 | Solar Edge | SE3800 | Inverters | 3800 |  | 1 |  |  | 0.97 |  | Outside | side of home
NJSTRE1546399355 |  | Transition Incentive Program | Blackwood | 8012 | 14 | 4.08 | Residential | Yes | Behind the Meter | Net-metered residential rooftop and canopy |  | None | Trinity Solar | AC Electric | Accepted | 2020-12-18 | 2020-12-21 | 2021-12-21 | Hanwha | Q.PEAK DUO BLK-G6 340 | Solar Panels |  | 0.34 | 12 | 244 | 39 |  | Fixed | Roof
NJSTRE1546399368 |  | Transition Incentive Program | Chesterfield TWP | 8515 | 13 | 6.46 | Residential | Yes | Behind the Meter | Net-metered residential rooftop and canopy |  | None | Tesla Energy Operations Inc. | PSE&G | Accepted | 2020-12-18 | 2020-12-21 | 2021-12-21 | Delta Electronics | M8-TL-US [240V] | Inverters | 7680 |  | 1 |  |  | 0.975 |  | Outside | Outside
NJSTRE1546399368 |  | Transition Incentive Program | Chesterfield TWP | 8515 | 13 | 6.46 | Residential | Yes | Behind the Meter | Net-metered residential rooftop and canopy |  | None | Tesla Energy Operations Inc. | PSE&G | Accepted | 2020-12-18 | 2020-12-21 | 2021-12-21 | Hanwha Q-CELLS | Q.Peak DUO BLK-G6+ 340 | Solar Panels |  | 0.34 | 19 | 180 | 35 |  | Fixed | Roof
NJSTRE1546399376 |  | Transition Incentive Program | wyckoff | 7481 | 7 | 10.88 | Residential | No | Behind the Meter | Net-metered residential rooftop and canopy |  | None | United Solar LLC | PSE&G | Accepted | 2020-12-22 | 2020-12-22 | 2021-12-22 | sma | sunnyboy | Meters |  |  | 1 |  |  |  | Yes | Outdoor
NJSTRE1546399376 |  | Transition Incentive Program | wyckoff | 7481 | 7 | 10.88 | Residential | No | Behind the Meter | Net-metered residential rooftop and canopy |  | None | United Solar LLC | PSE&G | Accepted | 2020-12-22 | 2020-12-22 | 2021-12-22 | sma | sunnyboy | Inverters | 8100 |  | 1 |  |  | 0.965 |  | Outside | side of house
NJSTRE1546399376 |  | Transition Incentive Program | wyckoff | 7481 | 7 | 10.88 | Residential | No | Behind the Meter | Net-metered residential rooftop and canopy |  | None | United Solar LLC | PSE&G | Accepted | 2020-12-22 | 2020-12-22 | 2021-12-22 | hanwha | q.peak duo blk-g6 | Solar Panels |  | 0.34 | 32 | 80 | 45 |  | Fixed | Roof
NJSTRE1546399381 |  | Transition Incentive Program | Freehold | 7728 | 17 | 12.92 | Residential | No | Behind the Meter | Net-metered residential rooftop and canopy |  | None | Trinity Solar | JCP&L | Accepted | 2020-12-18 | 2020-12-21 | 2021-12-21 | Solar Edge | SE10000H-US000BNC4 | Inverters | 10000 |  | 1 |  |  | 0.97 |  | Outdoor | side of home
NJSTRE1546399381 |  | Transition Incentive Program | Freehold | 7728 | 17 | 12.92 | Residential | No | Behind the Meter | Net-metered residential rooftop and canopy |  | None | Trinity Solar | JCP&L | Accepted | 2020-12-18 | 2020-12-21 | 2021-12-21 | HANWHA | Q.PEAK DUO BLK-G6 340 | Solar Panels |  | 0.34 | 18 | 185 | 19 |  | Fixed | Roof
NJSTRE1546399381 |  | Transition Incentive Program | Freehold | 7728 | 17 | 12.92 | Residential | No | Behind the Meter | Net-metered residential rooftop and canopy |  | None | Trinity Solar | JCP&L | Accepted | 2020-12-18 | 2020-12-21 | 2021-12-21 | HANWHA | Q.PEAK DUO BLK-G6 340 | Solar Panels |  | 0.34 | 6 | 185 | 18 |  | Fixed | Roof
NJSTRE1546399381 |  | Transition Incentive Program | Freehold | 7728 | 17 | 12.92 | Residential | No | Behind the Meter | Net-metered residential rooftop and canopy |  | None | Trinity Solar | JCP&L | Accepted | 2020-12-18 | 2020-12-21 | 2021-12-21 | HANWHA | Q.PEAK DUO BLK-G6 340 | Solar Panels |  | 0.34 | 8 | 185 | 17 |  | Fixed | Roof
NJSTRE1546399381 |  | Transition Incentive Program | Freehold | 7728 | 17 | 12.92 | Residential | No | Behind the Meter | Net-metered residential rooftop and canopy |  | None | Trinity Solar | JCP&L | Accepted | 2020-12-18 | 2020-12-21 | 2021-12-21 | HANWHA | Q.PEAK DUO BLK-G6 340 | Solar Panels |  | 0.34 | 6 | 275 | 17 |  | Fixed | Roof
NJSTRE1546399385 |  | Transition Incentive Program | Rockaway | 7866 | 3 | 4.16 | Residential | Yes | Behind the Meter | Net-metered residential rooftop and canopy |  | None | Vivint Solar Developer, LLC | JCP&L | Accepted | 2020-12-19 | 2020-12-21 | 2021-12-21 | SolarEdge | SE3800H-US | Inverters | 3800 |  | 1 |  |  | 0.992 |  | Outdoor | Near the Utility Meter
NJSTRE1546399385 |  | Transition Incentive Program | Rockaway | 7866 | 3 | 4.16 | Residential | Yes | Behind the Meter | Net-metered residential rooftop and canopy |  | None | Vivint Solar Developer, LLC | JCP&L | Accepted | 2020-12-19 | 2020-12-21 | 2021-12-21 | Jinko Solar | JKM320M-60HBL | Solar Panels |  | 0.32 | 13 | 12 | 22 |  | Fixed | Roof
NJSTRE1546399391 |  | Transition Incentive Program | Trenton | 8610 | 12 | 5.25 | Residential | No | Behind the Meter | Net-metered residential rooftop and canopy |  | None | Pro Custom Solar dba Momentum Solar | PSE&G | Accepted | 2020-12-18 | 2020-12-21 | 2021-12-21 | Enphase | IQ7Plus-72-2-US | Inverters | 290 |  | 15 |  |  | 0.97 |  | Outdoor | Roof
NJSTRE1546399391 |  | Transition Incentive Program | Trenton | 8610 | 12 | 5.25 | Residential | No | Behind the Meter | Net-metered residential rooftop and canopy |  | None | Pro Custom Solar dba Momentum Solar | PSE&G | Accepted | 2020-12-18 | 2020-12-21 | 2021-12-21 | LG ELECTRONICS | LG 350N1C-V5 | Solar Panels |  | 0.35 | 15 | 60 | 30 |  | Fixed | Roof
NJSTRE1546399395 |  | Transition Incentive Program | Freehold | 7728 | 17 | 6.46 | Residential | Yes | Behind the Meter | Net-metered residential rooftop and canopy |  | None | Trinity Solar | JCP&L | Accepted | 2020-12-18 | 2020-12-21 | 2021-12-21 | Solar Edge | SE5000 | Inverters | 5000 |  | 1 |  |  | 0.97 |  | Outside | side of home
NJSTRE1546399395 |  | Transition Incentive Program | Freehold | 7728 | 17 | 6.46 | Residential | Yes | Behind the Meter | Net-metered residential rooftop and canopy |  | None | Trinity Solar | JCP&L | Accepted | 2020-12-18 | 2020-12-21 | 2021-12-21 | Hanwha | Q.PEAK DUO BLK-G6 340 | Solar Panels |  | 0.34 | 19 | 175 | 22 |  | Fixed | Roof
NJSTRE1546399416 |  | Transition Incentive Program | Vineland | 8360 | 20 | 4.8 | Residential | No | Behind the Meter | Net-metered residential rooftop and canopy |  | None | Orbit Energy & Power, LLC | Vineland Muni Electric | Accepted | 2020-12-18 | 2020-12-22 | 2021-12-22 | ENPHASE ENERGY | IQ7-60-2-US | Inverters | 240 |  | 15 |  |  | 0.99 |  | Other | UNDER EACH PANEL
NJSTRE1546399416 |  | Transition Incentive Program | Vineland | 8360 | 20 | 4.8 | Residential | No | Behind the Meter | Net-metered residential rooftop and canopy |  | None | Orbit Energy & Power, LLC | Vineland Muni Electric | Accepted | 2020-12-18 | 2020-12-22 | 2021-12-22 | HANWHA | Q PEAK CELLS320W | Solar Panels |  | 0.32 | 4 | 273 | 25 |  | Fixed | Roof
NJSTRE1546399416 |  | Transition Incentive Program | Vineland | 8360 | 20 | 4.8 | Residential | No | Behind the Meter | Net-metered residential rooftop and canopy |  | None | Orbit Energy & Power, LLC | Vineland Muni Electric | Accepted | 2020-12-18 | 2020-12-22 | 2021-12-22 | HANWHA | Q PEAK CELLS 320W | Solar Panels |  | 0.32 | 3 | 183 | 30 |  | Fixed | Roof
NJSTRE1546399416 |  | Transition Incentive Program | Vineland | 8360 | 20 | 4.8 | Residential | No | Behind the Meter | Net-metered residential rooftop and canopy |  | None | Orbit Energy & Power, LLC | Vineland Muni Electric | Accepted | 2020-12-18 | 2020-12-22 | 2021-12-22 | HANWHA | Q PEAK CELLS 320W | Solar Panels |  | 0.32 | 8 | 183 | 10 |  | Fixed | Roof
NJSTRE1546399426 |  | Transition Incentive Program | Paterson | 7502 | 6 | 7.03 | Residential | No | Behind the Meter | Net-metered residential rooftop and canopy |  | None | Whitman Construction, LLC | PSE&G | Accepted | 2020-12-18 | 2020-12-22 | 2021-12-22 | enphase | iq7plus-72-2-us | Inverters | 295 |  | 19 |  |  | 0.975 |  | Outdoor | microinverters located under modules
NJSTRE1546399426 |  | Transition Incentive Program | Paterson | 7502 | 6 | 7.03 | Residential | No | Behind the Meter | Net-metered residential rooftop and canopy |  | None | Whitman Construction, LLC | PSE&G | Accepted | 2020-12-18 | 2020-12-22 | 2021-12-22 | solaria poer | xt 370r pd | Solar Panels |  | 0.37 | 19 | 228 | 30 |  | Fixed | Roof
NJSTRE1546399432 |  | Transition Incentive Program | Manahawkin | 8050 | 18 | 9.14 | Residential | Yes | Behind the Meter | Net-metered residential rooftop and canopy |  | None | 1st Light Energy Inc | AC Electric | Accepted | 2020-12-18 | 2020-12-22 | 2021-12-22 | SolarEdge | SE7600H-US | Inverters | 7600 |  | 1 |  |  | 0.99 |  | Outside | Within 10 feet of Meter
NJSTRE1546399432 |  | Transition Incentive Program | Manahawkin | 8050 | 18 | 9.14 | Residential | Yes | Behind the Meter | Net-metered residential rooftop and canopy |  | None | 1st Light Energy Inc | AC Electric | Accepted | 2020-12-18 | 2020-12-22 | 2021-12-22 | Longi | LR6-60HPB-315M | Solar Panels |  | 0.315 | 9 | 357 | 23 |  | Fixed | Roof
NJSTRE1546399432 |  | Transition Incentive Program | Manahawkin | 8050 | 18 | 9.14 | Residential | Yes | Behind the Meter | Net-metered residential rooftop and canopy |  | None | 1st Light Energy Inc | AC Electric | Accepted | 2020-12-18 | 2020-12-22 | 2021-12-22 | Longi | LR6-60HPB-315M | Solar Panels |  | 0.315 | 20 | 176 | 18 |  | Fixed | Roof
NJSTRE1546399442 |  | Transition Incentive Program | Stratford | 8084 | 14 | 8.64 | Residential | Yes | Behind the Meter | Net-metered residential rooftop and canopy |  | None | Vivint Solar Developer, LLC | AC Electric | Accepted | 2020-12-19 | 2020-12-22 | 2021-12-22 | SolarEdge | SE7600H-US | Inverters | 7600 |  | 1 |  |  | 0.992 |  | Outdoor | Near the Utility Meter
NJSTRE1546399442 |  | Transition Incentive Program | Stratford | 8084 | 14 | 8.64 | Residential | Yes | Behind the Meter | Net-metered residential rooftop and canopy |  | None | Vivint Solar Developer, LLC | AC Electric | Accepted | 2020-12-19 | 2020-12-22 | 2021-12-22 | Jinko Solar | JKM320M-60HBL | Solar Panels |  | 0.32 | 11 | 141 | 23 |  | Fixed | Roof
NJSTRE1546399442 |  | Transition Incentive Program | Stratford | 8084 | 14 | 8.64 | Residential | Yes | Behind the Meter | Net-metered residential rooftop and canopy |  | None | Vivint Solar Developer, LLC | AC Electric | Accepted | 2020-12-19 | 2020-12-22 | 2021-12-22 | Jinko Solar | JKM320M-60HBL | Solar Panels |  | 0.32 | 16 | 141 | 23 |  | Fixed | Roof
NJSTRE1546399450 |  | Transition Incentive Program | Hewitt | 7421 | 6 | 12.24 | Residential | Yes | Behind the Meter | Net-metered residential rooftop and canopy |  | None | Trinity Solar | Orange Rockland Electric | Accepted | 2020-12-18 | 2020-12-21 | 2021-12-21 | Solar Edge | SE10000H-US000BNC4 | Inverters | 10000 |  | 1 |  |  | 0.97 |  | Outdoor | side of home
NJSTRE1546399450 |  | Transition Incentive Program | Hewitt | 7421 | 6 | 12.24 | Residential | Yes | Behind the Meter | Net-metered residential rooftop and canopy |  | None | Trinity Solar | Orange Rockland Electric | Accepted | 2020-12-18 | 2020-12-21 | 2021-12-21 | HANWHA | Q.PEAK DUO BLK-G6 340 | Solar Panels |  | 0.34 | 26 | 93 | 23 |  | Fixed | Roof
NJSTRE1546399450 |  | Transition Incentive Program | Hewitt | 7421 | 6 | 12.24 | Residential | Yes | Behind the Meter | Net-metered residential rooftop and canopy |  | None | Trinity Solar | Orange Rockland Electric | Accepted | 2020-12-18 | 2020-12-21 | 2021-12-21 | HANWHA | Q.PEAK DUO BLK-G6 340 | Solar Panels |  | 0.34 | 10 | 273 | 23 |  | Fixed | Roof
NJSTRE1546399456 |  | Transition Incentive Program | Gibbsboro | 8026 | 14 | 9.18 | Residential | Yes | Behind the Meter | Net-metered residential rooftop and canopy |  | None | Trinity Solar | AC Electric | Accepted | 2020-12-18 | 2020-12-21 | 2021-12-21 | Solar Edge | SE7600 | Inverters | 7600 |  | 1 |  |  | 0.97 |  | Outside | side of home
NJSTRE1546399456 |  | Transition Incentive Program | Gibbsboro | 8026 | 14 | 9.18 | Residential | Yes | Behind the Meter | Net-metered residential rooftop and canopy |  | None | Trinity Solar | AC Electric | Accepted | 2020-12-18 | 2020-12-21 | 2021-12-21 | Hanwha | Q.PEAK DUO BLK-G6 340 | Solar Panels |  | 0.34 | 10 | 229 | 19 |  | Fixed | Roof
NJSTRE1546399456 |  | Transition Incentive Program | Gibbsboro | 8026 | 14 | 9.18 | Residential | Yes | Behind the Meter | Net-metered residential rooftop and canopy |  | None | Trinity Solar | AC Electric | Accepted | 2020-12-18 | 2020-12-21 | 2021-12-21 | Hanwha | Q.PEAK DUO BLK-G6 340 | Solar Panels |  | 0.34 | 11 | 138 | 24 |  | Fixed | Roof
NJSTRE1546399456 |  | Transition Incentive Program | Gibbsboro | 8026 | 14 | 9.18 | Residential | Yes | Behind the Meter | Net-metered residential rooftop and canopy |  | None | Trinity Solar | AC Electric | Accepted | 2020-12-18 | 2020-12-21 | 2021-12-21 | Hanwha | Q.PEAK DUO BLK-G6 340 | Solar Panels |  | 0.34 | 6 | 139 | 23 |  | Fixed | Roof
NJSTRE1546399458 |  | Transition Incentive Program | South Brunswick TWP | 8852 | 11 | 9.52 | Residential | Yes | Behind the Meter | Net-metered residential rooftop and canopy |  | None | Tesla Energy Operations Inc. | JCP&L | Accepted | 2020-12-18 | 2020-12-22 | 2021-12-22 | SolarEdge Technologies | SE7600H-US000BSC4 | Inverters | 7600 |  | 1 |  |  | 0.99 |  | Outside | Outside
NJSTRE1546399458 |  | Transition Incentive Program | South Brunswick TWP | 8852 | 11 | 9.52 | Residential | Yes | Behind the Meter | Net-metered residential rooftop and canopy |  | None | Tesla Energy Operations Inc. | JCP&L | Accepted | 2020-12-18 | 2020-12-22 | 2021-12-22 | Hanwha Q CELLS | Q.PEAK DUO-G6+/SC 340 | Solar Panels |  | 0.34 | 22 | 37 | 205 |  | Fixed | Roof
NJSTRE1546399458 |  | Transition Incentive Program | South Brunswick TWP | 8852 | 11 | 9.52 | Residential | Yes | Behind the Meter | Net-metered residential rooftop and canopy |  | None | Tesla Energy Operations Inc. | JCP&L | Accepted | 2020-12-18 | 2020-12-22 | 2021-12-22 | Hanwha Q CELLS | Q.PEAK DUO-G6+/SC 340 | Solar Panels |  | 0.34 | 6 | 114 | 43 |  | Fixed | Roof
NJSTRE1546399460 |  | Transition Incentive Program | Cherry Hill | 8003 | 14 | 7.48 | Residential | Yes | Behind the Meter | Net-metered residential rooftop and canopy |  | None | Trinity Solar | PSE&G | Accepted | 2020-12-18 | 2020-12-21 | 2021-12-21 | Solar Edge | SE6000 | Inverters | 6000 |  | 1 |  |  | 0.97 |  | Outside | side of home
NJSTRE1546399460 |  | Transition Incentive Program | Cherry Hill | 8003 | 14 | 7.48 | Residential | Yes | Behind the Meter | Net-metered residential rooftop and canopy |  | None | Trinity Solar | PSE&G | Accepted | 2020-12-18 | 2020-12-21 | 2021-12-21 | Hanwha | Q.PEAK DUO BLK-G6 340 | Solar Panels |  | 0.34 | 7 | 265 | 25 |  | Fixed | Roof
NJSTRE1546399460 |  | Transition Incentive Program | Cherry Hill | 8003 | 14 | 7.48 | Residential | Yes | Behind the Meter | Net-metered residential rooftop and canopy |  | None | Trinity Solar | PSE&G | Accepted | 2020-12-18 | 2020-12-21 | 2021-12-21 | Hanwha | Q.PEAK DUO BLK-G6 340 | Solar Panels |  | 0.34 | 15 | 265 | 15 |  | Fixed | Roof
NJSTRE1546399464 |  | Transition Incentive Program | HIllsborough | 8844 | 5 | 5.25 | Residential | Yes | Behind the Meter | Net-metered residential rooftop and canopy |  | None | Pro Custom Solar dba Momentum Solar | PSE&G | Accepted | 2020-12-18 | 2020-12-22 | 2021-12-22 | Enphase | IQ7Plus-72-2-US | Inverters | 290 |  | 15 |  |  | 0.97 |  | Outdoor | Roof
NJSTRE1546399464 |  | Transition Incentive Program | HIllsborough | 8844 | 5 | 5.25 | Residential | Yes | Behind the Meter | Net-metered residential rooftop and canopy |  | None | Pro Custom Solar dba Momentum Solar | PSE&G | Accepted | 2020-12-18 | 2020-12-22 | 2021-12-22 | LG ELECTRONICS | LG 350N1C-V5 | Solar Panels |  | 0.35 | 15 | 161 | 30 |  | Fixed | Roof
NJSTRE1546399669 |  | Transition Incentive Program | Jackson | 8527 | 18 | 17.68 | Residential | No | Behind the Meter | Net-metered residential rooftop and canopy |  | None | Trinity Solar | JCP&L | Accepted | 2020-12-18 | 2020-12-22 | 2021-12-22 | SOLAR EDGE | SE3800H-US | Inverters | 3800 |  | 1 |  |  | 0.97 |  | Outside | SIDE OF HOME
NJSTRE1546399669 |  | Transition Incentive Program | Jackson | 8527 | 18 | 17.68 | Residential | No | Behind the Meter | Net-metered residential rooftop and canopy |  | None | Trinity Solar | JCP&L | Accepted | 2020-12-18 | 2020-12-22 | 2021-12-22 | SOLAR EDGE | SE10000H-US | Inverters | 10000 |  | 1 |  |  | 0.97 |  | Outside | SIDE OF HOME
NJSTRE1546399669 |  | Transition Incentive Program | Jackson | 8527 | 18 | 17.68 | Residential | No | Behind the Meter | Net-metered residential rooftop and canopy |  | None | Trinity Solar | JCP&L | Accepted | 2020-12-18 | 2020-12-22 | 2021-12-22 | HANWHA 340 (Q.PEAK DUO BLK-G6 340) | HANWHA 340 (Q.PEAK DUO BLK-G6 340) | Solar Panels |  | 0.34 | 4 | 149 | 36 |  | Fixed | Roof
NJSTRE1546399669 |  | Transition Incentive Program | Jackson | 8527 | 18 | 17.68 | Residential | No | Behind the Meter | Net-metered residential rooftop and canopy |  | None | Trinity Solar | JCP&L | Accepted | 2020-12-18 | 2020-12-22 | 2021-12-22 | HANWHA 340 (Q.PEAK DUO BLK-G6 340) | HANWHA 340 (Q.PEAK DUO BLK-G6 340) | Solar Panels |  | 0.34 | 20 | 59 | 37 |  | Fixed | Roof
NJSTRE1546399669 |  | Transition Incentive Program | Jackson | 8527 | 18 | 17.68 | Residential | No | Behind the Meter | Net-metered residential rooftop and canopy |  | None | Trinity Solar | JCP&L | Accepted | 2020-12-18 | 2020-12-22 | 2021-12-22 | HANWHA 340 (Q.PEAK DUO BLK-G6 340) | HANWHA 340 (Q.PEAK DUO BLK-G6 340) | Solar Panels |  | 0.34 | 9 | 239 | 34 |  | Fixed | Roof
NJSTRE1546399669 |  | Transition Incentive Program | Jackson | 8527 | 18 | 17.68 | Residential | No | Behind the Meter | Net-metered residential rooftop and canopy |  | None | Trinity Solar | JCP&L | Accepted | 2020-12-18 | 2020-12-22 | 2021-12-22 | HANWHA 340 (Q.PEAK DUO BLK-G6 340) | HANWHA 340 (Q.PEAK DUO BLK-G6 340) | Solar Panels |  | 0.34 | 14 | 149 | 36 |  | Fixed | Roof
NJSTRE1546399669 |  | Transition Incentive Program | Jackson | 8527 | 18 | 17.68 | Residential | No | Behind the Meter | Net-metered residential rooftop and canopy |  | None | Trinity Solar | JCP&L | Accepted | 2020-12-18 | 2020-12-22 | 2021-12-22 | HANWHA 340 (Q.PEAK DUO BLK-G6 340) | HANWHA 340 (Q.PEAK DUO BLK-G6 340) | Solar Panels |  | 0.34 | 2 | 239 | 34 |  | Fixed | Roof
NJSTRE1546399669 |  | Transition Incentive Program | Jackson | 8527 | 18 | 17.68 | Residential | No | Behind the Meter | Net-metered residential rooftop and canopy |  | None | Trinity Solar | JCP&L | Accepted | 2020-12-18 | 2020-12-22 | 2021-12-22 | HANWHA 340 (Q.PEAK DUO BLK-G6 340) | HANWHA 340 (Q.PEAK DUO BLK-G6 340) | Solar Panels |  | 0.34 | 3 | 148 | 33 |  | Fixed | Roof
NJSTRE1546399692 |  | Transition Incentive Program | South Brunswick TWP | 8902 | 11 | 10.2 | Residential | Yes | Behind the Meter | Net-metered residential rooftop and canopy |  | None | Tesla Energy Operations Inc. | PSE&G | Accepted | 2020-12-18 | 2020-12-22 | 2021-12-22 | Tesla | AC Powerwall 2.0 | Electric Storage Battery |  |  | 4 |  |  |  | Lithium Ion |  | Inside garage
NJSTRE1546399692 |  | Transition Incentive Program | South Brunswick TWP | 8902 | 11 | 10.2 | Residential | Yes | Behind the Meter | Net-metered residential rooftop and canopy |  | None | Tesla Energy Operations Inc. | PSE&G | Accepted | 2020-12-18 | 2020-12-22 | 2021-12-22 | SolarEdge Technologies | SE10000H-US [240V] | Inverters | 10000 |  | 1 |  |  | 0.99 |  | Outside | Outside
NJSTRE1546399692 |  | Transition Incentive Program | South Brunswick TWP | 8902 | 11 | 10.2 | Residential | Yes | Behind the Meter | Net-metered residential rooftop and canopy |  | None | Tesla Energy Operations Inc. | PSE&G | Accepted | 2020-12-18 | 2020-12-22 | 2021-12-22 | Hanwha Q-CELLS | Q.Peak DUO BLK-G6+ 340 | Solar Panels |  | 0.34 | 18 | 164 | 41 |  | Fixed | Roof
NJSTRE1546399692 |  | Transition Incentive Program | South Brunswick TWP | 8902 | 11 | 10.2 | Residential | Yes | Behind the Meter | Net-metered residential rooftop and canopy |  | None | Tesla Energy Operations Inc. | PSE&G | Accepted | 2020-12-18 | 2020-12-22 | 2021-12-22 | Hanwha Q-CELLS | Q.Peak DUO BLK-G6+ 340 | Solar Panels |  | 0.34 | 12 | 164 | 41 |  | Fixed | Roof
NJSTRE1546399697 |  | Transition Incentive Program | Clementon | 8021 | 14 | 9.86 | Residential | Yes | Behind the Meter | Net-metered residential rooftop and canopy |  | None | Trinity Solar | AC Electric | Accepted | 2020-12-18 | 2020-12-22 | 2021-12-22 | Solar Edge | SE7600 | Inverters | 7600 |  | 1 |  |  | 0.97 |  | Outside | side of home
NJSTRE1546399697 |  | Transition Incentive Program | Clementon | 8021 | 14 | 9.86 | Residential | Yes | Behind the Meter | Net-metered residential rooftop and canopy |  | None | Trinity Solar | AC Electric | Accepted | 2020-12-18 | 2020-12-22 | 2021-12-22 | Hanwha | Q.PEAK DUO BLK-G6 340 | Solar Panels |  | 0.34 | 22 | 164 | 27 |  | Fixed | Roof
NJSTRE1546399697 |  | Transition Incentive Program | Clementon | 8021 | 14 | 9.86 | Residential | Yes | Behind the Meter | Net-metered residential rooftop and canopy |  | None | Trinity Solar | AC Electric | Accepted | 2020-12-18 | 2020-12-22 | 2021-12-22 | Hanwha | Q.PEAK DUO BLK-G6 340 | Solar Panels |  | 0.34 | 7 | 74 | 18 |  | Fixed | Roof
NJSTRE1546399710 |  | Transition Incentive Program | ┬áBurlington | 8016 | 13 | 8.18 | Residential | No | Behind the Meter | Net-metered residential rooftop and canopy |  | None | Seabright Solar | PSE&G | Accepted | 2020-12-18 | 2020-12-22 | 2021-12-22 | Enphase | IQ7XS-96-ACM-US | Inverters | 0.315 |  | 25 |  |  | 0.99 |  | Outside | Roof
NJSTRE1546399710 |  | Transition Incentive Program | ┬áBurlington | 8016 | 13 | 8.18 | Residential | No | Behind the Meter | Net-metered residential rooftop and canopy |  | None | Seabright Solar | PSE&G | Accepted | 2020-12-18 | 2020-12-22 | 2021-12-22 | Sunpower | SPR-E20-327 | Solar Panels |  | 0.327 | 8 | 348 | 30 |  | Fixed | Roof
NJSTRE1546399710 |  | Transition Incentive Program | ┬áBurlington | 8016 | 13 | 8.18 | Residential | No | Behind the Meter | Net-metered residential rooftop and canopy |  | None | Seabright Solar | PSE&G | Accepted | 2020-12-18 | 2020-12-22 | 2021-12-22 | Sunpower | SPR-E20-327 | Solar Panels |  | 0.327 | 17 | 168 | 30 |  | Fixed | Roof
NJSTRE1546399769 |  | Transition Incentive Program | Bellmawr | 8031 | 14 | 4.42 | Residential | Yes | Behind the Meter | Net-metered residential rooftop and canopy |  | None | Trinity Solar | PSE&G | Accepted | 2020-12-18 | 2020-12-22 | 2021-12-22 | Solar Edge | SE3800 | Inverters | 3800 |  | 1 |  |  | 0.97 |  | Outside | side of home
NJSTRE1546399769 |  | Transition Incentive Program | Bellmawr | 8031 | 14 | 4.42 | Residential | Yes | Behind the Meter | Net-metered residential rooftop and canopy |  | None | Trinity Solar | PSE&G | Accepted | 2020-12-18 | 2020-12-22 | 2021-12-22 | Hanwha | Q.PEAK DUO BLK-G6 340 | Solar Panels |  | 0.34 | 3 | 95 | 23 |  | Fixed | Roof
NJSTRE1546399769 |  | Transition Incentive Program | Bellmawr | 8031 | 14 | 4.42 | Residential | Yes | Behind the Meter | Net-metered residential rooftop and canopy |  | None | Trinity Solar | PSE&G | Accepted | 2020-12-18 | 2020-12-22 | 2021-12-22 | Hanwha | Q.PEAK DUO BLK-G6 340 | Solar Panels |  | 0.34 | 10 | 95 | 23 |  | Fixed | Roof
NJSTRE1546399773 |  | Transition Incentive Program | Berlin | 8009 | 14 | 5.12 | Residential | No | Behind the Meter | Net-metered residential rooftop and canopy |  | None | Vision Solar LLC | AC Electric | Accepted | 2020-12-18 | 2020-12-22 | 2021-12-22 | Enphase | IQ7-60-2-US | Inverters | 0.24 |  | 16 |  |  | 0.96 |  | Outdoor | under each panel
NJSTRE1546399773 |  | Transition Incentive Program | Berlin | 8009 | 14 | 5.12 | Residential | No | Behind the Meter | Net-metered residential rooftop and canopy |  | None | Vision Solar LLC | AC Electric | Accepted | 2020-12-18 | 2020-12-22 | 2021-12-22 | Hanwha | Q-Cells Q.Peak Duo Blk-G5 320 | Solar Panels |  | 0.32 | 16 | 207 | 26 |  | Fixed | Roof
NJSTRE1546399813 |  | Transition Incentive Program | Point Pleasant | 8742 | 18 | 4.16 | Residential | Yes | Behind the Meter | Net-metered residential rooftop and canopy |  | None | Vivint Solar Developer, LLC | JCP&L | Accepted | 2020-12-19 | 2020-12-22 | 2021-12-22 | SolarEdge | SE3800H-US | Inverters | 3800 |  | 1 |  |  | 0.992 |  | Outdoor | Near the Utility Meter
NJSTRE1546399813 |  | Transition Incentive Program | Point Pleasant | 8742 | 18 | 4.16 | Residential | Yes | Behind the Meter | Net-metered residential rooftop and canopy |  | None | Vivint Solar Developer, LLC | JCP&L | Accepted | 2020-12-19 | 2020-12-22 | 2021-12-22 | Jinko Solar | JKM320M-60HBL | Solar Panels |  | 0.32 | 7 | 165 | 10 |  | Fixed | Roof
NJSTRE1546399813 |  | Transition Incentive Program | Point Pleasant | 8742 | 18 | 4.16 | Residential | Yes | Behind the Meter | Net-metered residential rooftop and canopy |  | None | Vivint Solar Developer, LLC | JCP&L | Accepted | 2020-12-19 | 2020-12-22 | 2021-12-22 | Jinko Solar | JKM320M-60HBL | Solar Panels |  | 0.32 | 6 | 345 | 24 |  | Fixed | Roof
NJSTRE1546399841 |  | Transition Incentive Program | Cookstown | 8511 | 13 | 11.52 | Residential | Yes | Behind the Meter | Net-metered residential rooftop and canopy |  | None | Vivint Solar Developer, LLC | JCP&L | Accepted | 2020-12-19 | 2020-12-22 | 2021-12-22 | SolarEdge | SE7600H-US | Inverters | 7600 |  | 1 |  |  | 0.992 |  | Outdoor | Near the Utility Meter
NJSTRE1546399841 |  | Transition Incentive Program | Cookstown | 8511 | 13 | 11.52 | Residential | Yes | Behind the Meter | Net-metered residential rooftop and canopy |  | None | Vivint Solar Developer, LLC | JCP&L | Accepted | 2020-12-19 | 2020-12-22 | 2021-12-22 | Jinko Solar | JKM320M-60HL | Solar Panels |  | 0.32 | 32 | 96 | 25 |  | Fixed | Roof
NJSTRE1546399841 |  | Transition Incentive Program | Cookstown | 8511 | 13 | 11.52 | Residential | Yes | Behind the Meter | Net-metered residential rooftop and canopy |  | None | Vivint Solar Developer, LLC | JCP&L | Accepted | 2020-12-19 | 2020-12-22 | 2021-12-22 | Jinko Solar | JKM320M-60HL | Solar Panels |  | 0.32 | 4 | 276 | 25 |  | Fixed | Roof
NJSTRE1546399849 |  | Transition Incentive Program | Millburn | 7041 | 9 | 6.46 | Residential | Yes | Behind the Meter | Net-metered residential rooftop and canopy |  | None | Tesla Energy Operations Inc. | JCP&L | Accepted | 2020-12-18 | 2020-12-22 | 2021-12-22 | Tesla | AC Powerwall 2.0 | Electric Storage Battery |  |  | 2 |  |  |  | Lithium Ion |  | Inside
NJSTRE1546399849 |  | Transition Incentive Program | Millburn | 7041 | 9 | 6.46 | Residential | Yes | Behind the Meter | Net-metered residential rooftop and canopy |  | None | Tesla Energy Operations Inc. | JCP&L | Accepted | 2020-12-18 | 2020-12-22 | 2021-12-22 | SolarEdge Technologies | SE7600H-US [240V] | Inverters | 7600 |  | 1 |  |  | 0.99 |  | Indoor | Inside
NJSTRE1546399849 |  | Transition Incentive Program | Millburn | 7041 | 9 | 6.46 | Residential | Yes | Behind the Meter | Net-metered residential rooftop and canopy |  | None | Tesla Energy Operations Inc. | JCP&L | Accepted | 2020-12-18 | 2020-12-22 | 2021-12-22 | Hanwha Q-CELLS | Q.Peak DUO BLK-G6+ 340 | Solar Panels |  | 0.34 | 11 | 49 | 36 |  | Fixed | Roof
NJSTRE1546399849 |  | Transition Incentive Program | Millburn | 7041 | 9 | 6.46 | Residential | Yes | Behind the Meter | Net-metered residential rooftop and canopy |  | None | Tesla Energy Operations Inc. | JCP&L | Accepted | 2020-12-18 | 2020-12-22 | 2021-12-22 | Hanwha Q-CELLS | Q.Peak DUO BLK-G6+ 340 | Solar Panels |  | 0.34 | 8 | 229 | 36 |  | Fixed | Roof
NJSTRE1546399861 |  | Transition Incentive Program | Penns Grove | 8069 | 16 | 7.68 | Residential | Yes | Behind the Meter | Net-metered residential rooftop and canopy |  | None | Vivint Solar Developer, LLC | AC Electric | Accepted | 2020-12-19 | 2020-12-22 | 2021-12-22 | Solar Edge | SE3800H-US | Inverters | 3800 |  | 1 |  |  | 0.992 |  | Outdoor | Near the Utility Meter
NJSTRE1546399861 |  | Transition Incentive Program | Penns Grove | 8069 | 16 | 7.68 | Residential | Yes | Behind the Meter | Net-metered residential rooftop and canopy |  | None | Vivint Solar Developer, LLC | AC Electric | Accepted | 2020-12-19 | 2020-12-22 | 2021-12-22 | SolarEdge | SE7600H-US | Inverters | 7600 |  | 1 |  |  | 0.992 |  | Outdoor | Near the Utility Meter
NJSTRE1546399861 |  | Transition Incentive Program | Penns Grove | 8069 | 16 | 7.68 | Residential | Yes | Behind the Meter | Net-metered residential rooftop and canopy |  | None | Vivint Solar Developer, LLC | AC Electric | Accepted | 2020-12-19 | 2020-12-22 | 2021-12-22 | Jinko Solar | JKM320M-60HBL | Solar Panels |  | 0.32 | 24 | 137 | 26 |  | Fixed | Roof
NJSTRE1546399863 |  | Transition Incentive Program | West Windsor | 8550 | 12 | 15.53 | Residential | Yes | Behind the Meter | Net-metered residential rooftop and canopy |  | None | SunPower Corporation, Systems | JCP&L | Final As-Built Received | 2020-12-18 | 2020-12-22 |  | SunPower | SPR-X21-345-C-AC | Solar Panels |  | 0.345 | 24 | 236 | 18 |  | Fixed | Roof
NJSTRE1546399863 |  | Transition Incentive Program | West Windsor | 8550 | 12 | 15.53 | Residential | Yes | Behind the Meter | Net-metered residential rooftop and canopy |  | None | SunPower Corporation, Systems | JCP&L | Final As-Built Received | 2020-12-18 | 2020-12-22 |  | SunPower | SPR-X21-345-C-AC | Solar Panels |  | 0.345 | 7 | 146 | 18 |  | Fixed | Roof
NJSTRE1546399863 |  | Transition Incentive Program | West Windsor | 8550 | 12 | 15.53 | Residential | Yes | Behind the Meter | Net-metered residential rooftop and canopy |  | None | SunPower Corporation, Systems | JCP&L | Final As-Built Received | 2020-12-18 | 2020-12-22 |  | SunPower | SPR-X21-345-C-AC | Solar Panels |  | 0.345 | 14 | 146 | 18 |  | Fixed | Roof
NJSTRE1546399863 |  | Transition Incentive Program | West Windsor | 8550 | 12 | 15.53 | Residential | Yes | Behind the Meter | Net-metered residential rooftop and canopy |  | None | SunPower Corporation, Systems | JCP&L | Final As-Built Received | 2020-12-18 | 2020-12-22 |  | SunPower | SPR-X21-345-C-AC | Inverters | 320 |  | 45 |  |  | 0.96 |  | Other | under each panel
NJSTRE1546399863 |  | Transition Incentive Program | West Windsor | 8550 | 12 | 15.53 | Residential | Yes | Behind the Meter | Net-metered residential rooftop and canopy |  | None | SunPower Corporation, Systems | JCP&L | Final As-Built Received | 2020-12-18 | 2020-12-22 |  | SunPower | PVS5 | Meters |  |  | 1 |  |  |  | Yes | Outdoor
NJSTRE1546399890 |  | Transition Incentive Program | Browns Mills | 8015 | 13 | 8.75 | Residential | Yes | Behind the Meter | Net-metered residential rooftop and canopy |  | None | Pro Custom Solar dba Momentum Solar | JCP&L | Accepted | 2020-12-21 | 2020-12-22 | 2021-12-22 | Enphase | IQ7Plus-72-2-US | Inverters | 290 |  | 25 |  |  | 0.97 |  | Outdoor | Roof
NJSTRE1546399890 |  | Transition Incentive Program | Browns Mills | 8015 | 13 | 8.75 | Residential | Yes | Behind the Meter | Net-metered residential rooftop and canopy |  | None | Pro Custom Solar dba Momentum Solar | JCP&L | Accepted | 2020-12-21 | 2020-12-22 | 2021-12-22 | LG ELECTRONICS | LG 350N1C-V5 | Solar Panels |  | 0.35 | 17 | 196 | 16 |  | Fixed | Roof
NJSTRE1546399890 |  | Transition Incentive Program | Browns Mills | 8015 | 13 | 8.75 | Residential | Yes | Behind the Meter | Net-metered residential rooftop and canopy |  | None | Pro Custom Solar dba Momentum Solar | JCP&L | Accepted | 2020-12-21 | 2020-12-22 | 2021-12-22 | LG ELECTRONICS | LG 350N1C-V5 | Solar Panels |  | 0.35 | 8 | 16 | 16 |  | Fixed | Roof
NJSTRE1546399895 |  | Transition Incentive Program | Cherry Hill | 8003 | 14 | 10.15 | Residential | Yes | Behind the Meter | Net-metered residential rooftop and canopy |  | None | Pro Custom Solar dba Momentum Solar | PSE&G | Accepted | 2020-12-21 | 2020-12-23 | 2021-12-23 | Enphase | IQ7Plus-72-2-US | Inverters | 290 |  | 29 |  |  | 0.97 |  | Outdoor | Roof
NJSTRE1546399895 |  | Transition Incentive Program | Cherry Hill | 8003 | 14 | 10.15 | Residential | Yes | Behind the Meter | Net-metered residential rooftop and canopy |  | None | Pro Custom Solar dba Momentum Solar | PSE&G | Accepted | 2020-12-21 | 2020-12-23 | 2021-12-23 | LG ELECTRONICS | LG 350N1C-V5 | Solar Panels |  | 0.35 | 7 | 144 | 17 |  | Fixed | Roof
NJSTRE1546399895 |  | Transition Incentive Program | Cherry Hill | 8003 | 14 | 10.15 | Residential | Yes | Behind the Meter | Net-metered residential rooftop and canopy |  | None | Pro Custom Solar dba Momentum Solar | PSE&G | Accepted | 2020-12-21 | 2020-12-23 | 2021-12-23 | LG ELECTRONICS | LG 350N1C-V5 | Solar Panels |  | 0.35 | 10 | 324 | 19 |  | Fixed | Roof
NJSTRE1546399895 |  | Transition Incentive Program | Cherry Hill | 8003 | 14 | 10.15 | Residential | Yes | Behind the Meter | Net-metered residential rooftop and canopy |  | None | Pro Custom Solar dba Momentum Solar | PSE&G | Accepted | 2020-12-21 | 2020-12-23 | 2021-12-23 | LG ELECTRONICS | LG 350N1C-V5 | Solar Panels |  | 0.35 | 12 | 144 | 35 |  | Fixed | Roof
NJSTRE1546399906 |  | Transition Incentive Program | Lawrence Township | 8648 | 12 | 14 | Residential | No | Behind the Meter | Net-metered residential rooftop and canopy |  | None | Pro Custom Solar dba Momentum Solar | PSE&G | Accepted | 2020-12-21 | 2020-12-23 | 2021-12-23 | Enphase | IQ7-60-2-US | Inverters | 240 |  | 40 |  |  | 0.97 |  | Outdoor | Roof
NJSTRE1546399906 |  | Transition Incentive Program | Lawrence Township | 8648 | 12 | 14 | Residential | No | Behind the Meter | Net-metered residential rooftop and canopy |  | None | Pro Custom Solar dba Momentum Solar | PSE&G | Accepted | 2020-12-21 | 2020-12-23 | 2021-12-23 | LG ELECTRONICS | LG 350N1C-V5 | Solar Panels |  | 0.35 | 18 | 184 | 20 |  | Fixed | Roof
NJSTRE1546399906 |  | Transition Incentive Program | Lawrence Township | 8648 | 12 | 14 | Residential | No | Behind the Meter | Net-metered residential rooftop and canopy |  | None | Pro Custom Solar dba Momentum Solar | PSE&G | Accepted | 2020-12-21 | 2020-12-23 | 2021-12-23 | LG ELECTRONICS | LG 350N1C-V5 | Solar Panels |  | 0.35 | 22 | 4 | 20 |  | Fixed | Roof
NJSTRE1546401340 |  | Transition Incentive Program | Piscataway | 8854 | 11 | 6.12 | Residential | No | Behind the Meter | Net-metered residential rooftop and canopy |  | None | US Clean Energy Construction Inc. | PSE&G | Accepted | 2020-12-19 | 2020-12-22 | 2021-12-22 | Solar Edge | SE-RGMTR | Meters |  |  | 1 |  |  |  | Yes | Outdoor
NJSTRE1546401340 |  | Transition Incentive Program | Piscataway | 8854 | 11 | 6.12 | Residential | No | Behind the Meter | Net-metered residential rooftop and canopy |  | None | US Clean Energy Construction Inc. | PSE&G | Accepted | 2020-12-19 | 2020-12-22 | 2021-12-22 | Solar Edge | SE5000-US | Inverters | 5000 |  | 1 |  |  | 0.97 |  | Outdoor | near utility meter
NJSTRE1546401340 |  | Transition Incentive Program | Piscataway | 8854 | 11 | 6.12 | Residential | No | Behind the Meter | Net-metered residential rooftop and canopy |  | None | US Clean Energy Construction Inc. | PSE&G | Accepted | 2020-12-19 | 2020-12-22 | 2021-12-22 | Qcell | Qcell 340W | Solar Panels |  | 0.34 | 18 | 159 | 20 |  | Fixed | Roof
NJSTRE1546401346 |  | Transition Incentive Program | North Brunswick | 8902 | 11 | 6.8 | Residential | No | Behind the Meter | Net-metered residential rooftop and canopy |  | None | US Clean Energy Construction Inc. | PSE&G | Accepted | 2020-12-19 | 2020-12-22 | 2021-12-22 | Solar Edge | SE-RGMTR | Meters |  |  | 1 |  |  |  | Yes | Outdoor
NJSTRE1546401346 |  | Transition Incentive Program | North Brunswick | 8902 | 11 | 6.8 | Residential | No | Behind the Meter | Net-metered residential rooftop and canopy |  | None | US Clean Energy Construction Inc. | PSE&G | Accepted | 2020-12-19 | 2020-12-22 | 2021-12-22 | Solar Edge | SE6000-US | Inverters | 6000 |  | 1 |  |  | 0.97 |  | Outside | near utility meter
NJSTRE1546401346 |  | Transition Incentive Program | North Brunswick | 8902 | 11 | 6.8 | Residential | No | Behind the Meter | Net-metered residential rooftop and canopy |  | None | US Clean Energy Construction Inc. | PSE&G | Accepted | 2020-12-19 | 2020-12-22 | 2021-12-22 | Qcell | Qcell340W | Solar Panels |  | 0.34 | 10 | 263 | 20 |  | Fixed | Roof
NJSTRE1546401346 |  | Transition Incentive Program | North Brunswick | 8902 | 11 | 6.8 | Residential | No | Behind the Meter | Net-metered residential rooftop and canopy |  | None | US Clean Energy Construction Inc. | PSE&G | Accepted | 2020-12-19 | 2020-12-22 | 2021-12-22 | Qcell | Qcell340W | Solar Panels |  | 0.34 | 10 | 83 | 20 |  | Fixed | Roof
NJSTRE1546401355 |  | Transition Incentive Program | West Windsor Twp | 8550 | 12 | 4.08 | Residential | Yes | Behind the Meter | Net-metered residential rooftop and canopy |  | None | Tesla Energy Operations | PSE&G | Accepted | 2020-12-19 | 2020-12-28 | 2021-12-28 | Tesal | AC Powerwall 2.0 | Electric Storage Battery |  |  | 2 |  |  |  | Lithium Ion |  | outside
NJSTRE1546401355 |  | Transition Incentive Program | West Windsor Twp | 8550 | 12 | 4.08 | Residential | Yes | Behind the Meter | Net-metered residential rooftop and canopy |  | None | Tesla Energy Operations | PSE&G | Accepted | 2020-12-19 | 2020-12-28 | 2021-12-28 | SolarEdge Technologies Ltd. | SE3800H-US [240V] | Inverters | 3800 |  | 1 |  |  | 0.99 |  | Outdoor | outdoor
NJSTRE1546401355 |  | Transition Incentive Program | West Windsor Twp | 8550 | 12 | 4.08 | Residential | Yes | Behind the Meter | Net-metered residential rooftop and canopy |  | None | Tesla Energy Operations | PSE&G | Accepted | 2020-12-19 | 2020-12-28 | 2021-12-28 | Hanwha Q-CELLS # | Q.Peak DUO BLK-G6+ 340 | Solar Panels |  | 0.34 | 12 | 278 | 30 |  | Fixed | Roof
NJSTRE1546401706 |  | Transition Incentive Program | Trenton | 8610 | 12 | 4.41 | Residential | No | Behind the Meter | Net-metered residential rooftop and canopy |  | None | Kaitanna Solar, LLC | PSE&G | Accepted | 2020-12-21 | 2020-12-22 | 2021-12-22 | Enphase | Envoy | Meters |  |  | 1 |  |  |  | Yes
NJSTRE1546401706 |  | Transition Incentive Program | Trenton | 8610 | 12 | 4.41 | Residential | No | Behind the Meter | Net-metered residential rooftop and canopy |  | None | Kaitanna Solar, LLC | PSE&G | Accepted | 2020-12-21 | 2020-12-22 | 2021-12-22 | Enphase | IQ7 | Inverters | 240 |  | 14 |  |  | 0.97 |  | Outdoor | Under Modules
NJSTRE1546401706 |  | Transition Incentive Program | Trenton | 8610 | 12 | 4.41 | Residential | No | Behind the Meter | Net-metered residential rooftop and canopy |  | None | Kaitanna Solar, LLC | PSE&G | Accepted | 2020-12-21 | 2020-12-22 | 2021-12-22 | Canadian Solar | CS3K-315MS | Solar Panels |  | 0.315 | 14 | 300 | 22.62 |  | Fixed | Roof
NJSTRE1546401713 |  | Transition Incentive Program | Edison Twp | 8820 | 11 | 14.85 | Residential | No | Behind the Meter | Net-metered residential rooftop and canopy |  | None | Panatec Corporation | PSE&G | Accepted | 2020-12-22 | 2020-12-28 | 2021-12-28 | Enphase | X-IQ-AM1-240-3 | Meters |  |  | 1 |  |  |  | Yes | Outdoor
NJSTRE1546401713 |  | Transition Incentive Program | Edison Twp | 8820 | 11 | 14.85 | Residential | No | Behind the Meter | Net-metered residential rooftop and canopy |  | None | Panatec Corporation | PSE&G | Accepted | 2020-12-22 | 2020-12-28 | 2021-12-28 | Enphase | IQ7X | Inverters | 330 |  | 45 |  |  | 0.975 |  | Outdoor | OUTDOOR
NJSTRE1546401713 |  | Transition Incentive Program | Edison Twp | 8820 | 11 | 14.85 | Residential | No | Behind the Meter | Net-metered residential rooftop and canopy |  | None | Panatec Corporation | PSE&G | Accepted | 2020-12-22 | 2020-12-28 | 2021-12-28 | Panasonic | VBHN330SA17E | Solar Panels |  | 0.33 | 6 | 130 | 25 |  | Fixed | Roof
NJSTRE1546401713 |  | Transition Incentive Program | Edison Twp | 8820 | 11 | 14.85 | Residential | No | Behind the Meter | Net-metered residential rooftop and canopy |  | None | Panatec Corporation | PSE&G | Accepted | 2020-12-22 | 2020-12-28 | 2021-12-28 | PANASONIC | VBHN330SA17E | Solar Panels |  | 0.33 | 4 | 25 | 130 |  | Fixed | Roof
NJSTRE1546401713 |  | Transition Incentive Program | Edison Twp | 8820 | 11 | 14.85 | Residential | No | Behind the Meter | Net-metered residential rooftop and canopy |  | None | Panatec Corporation | PSE&G | Accepted | 2020-12-22 | 2020-12-28 | 2021-12-28 | PANASONIC | VBHN330SA17E | Solar Panels |  | 0.33 | 3 | 220 | 25 |  | Fixed | Roof
NJSTRE1546401713 |  | Transition Incentive Program | Edison Twp | 8820 | 11 | 14.85 | Residential | No | Behind the Meter | Net-metered residential rooftop and canopy |  | None | Panatec Corporation | PSE&G | Accepted | 2020-12-22 | 2020-12-28 | 2021-12-28 | PANASONIC | VBHN330SA17E | Solar Panels |  | 0.33 | 2 | 220 | 25 |  | Fixed | Roof
NJSTRE1546401713 |  | Transition Incentive Program | Edison Twp | 8820 | 11 | 14.85 | Residential | No | Behind the Meter | Net-metered residential rooftop and canopy |  | None | Panatec Corporation | PSE&G | Accepted | 2020-12-22 | 2020-12-28 | 2021-12-28 | PANASONIC | VBHN330SA17E | Solar Panels |  | 0.33 | 5 | 220 | 25 |  | Fixed | Roof
NJSTRE1546401713 |  | Transition Incentive Program | Edison Twp | 8820 | 11 | 14.85 | Residential | No | Behind the Meter | Net-metered residential rooftop and canopy |  | None | Panatec Corporation | PSE&G | Accepted | 2020-12-22 | 2020-12-28 | 2021-12-28 | PANASONIC | VBHN330SA17E | Solar Panels |  | 0.33 | 5 | 220 | 25 |  | Fixed | Roof
NJSTRE1546401713 |  | Transition Incentive Program | Edison Twp | 8820 | 11 | 14.85 | Residential | No | Behind the Meter | Net-metered residential rooftop and canopy |  | None | Panatec Corporation | PSE&G | Accepted | 2020-12-22 | 2020-12-28 | 2021-12-28 | PANASONIC | VBHN330SA17E | Solar Panels |  | 0.33 | 1 | 310 | 25 |  | Fixed | Roof
NJSTRE1546401713 |  | Transition Incentive Program | Edison Twp | 8820 | 11 | 14.85 | Residential | No | Behind the Meter | Net-metered residential rooftop and canopy |  | None | Panatec Corporation | PSE&G | Accepted | 2020-12-22 | 2020-12-28 | 2021-12-28 | PANASONIC | VBHN330SA17E | Solar Panels |  | 0.33 | 4 | 310 | 25 |  | Fixed | Roof
NJSTRE1546401713 |  | Transition Incentive Program | Edison Twp | 8820 | 11 | 14.85 | Residential | No | Behind the Meter | Net-metered residential rooftop and canopy |  | None | Panatec Corporation | PSE&G | Accepted | 2020-12-22 | 2020-12-28 | 2021-12-28 | PANASONIC | VBHN330SA17E | Solar Panels |  | 0.33 | 8 | 310 | 25 |  | Fixed | Roof
NJSTRE1546401713 |  | Transition Incentive Program | Edison Twp | 8820 | 11 | 14.85 | Residential | No | Behind the Meter | Net-metered residential rooftop and canopy |  | None | Panatec Corporation | PSE&G | Accepted | 2020-12-22 | 2020-12-28 | 2021-12-28 | PANASONIC | VBHN330SA17E | Solar Panels |  | 0.33 | 2 | 310 | 25 |  | Fixed | Roof
NJSTRE1546401713 |  | Transition Incentive Program | Edison Twp | 8820 | 11 | 14.85 | Residential | No | Behind the Meter | Net-metered residential rooftop and canopy |  | None | Panatec Corporation | PSE&G | Accepted | 2020-12-22 | 2020-12-28 | 2021-12-28 | PANASONIC | VBHN330SA17E | Solar Panels |  | 0.33 | 5 | 130 | 25 |  | Fixed | Roof
NJSTRE1546401716 |  | Transition Incentive Program | Trenton | 8618 | 12 | 8.32 | Residential | No | Behind the Meter | Net-metered residential rooftop and canopy |  | None | Kaitanna Solar, LLC | PSE&G | Accepted | 2020-12-19 | 2020-12-22 | 2021-12-22 | Enphase | Envoy | Meters |  |  | 1 |  |  |  | Yes
NJSTRE1546401716 |  | Transition Incentive Program | Trenton | 8618 | 12 | 8.32 | Residential | No | Behind the Meter | Net-metered residential rooftop and canopy |  | None | Kaitanna Solar, LLC | PSE&G | Accepted | 2020-12-19 | 2020-12-22 | 2021-12-22 | Enphase | IQ7 | Inverters | 240 |  | 26 |  |  | 0.97 |  | Outside | Under Modules
NJSTRE1546401716 |  | Transition Incentive Program | Trenton | 8618 | 12 | 8.32 | Residential | No | Behind the Meter | Net-metered residential rooftop and canopy |  | None | Kaitanna Solar, LLC | PSE&G | Accepted | 2020-12-19 | 2020-12-22 | 2021-12-22 | Canadian Solar | CS1H-320W HiDM-Black | Solar Panels |  | 0.32 | 26 | 209 | 33.69 |  | Fixed | Roof
NJSTRE1546401718 |  | Transition Incentive Program | Livingston | 7039 | 9 | 7.92 | Residential | No | Behind the Meter | Net-metered residential rooftop and canopy |  | None | Panatec Corporation | JCP&L | Accepted | 2020-12-21 | 2020-12-28 | 2021-12-28 | Enphase | X-IQ-AM1-240-3 | Meters |  |  | 1 |  |  |  | Yes | Outdoor
NJSTRE1546401718 |  | Transition Incentive Program | Livingston | 7039 | 9 | 7.92 | Residential | No | Behind the Meter | Net-metered residential rooftop and canopy |  | None | Panatec Corporation | JCP&L | Accepted | 2020-12-21 | 2020-12-28 | 2021-12-28 | Enphase | IQ7X | Inverters | 330 |  | 24 |  |  | 0.975 |  | Outdoor | Outdoor
NJSTRE1546401718 |  | Transition Incentive Program | Livingston | 7039 | 9 | 7.92 | Residential | No | Behind the Meter | Net-metered residential rooftop and canopy |  | None | Panatec Corporation | JCP&L | Accepted | 2020-12-21 | 2020-12-28 | 2021-12-28 | PANASONIC | VBHN330SA17E | Solar Panels |  | 0.33 | 1 | 195 | 25 |  | Fixed | Roof
NJSTRE1546401718 |  | Transition Incentive Program | Livingston | 7039 | 9 | 7.92 | Residential | No | Behind the Meter | Net-metered residential rooftop and canopy |  | None | Panatec Corporation | JCP&L | Accepted | 2020-12-21 | 2020-12-28 | 2021-12-28 | PANASONIC | VBHN330SA17E | Solar Panels |  | 0.33 | 6 | 195 | 25 |  | Fixed | Roof
NJSTRE1546401718 |  | Transition Incentive Program | Livingston | 7039 | 9 | 7.92 | Residential | No | Behind the Meter | Net-metered residential rooftop and canopy |  | None | Panatec Corporation | JCP&L | Accepted | 2020-12-21 | 2020-12-28 | 2021-12-28 | PANASONIC | VBHN330SA17E | Solar Panels |  | 0.33 | 1 | 195 | 25 |  | Fixed | Roof
NJSTRE1546401718 |  | Transition Incentive Program | Livingston | 7039 | 9 | 7.92 | Residential | No | Behind the Meter | Net-metered residential rooftop and canopy |  | None | Panatec Corporation | JCP&L | Accepted | 2020-12-21 | 2020-12-28 | 2021-12-28 | PANASONIC | VBHN330SA17E | Solar Panels |  | 0.33 | 4 | 195 | 25 |  | Fixed | Roof
NJSTRE1546401718 |  | Transition Incentive Program | Livingston | 7039 | 9 | 7.92 | Residential | No | Behind the Meter | Net-metered residential rooftop and canopy |  | None | Panatec Corporation | JCP&L | Accepted | 2020-12-21 | 2020-12-28 | 2021-12-28 | PANASONIC | VBHN330SA17E | Solar Panels |  | 0.33 | 1 | 195 | 25 |  | Fixed | Roof
NJSTRE1546401718 |  | Transition Incentive Program | Livingston | 7039 | 9 | 7.92 | Residential | No | Behind the Meter | Net-metered residential rooftop and canopy |  | None | Panatec Corporation | JCP&L | Accepted | 2020-12-21 | 2020-12-28 | 2021-12-28 | Panasonic | VBHN330SA17E | Solar Panels |  | 0.33 | 10 | 195 | 25 |  | Fixed | Roof
NJSTRE1546401718 |  | Transition Incentive Program | Livingston | 7039 | 9 | 7.92 | Residential | No | Behind the Meter | Net-metered residential rooftop and canopy |  | None | Panatec Corporation | JCP&L | Accepted | 2020-12-21 | 2020-12-28 | 2021-12-28 | PANASONIC | VBHN330SA17E | Solar Panels |  | 0.33 | 1 | 195 | 25 |  | Fixed | Roof
NJSTRE1546401719 |  | Transition Incentive Program | Edison Twp | 8820 | 11 | 7.92 | Residential | No | Behind the Meter | Net-metered residential rooftop and canopy |  | None | Panatec Corporation | PSE&G | Accepted | 2020-12-21 | 2020-12-23 | 2021-12-23 | Enphase | X-IQ-AM1-240-3 | Meters |  |  | 1 |  |  |  | Yes | Outdoor
NJSTRE1546401719 |  | Transition Incentive Program | Edison Twp | 8820 | 11 | 7.92 | Residential | No | Behind the Meter | Net-metered residential rooftop and canopy |  | None | Panatec Corporation | PSE&G | Accepted | 2020-12-21 | 2020-12-23 | 2021-12-23 | Enphase | IQ7X | Inverters | 330 |  | 24 |  |  | 0.975 |  | Outdoor | Outdoor
NJSTRE1546401719 |  | Transition Incentive Program | Edison Twp | 8820 | 11 | 7.92 | Residential | No | Behind the Meter | Net-metered residential rooftop and canopy |  | None | Panatec Corporation | PSE&G | Accepted | 2020-12-21 | 2020-12-23 | 2021-12-23 | PANASONIC | VBHN330SA17E | Solar Panels |  | 0.33 | 24 | 180 | 25 |  | Fixed | Roof
NJSTRE1546402877 |  | Transition Incentive Program | West Deptford | 8096 | 15 | 12.92 | Residential | No | Behind the Meter | Net-metered residential rooftop and canopy |  | None | Advanced Renewable Solutions | PSE&G | Accepted | 2020-12-20 | 2020-12-22 | 2021-12-22 | ENPHASE | IQ7-60-2-US | Inverters | 9840 |  | 41 |  |  | 0.973 |  | Outdoor | Micro-inverters are mounted to underside of each solar
NJSTRE1546402877 |  | Transition Incentive Program | West Deptford | 8096 | 15 | 12.92 | Residential | No | Behind the Meter | Net-metered residential rooftop and canopy |  | None | Advanced Renewable Solutions | PSE&G | Accepted | 2020-12-20 | 2020-12-22 | 2021-12-22 | CertainTeed | CT315M11-02 | Solar Panels |  | 0.315 | 16 | 151 | 20 |  | Fixed | Roof
NJSTRE1546402877 |  | Transition Incentive Program | West Deptford | 8096 | 15 | 12.92 | Residential | No | Behind the Meter | Net-metered residential rooftop and canopy |  | None | Advanced Renewable Solutions | PSE&G | Accepted | 2020-12-20 | 2020-12-22 | 2021-12-22 | CertainTeed | CT315M11-02 | Solar Panels |  | 0.315 | 18 | 151 | 25 |  | Fixed | Roof
NJSTRE1546402877 |  | Transition Incentive Program | West Deptford | 8096 | 15 | 12.92 | Residential | No | Behind the Meter | Net-metered residential rooftop and canopy |  | None | Advanced Renewable Solutions | PSE&G | Accepted | 2020-12-20 | 2020-12-22 | 2021-12-22 | CertainTeed | CT315M11-02 | Solar Panels |  | 0.315 | 7 | 331 | 24 |  | Fixed | Roof
NJSTRE1546402901 |  | Transition Incentive Program | Delran TWP | 8075 | 13 | 8.16 | Residential | Yes | Behind the Meter | Net-metered residential rooftop and canopy |  | None | Tesla Energy Operations Inc. | PSE&G | Accepted | 2020-12-20 | 2020-12-22 | 2021-12-22 | Tesla | AC Powerwall 2.0 | Electric Storage Battery |  |  | 1 |  |  |  | Lithium Ion |  | Inside garage
NJSTRE1546402901 |  | Transition Incentive Program | Delran TWP | 8075 | 13 | 8.16 | Residential | Yes | Behind the Meter | Net-metered residential rooftop and canopy |  | None | Tesla Energy Operations Inc. | PSE&G | Accepted | 2020-12-20 | 2020-12-22 | 2021-12-22 | SolarEdge Technologies | SE7600H-US [240V] | Inverters | 7600 |  | 1 |  |  | 0.99 |  | Indoor | Inside garage
NJSTRE1546402901 |  | Transition Incentive Program | Delran TWP | 8075 | 13 | 8.16 | Residential | Yes | Behind the Meter | Net-metered residential rooftop and canopy |  | None | Tesla Energy Operations Inc. | PSE&G | Accepted | 2020-12-20 | 2020-12-22 | 2021-12-22 | Hanwha Q-CELLS | Q.Peak DUO BLK-G6+ 340 | Solar Panels |  | 0.34 | 21 | 141 | 30 |  | Fixed | Roof
NJSTRE1546402901 |  | Transition Incentive Program | Delran TWP | 8075 | 13 | 8.16 | Residential | Yes | Behind the Meter | Net-metered residential rooftop and canopy |  | None | Tesla Energy Operations Inc. | PSE&G | Accepted | 2020-12-20 | 2020-12-22 | 2021-12-22 | Hanwha Q-CELLS | Q.Peak DUO BLK-G6+ 340 | Solar Panels |  | 0.34 | 3 | 321 | 30 |  | Fixed | Roof
NJSTRE1546402934 |  | Transition Incentive Program | South Brunswick TWP | 8852 | 11 | 9.86 | Residential | Yes | Behind the Meter | Net-metered residential rooftop and canopy |  | None | Tesla Energy Operations Inc. | PSE&G | Accepted | 2020-12-20 | 2020-12-22 | 2021-12-22 | SolarEdge Technologies | SE7600H-US [240V] | Inverters | 7600 |  | 1 |  |  | 0.99 |  | Outside | Outside
NJSTRE1546402934 |  | Transition Incentive Program | South Brunswick TWP | 8852 | 11 | 9.86 | Residential | Yes | Behind the Meter | Net-metered residential rooftop and canopy |  | None | Tesla Energy Operations Inc. | PSE&G | Accepted | 2020-12-20 | 2020-12-22 | 2021-12-22 | Hanwha Q-CELLS | Q.Peak DUO BLK-G6+ 340 | Solar Panels |  | 0.34 | 25 | 169 | 26 |  | Fixed | Roof
NJSTRE1546402934 |  | Transition Incentive Program | South Brunswick TWP | 8852 | 11 | 9.86 | Residential | Yes | Behind the Meter | Net-metered residential rooftop and canopy |  | None | Tesla Energy Operations Inc. | PSE&G | Accepted | 2020-12-20 | 2020-12-22 | 2021-12-22 | Hanwha Q-CELLS | Q.Peak DUO BLK-G6+ 340 | Solar Panels |  | 0.34 | 4 | 169 | 26 |  | Fixed | Roof
NJSTRE1546402947 |  | Transition Incentive Program | Plainsboro TWP | 8536 | 11 | 9.86 | Residential | Yes | Behind the Meter | Net-metered residential rooftop and canopy |  | None | Tesla Energy Operations Inc. | PSE&G | Accepted | 2020-12-20 | 2020-12-22 | 2021-12-22 | SolarEdge Technologies | SE10000H-US [240V] | Inverters | 10000 |  | 1 |  |  | 0.99 |  | Outside | Outside
NJSTRE1546402947 |  | Transition Incentive Program | Plainsboro TWP | 8536 | 11 | 9.86 | Residential | Yes | Behind the Meter | Net-metered residential rooftop and canopy |  | None | Tesla Energy Operations Inc. | PSE&G | Accepted | 2020-12-20 | 2020-12-22 | 2021-12-22 | Hanwha Q-CELLS | Q.Peak DUO BLK-G6+ 340 | Solar Panels |  | 0.34 | 6 | 223 | 37 |  | Fixed | Roof
NJSTRE1546402947 |  | Transition Incentive Program | Plainsboro TWP | 8536 | 11 | 9.86 | Residential | Yes | Behind the Meter | Net-metered residential rooftop and canopy |  | None | Tesla Energy Operations Inc. | PSE&G | Accepted | 2020-12-20 | 2020-12-22 | 2021-12-22 | Hanwha Q-CELLS | Q.Peak DUO BLK-G6+ 340 | Solar Panels |  | 0.34 | 6 | 313 | 40 |  | Fixed | Roof
NJSTRE1546402947 |  | Transition Incentive Program | Plainsboro TWP | 8536 | 11 | 9.86 | Residential | Yes | Behind the Meter | Net-metered residential rooftop and canopy |  | None | Tesla Energy Operations Inc. | PSE&G | Accepted | 2020-12-20 | 2020-12-22 | 2021-12-22 | Hanwha Q-CELLS | Q.Peak DUO BLK-G6+ 340 | Solar Panels |  | 0.34 | 9 | 133 | 40 |  | Fixed | Roof
NJSTRE1546402947 |  | Transition Incentive Program | Plainsboro TWP | 8536 | 11 | 9.86 | Residential | Yes | Behind the Meter | Net-metered residential rooftop and canopy |  | None | Tesla Energy Operations Inc. | PSE&G | Accepted | 2020-12-20 | 2020-12-22 | 2021-12-22 | Hanwha Q-CELLS | Q.Peak DUO BLK-G6+ 340 | Solar Panels |  | 0.34 | 8 | 43 | 37 |  | Fixed | Roof
NJSTRE1546402955 |  | Transition Incentive Program | Hillsborough TWP | 8502 | 5 | 8.16 | Residential | No | Behind the Meter | Net-metered residential rooftop and canopy |  | None | Tesla Energy Operations Inc. | PSE&G | Accepted | 2020-12-20 | 2020-12-22 | 2021-12-22 | SolarEdge Technologies | SE10000H-US [240V] | Inverters | 10000 |  | 1 |  |  | 0.99 |  | Outside | Outside
NJSTRE1546402955 |  | Transition Incentive Program | Hillsborough TWP | 8502 | 5 | 8.16 | Residential | No | Behind the Meter | Net-metered residential rooftop and canopy |  | None | Tesla Energy Operations Inc. | PSE&G | Accepted | 2020-12-20 | 2020-12-22 | 2021-12-22 | Hanwha Q-CELLS | Q.Peak DUO BLK-G6+ 340 | Solar Panels |  | 0.34 | 6 | 275 | 39 |  | Fixed | Roof
NJSTRE1546402955 |  | Transition Incentive Program | Hillsborough TWP | 8502 | 5 | 8.16 | Residential | No | Behind the Meter | Net-metered residential rooftop and canopy |  | None | Tesla Energy Operations Inc. | PSE&G | Accepted | 2020-12-20 | 2020-12-22 | 2021-12-22 | Hanwha Q-CELLS | Q.Peak DUO BLK-G6+ 340 | Solar Panels |  | 0.34 | 5 | 5 | 27 |  | Fixed | Roof
NJSTRE1546402955 |  | Transition Incentive Program | Hillsborough TWP | 8502 | 5 | 8.16 | Residential | No | Behind the Meter | Net-metered residential rooftop and canopy |  | None | Tesla Energy Operations Inc. | PSE&G | Accepted | 2020-12-20 | 2020-12-22 | 2021-12-22 | Hanwha Q-CELLS | Q.Peak DUO BLK-G6+ 340 | Solar Panels |  | 0.34 | 13 | 275 | 33 |  | Fixed | Roof
NJSTRE1546402965 |  | Transition Incentive Program | Hillsborough TWP | 8502 | 5 | 10.54 | Residential | Yes | Behind the Meter | Net-metered residential rooftop and canopy |  | None | Tesla Energy Operations Inc. | PSE&G | Accepted | 2020-12-20 | 2020-12-22 | 2021-12-22 | SolarEdge Technologies | SE10000H-US [240V] | Inverters | 10000 |  | 1 |  |  | 0.99 |  | Outside | Outside
NJSTRE1546402965 |  | Transition Incentive Program | Hillsborough TWP | 8502 | 5 | 10.54 | Residential | Yes | Behind the Meter | Net-metered residential rooftop and canopy |  | None | Tesla Energy Operations Inc. | PSE&G | Accepted | 2020-12-20 | 2020-12-22 | 2021-12-22 | Hanwha Q-CELLS | Q.Peak DUO BLK-G6+ 340 | Solar Panels |  | 0.34 | 3 | 334 | 45 |  | Fixed | Roof
NJSTRE1546402965 |  | Transition Incentive Program | Hillsborough TWP | 8502 | 5 | 10.54 | Residential | Yes | Behind the Meter | Net-metered residential rooftop and canopy |  | None | Tesla Energy Operations Inc. | PSE&G | Accepted | 2020-12-20 | 2020-12-22 | 2021-12-22 | Hanwha Q-CELLS | Q.Peak DUO BLK-G6+ 340 | Solar Panels |  | 0.34 | 14 | 64 | 30 |  | Fixed | Roof
NJSTRE1546402965 |  | Transition Incentive Program | Hillsborough TWP | 8502 | 5 | 10.54 | Residential | Yes | Behind the Meter | Net-metered residential rooftop and canopy |  | None | Tesla Energy Operations Inc. | PSE&G | Accepted | 2020-12-20 | 2020-12-22 | 2021-12-22 | Hanwha Q-CELLS | Q.Peak DUO BLK-G6+ 340 | Solar Panels |  | 0.34 | 6 | 244 | 30 |  | Fixed | Roof
NJSTRE1546402965 |  | Transition Incentive Program | Hillsborough TWP | 8502 | 5 | 10.54 | Residential | Yes | Behind the Meter | Net-metered residential rooftop and canopy |  | None | Tesla Energy Operations Inc. | PSE&G | Accepted | 2020-12-20 | 2020-12-22 | 2021-12-22 | Hanwha Q-CELLS | Q.Peak DUO BLK-G6+ 340 | Solar Panels |  | 0.34 | 5 | 244 | 30 |  | Fixed | Roof
NJSTRE1546402965 |  | Transition Incentive Program | Hillsborough TWP | 8502 | 5 | 10.54 | Residential | Yes | Behind the Meter | Net-metered residential rooftop and canopy |  | None | Tesla Energy Operations Inc. | PSE&G | Accepted | 2020-12-20 | 2020-12-22 | 2021-12-22 | Hanwha Q-CELLS | Q.Peak DUO BLK-G6+ 340 | Solar Panels |  | 0.34 | 3 | 154 | 45 |  | Fixed | Roof
NJSTRE1546403176 |  | Transition Incentive Program | Ridgewood Village | 7450 | 7 | 4.08 | Residential | Yes | Behind the Meter | Net-metered residential rooftop and canopy |  | None | Tesla Energy Operations Inc. | PSE&G | Accepted | 2020-12-20 | 2020-12-22 | 2021-12-22 | Tesla | AC Powerwall 2.0 | Electric Storage Battery |  |  | 1 |  |  |  | Lithium Ion |  | Inside garage
NJSTRE1546403176 |  | Transition Incentive Program | Ridgewood Village | 7450 | 7 | 4.08 | Residential | Yes | Behind the Meter | Net-metered residential rooftop and canopy |  | None | Tesla Energy Operations Inc. | PSE&G | Accepted | 2020-12-20 | 2020-12-22 | 2021-12-22 | SolarEdge Technologies | SE3800H-US [240V] | Inverters | 3800 |  | 1 |  |  | 0.99 |  | Indoor | Inside garage
NJSTRE1546403176 |  | Transition Incentive Program | Ridgewood Village | 7450 | 7 | 4.08 | Residential | Yes | Behind the Meter | Net-metered residential rooftop and canopy |  | None | Tesla Energy Operations Inc. | PSE&G | Accepted | 2020-12-20 | 2020-12-22 | 2021-12-22 | Hanwha Q-CELLS | Q.Peak DUO BLK-G6+ 340 | Solar Panels |  | 0.34 | 9 | 201 | 12 |  | Fixed | Roof
NJSTRE1546403176 |  | Transition Incentive Program | Ridgewood Village | 7450 | 7 | 4.08 | Residential | Yes | Behind the Meter | Net-metered residential rooftop and canopy |  | None | Tesla Energy Operations Inc. | PSE&G | Accepted | 2020-12-20 | 2020-12-22 | 2021-12-22 | Hanwha Q-CELLS | Q.Peak DUO BLK-G6+ 340 | Solar Panels |  | 0.34 | 3 | 21 | 37 |  | Fixed | Roof
NJSTRE1546403896 |  | Transition Incentive Program | MANVILLE BORO | 8835 | 5 | 11.52 | Residential | Yes | Behind the Meter | Net-metered residential rooftop and canopy |  | None | SunPower Corporation, Systems | PSE&G | Final As-Built Received | 2020-12-22 | 2020-12-29 |  | SunPower | SPR-X22-360-D-AC (240) | Solar Panels |  | 0.36 | 18 | 163 | 43 |  | Fixed | Roof
NJSTRE1546403896 |  | Transition Incentive Program | MANVILLE BORO | 8835 | 5 | 11.52 | Residential | Yes | Behind the Meter | Net-metered residential rooftop and canopy |  | None | SunPower Corporation, Systems | PSE&G | Final As-Built Received | 2020-12-22 | 2020-12-29 |  | SunPower | SPR-X22-360-D-AC (240) | Solar Panels |  | 0.36 | 12 | 343 | 43 |  | Fixed | Roof
NJSTRE1546403896 |  | Transition Incentive Program | MANVILLE BORO | 8835 | 5 | 11.52 | Residential | Yes | Behind the Meter | Net-metered residential rooftop and canopy |  | None | SunPower Corporation, Systems | PSE&G | Final As-Built Received | 2020-12-22 | 2020-12-29 |  | SunPower | SPR-X22-360-D-AC (240) | Solar Panels |  | 0.36 | 2 | 253 | 27 |  | Fixed | Roof
NJSTRE1546403896 |  | Transition Incentive Program | MANVILLE BORO | 8835 | 5 | 11.52 | Residential | Yes | Behind the Meter | Net-metered residential rooftop and canopy |  | None | SunPower Corporation, Systems | PSE&G | Final As-Built Received | 2020-12-22 | 2020-12-29 |  | SunPower | SPR-X22-360-D-AC (240) | Inverters | 320 |  | 32 |  |  | 0.96 |  | Other | other each panel
NJSTRE1546403896 |  | Transition Incentive Program | MANVILLE BORO | 8835 | 5 | 11.52 | Residential | Yes | Behind the Meter | Net-metered residential rooftop and canopy |  | None | SunPower Corporation, Systems | PSE&G | Final As-Built Received | 2020-12-22 | 2020-12-29 |  | SunPower | PVS5 | Meters |  |  | 1 |  |  |  | Yes | Outdoor
NJSTRE1546403942 |  | Transition Incentive Program | South River | 8882 | 11 | 6.54 | Residential | Yes | Behind the Meter | Net-metered residential rooftop and canopy |  | None | SunPower Corporation, Systems | South River | Final As-Built Received | 2020-12-21 | 2020-12-22 |  | SunPower | SPR-E20-327-E-AC | Solar Panels |  | 0.327 | 4 | 220 | 23 |  | Fixed | Roof
NJSTRE1546403942 |  | Transition Incentive Program | South River | 8882 | 11 | 6.54 | Residential | Yes | Behind the Meter | Net-metered residential rooftop and canopy |  | None | SunPower Corporation, Systems | South River | Final As-Built Received | 2020-12-21 | 2020-12-22 |  | SunPower | SPR-E20-327-E-AC | Solar Panels |  | 0.327 | 16 | 130 | 23 |  | Fixed | Roof
NJSTRE1546403942 |  | Transition Incentive Program | South River | 8882 | 11 | 6.54 | Residential | Yes | Behind the Meter | Net-metered residential rooftop and canopy |  | None | SunPower Corporation, Systems | South River | Final As-Built Received | 2020-12-21 | 2020-12-22 |  | SunPower | SPR-E20-327-E-AC | Inverters | 320 |  | 20 |  |  | 0.96 |  | Other | under each panel
NJSTRE1546403942 |  | Transition Incentive Program | South River | 8882 | 11 | 6.54 | Residential | Yes | Behind the Meter | Net-metered residential rooftop and canopy |  | None | SunPower Corporation, Systems | South River | Final As-Built Received | 2020-12-21 | 2020-12-22 |  | Sunpower | PVS6 | Meters |  |  | 1 |  |  |  | Yes | Outdoor
NJSTRE1546403986 |  | Transition Incentive Program | Avalon | 8202 | 21 | 6.12 | Residential | Yes | Behind the Meter | Net-metered residential rooftop and canopy |  | None | Trinity Solar | AC Electric | Accepted | 2020-12-21 | 2020-12-22 | 2021-12-22 | Solar Edge | SE5000 | Inverters | 5000 |  | 1 |  |  | 0.97 |  | Outside | side of home
NJSTRE1546403986 |  | Transition Incentive Program | Avalon | 8202 | 21 | 6.12 | Residential | Yes | Behind the Meter | Net-metered residential rooftop and canopy |  | None | Trinity Solar | AC Electric | Accepted | 2020-12-21 | 2020-12-22 | 2021-12-22 | Hanwha | Q.PEAK DUO BLK-G6 340 | Solar Panels |  | 0.34 | 18 | 124 | 18 |  | Fixed | Roof
NJSTRE1546403993 |  | Transition Incentive Program | Lebanon | 8833 | 4 | 13.26 | Residential | Yes | Behind the Meter | Net-metered residential rooftop and canopy |  | None | Trinity Solar | JCP&L | Accepted | 2020-12-21 | 2020-12-22 | 2021-12-22 | Solar Edge | SE10000 | Inverters | 10000 |  | 1 |  |  | 0.97 |  | Outside | side of home
NJSTRE1546403993 |  | Transition Incentive Program | Lebanon | 8833 | 4 | 13.26 | Residential | Yes | Behind the Meter | Net-metered residential rooftop and canopy |  | None | Trinity Solar | JCP&L | Accepted | 2020-12-21 | 2020-12-22 | 2021-12-22 | Hanwha | Q.PEAK DUO BLK-G6 340 | Solar Panels |  | 0.34 | 10 | 70 | 39 |  | Fixed | Roof
NJSTRE1546403993 |  | Transition Incentive Program | Lebanon | 8833 | 4 | 13.26 | Residential | Yes | Behind the Meter | Net-metered residential rooftop and canopy |  | None | Trinity Solar | JCP&L | Accepted | 2020-12-21 | 2020-12-22 | 2021-12-22 | Hanwha | Q.PEAK DUO BLK-G6 340 | Solar Panels |  | 0.34 | 29 | 250 | 9 |  | Fixed | Roof
NJSTRE1546403998 |  | Transition Incentive Program | Lebanon | 8833 | 4 | 2.38 | Residential | Yes | Behind the Meter | Net-metered residential rooftop and canopy |  | None | Trinity Solar | JCP&L | Accepted | 2020-12-21 | 2020-12-22 | 2021-12-22 | Enphase | IQ7PLUS-72-2-US | Inverters | 290 |  | 7 |  |  | 0.97 |  | Outdoor | side of home
NJSTRE1546403998 |  | Transition Incentive Program | Lebanon | 8833 | 4 | 2.38 | Residential | Yes | Behind the Meter | Net-metered residential rooftop and canopy |  | None | Trinity Solar | JCP&L | Accepted | 2020-12-21 | 2020-12-22 | 2021-12-22 | Hanwha | Q.PEAK DUO BLK-G6 340 | Solar Panels |  | 0.34 | 7 | 248 | 23 |  | Fixed | Roof
NJSTRE1546404005 |  | Transition Incentive Program | Little Egg Harbor | 8087 | 18 | 8.96 | Residential | Yes | Behind the Meter | Net-metered residential rooftop and canopy |  | None | Solar Mite Solutions | AC Electric | Accepted | 2020-12-21 | 2020-12-28 | 2021-12-28 | Enphase | IQ7-60-2 | Inverters | 0.24 |  | 28 |  |  | 0.98 |  | Outdoor | under solar module
NJSTRE1546404005 |  | Transition Incentive Program | Little Egg Harbor | 8087 | 18 | 8.96 | Residential | Yes | Behind the Meter | Net-metered residential rooftop and canopy |  | None | Solar Mite Solutions | AC Electric | Accepted | 2020-12-21 | 2020-12-28 | 2021-12-28 | Hanwha | Q.PEAK DUO BLK-G7 | Solar Panels |  | 0.32 | 11 | 251 | 20 |  | Fixed | Roof | array 2
NJSTRE1546404005 |  | Transition Incentive Program | Little Egg Harbor | 8087 | 18 | 8.96 | Residential | Yes | Behind the Meter | Net-metered residential rooftop and canopy |  | None | Solar Mite Solutions | AC Electric | Accepted | 2020-12-21 | 2020-12-28 | 2021-12-28 | Hanwha | Q.PEAK DUO BLK-G7 | Solar Panels |  | 0.32 | 17 | 71 | 20 |  | Fixed | Roof | array 1
NJSTRE1546404006 |  | Transition Incentive Program | Cherry Hill | 8003 | 14 | 14.96 | Residential | No | Behind the Meter | Net-metered residential rooftop and canopy |  | None | Rise Solutions and Contracting LLC | PSE&G | Accepted | 2020-12-23 | 2020-12-23 | 2021-12-23 | Enphase | IQ7 | Inverters | 250 |  | 44 |  |  | 0.97 |  | Outdoor | under the modules
NJSTRE1546404006 |  | Transition Incentive Program | Cherry Hill | 8003 | 14 | 14.96 | Residential | No | Behind the Meter | Net-metered residential rooftop and canopy |  | None | Rise Solutions and Contracting LLC | PSE&G | Accepted | 2020-12-23 | 2020-12-23 | 2021-12-23 | LG | LG340N1C | Solar Panels |  | 0.34 | 22 | 278 | 24 |  | Fixed | Roof
NJSTRE1546404006 |  | Transition Incentive Program | Cherry Hill | 8003 | 14 | 14.96 | Residential | No | Behind the Meter | Net-metered residential rooftop and canopy |  | None | Rise Solutions and Contracting LLC | PSE&G | Accepted | 2020-12-23 | 2020-12-23 | 2021-12-23 | LG | LG340N1C | Solar Panels |  | 0.34 | 6 | 278 | 24 |  | Fixed | Roof
NJSTRE1546404006 |  | Transition Incentive Program | Cherry Hill | 8003 | 14 | 14.96 | Residential | No | Behind the Meter | Net-metered residential rooftop and canopy |  | None | Rise Solutions and Contracting LLC | PSE&G | Accepted | 2020-12-23 | 2020-12-23 | 2021-12-23 | LG | LG340N1C | Solar Panels |  | 0.34 | 16 | 98 | 24 |  | Fixed | Roof
NJSTRE1546404009 |  | Transition Incentive Program | Freehold | 7728 | 17 | 7.82 | Residential | No | Behind the Meter | Net-metered residential rooftop and canopy |  | None | Trinity Solar | JCP&L | Accepted | 2020-12-21 | 2020-12-22 | 2021-12-22 | Solar Edge | SE6000 | Inverters | 6000 |  | 1 |  |  | 0.97 |  | Outside | side of home
NJSTRE1546404009 |  | Transition Incentive Program | Freehold | 7728 | 17 | 7.82 | Residential | No | Behind the Meter | Net-metered residential rooftop and canopy |  | None | Trinity Solar | JCP&L | Accepted | 2020-12-21 | 2020-12-22 | 2021-12-22 | Hanwha | Q.PEAK DUO BLK-G6 340 | Solar Panels |  | 0.34 | 14 | 127 | 30 |  | Fixed | Roof
NJSTRE1546404009 |  | Transition Incentive Program | Freehold | 7728 | 17 | 7.82 | Residential | No | Behind the Meter | Net-metered residential rooftop and canopy |  | None | Trinity Solar | JCP&L | Accepted | 2020-12-21 | 2020-12-22 | 2021-12-22 | Hanwha | Q.PEAK DUO BLK-G6 340 | Solar Panels |  | 0.34 | 6 | 37 | 30 |  | Fixed | Roof
NJSTRE1546404009 |  | Transition Incentive Program | Freehold | 7728 | 17 | 7.82 | Residential | No | Behind the Meter | Net-metered residential rooftop and canopy |  | None | Trinity Solar | JCP&L | Accepted | 2020-12-21 | 2020-12-22 | 2021-12-22 | Hanwha | Q.PEAK DUO BLK-G6 340 | Solar Panels |  | 0.34 | 3 | 217 | 30 |  | Fixed | Roof
NJSTRE1546404013 |  | Transition Incentive Program | Edison TWP | 8820 | 11 | 4.08 | Residential | Yes | Behind the Meter | Net-metered residential rooftop and canopy |  | None | Tesla Energy Operations Inc. | PSE&G | Accepted | 2020-12-21 | 2020-12-23 | 2021-12-23 | SolarEdge Technologies | SE3800H-US [240V] | Inverters | 3800 |  | 1 |  |  | 0.99 |  | Outside | Outside
NJSTRE1546404013 |  | Transition Incentive Program | Edison TWP | 8820 | 11 | 4.08 | Residential | Yes | Behind the Meter | Net-metered residential rooftop and canopy |  | None | Tesla Energy Operations Inc. | PSE&G | Accepted | 2020-12-21 | 2020-12-23 | 2021-12-23 | Hanwha Q-CELLS | Q.Peak DUO BLK-G6+ 340 | Solar Panels |  | 0.34 | 6 | 227 | 27 |  | Fixed | Roof
NJSTRE1546404013 |  | Transition Incentive Program | Edison TWP | 8820 | 11 | 4.08 | Residential | Yes | Behind the Meter | Net-metered residential rooftop and canopy |  | None | Tesla Energy Operations Inc. | PSE&G | Accepted | 2020-12-21 | 2020-12-23 | 2021-12-23 | Hanwha Q-CELLS | Q.Peak DUO BLK-G6+ 340 | Solar Panels |  | 0.34 | 6 | 137 | 34 |  | Fixed | Roof
NJSTRE1546404015 |  | Transition Incentive Program | Manahawkin | 8050 | 18 | 8.45 | Residential | Yes | Behind the Meter | Net-metered residential rooftop and canopy |  | None | SunnyMac LLC | AC Electric | Accepted | 2020-12-21 | 2020-12-22 | 2021-12-22 | Solaredge | SE7600H-US | Inverters | 7600 |  | 1 |  |  | 0.99 |  | Outdoor | Next to Meter
NJSTRE1546404015 |  | Transition Incentive Program | Manahawkin | 8050 | 18 | 8.45 | Residential | Yes | Behind the Meter | Net-metered residential rooftop and canopy |  | None | SunnyMac LLC | AC Electric | Accepted | 2020-12-21 | 2020-12-22 | 2021-12-22 | REC | TwinPeak 2 Mono | Solar Panels |  | 0.325 | 20 | 271 | 23 |  | Fixed | Roof
NJSTRE1546404015 |  | Transition Incentive Program | Manahawkin | 8050 | 18 | 8.45 | Residential | Yes | Behind the Meter | Net-metered residential rooftop and canopy |  | None | SunnyMac LLC | AC Electric | Accepted | 2020-12-21 | 2020-12-22 | 2021-12-22 | REC | TwinPeak 2 Mono | Solar Panels |  | 0.325 | 6 | 271 | 23 |  | Fixed | Roof
NJSTRE1546404019 |  | Transition Incentive Program | Little Egg Harbor | 8087 | 18 | 5.44 | Residential | Yes | Behind the Meter | Net-metered residential rooftop and canopy |  | None | Solar Mite Solutions | AC Electric | Accepted | 2020-12-21 | 2020-12-28 | 2021-12-28 | Enphase | IQ7-60-2 | Inverters | 0.24 |  | 17 |  |  | 0.98 |  | Outdoor | under solar module
NJSTRE1546404019 |  | Transition Incentive Program | Little Egg Harbor | 8087 | 18 | 5.44 | Residential | Yes | Behind the Meter | Net-metered residential rooftop and canopy |  | None | Solar Mite Solutions | AC Electric | Accepted | 2020-12-21 | 2020-12-28 | 2021-12-28 | Hanwha | Q.PEAK DUO BLK-G5 | Solar Panels |  | 0.32 | 3 | 254 | 24 |  | Fixed | Roof | array 3
NJSTRE1546404019 |  | Transition Incentive Program | Little Egg Harbor | 8087 | 18 | 5.44 | Residential | Yes | Behind the Meter | Net-metered residential rooftop and canopy |  | None | Solar Mite Solutions | AC Electric | Accepted | 2020-12-21 | 2020-12-28 | 2021-12-28 | Hanwha | Q.PEAK DUO BLK-G5 | Solar Panels |  | 0.32 | 2 | 254 | 33 |  | Fixed | Roof | array 2
NJSTRE1546404019 |  | Transition Incentive Program | Little Egg Harbor | 8087 | 18 | 5.44 | Residential | Yes | Behind the Meter | Net-metered residential rooftop and canopy |  | None | Solar Mite Solutions | AC Electric | Accepted | 2020-12-21 | 2020-12-28 | 2021-12-28 | Hanwha | Q.PEAK DUO BLK-G5 | Solar Panels |  | 0.32 | 8 | 164 | 26 |  | Fixed | Roof | array 4
NJSTRE1546404019 |  | Transition Incentive Program | Little Egg Harbor | 8087 | 18 | 5.44 | Residential | Yes | Behind the Meter | Net-metered residential rooftop and canopy |  | None | Solar Mite Solutions | AC Electric | Accepted | 2020-12-21 | 2020-12-28 | 2021-12-28 | Hanwha | Q.PEAK DUO BLK-G5 | Solar Panels |  | 0.32 | 4 | 74 | 33 |  | Fixed | Roof | array 1
NJSTRE1546404026 |  | Transition Incentive Program | Old Bridge | 8857 | 11 | 11.9 | Residential | No | Behind the Meter | Net-metered residential rooftop and canopy |  | None | Maier Solar Engineering dba Solar Me | JCP&L | Accepted | 2020-12-21 | 2020-12-23 | 2021-12-23 | Enphase | IQ7+ | Inverters | 290 |  | 35 |  |  | 0.96 |  | Outdoor | Next to meter
NJSTRE1546404026 |  | Transition Incentive Program | Old Bridge | 8857 | 11 | 11.9 | Residential | No | Behind the Meter | Net-metered residential rooftop and canopy |  | None | Maier Solar Engineering dba Solar Me | JCP&L | Accepted | 2020-12-21 | 2020-12-23 | 2021-12-23 | Hanwha | Q.CELL DUO BLK-G6 340 | Solar Panels |  | 0.34 | 4 | 186 | 10 |  | Fixed | Roof
NJSTRE1546404026 |  | Transition Incentive Program | Old Bridge | 8857 | 11 | 11.9 | Residential | No | Behind the Meter | Net-metered residential rooftop and canopy |  | None | Maier Solar Engineering dba Solar Me | JCP&L | Accepted | 2020-12-21 | 2020-12-23 | 2021-12-23 | Hanwha | Q.CELL DUO BLK-G6 340 | Solar Panels |  | 0.34 | 19 | 186 | 23 |  | Fixed | Roof
NJSTRE1546404026 |  | Transition Incentive Program | Old Bridge | 8857 | 11 | 11.9 | Residential | No | Behind the Meter | Net-metered residential rooftop and canopy |  | None | Maier Solar Engineering dba Solar Me | JCP&L | Accepted | 2020-12-21 | 2020-12-23 | 2021-12-23 | Hanwha | Q.CELL DUO BLK-G6 340 | Solar Panels |  | 0.34 | 12 | 6 | 10 |  | Fixed | Roof
NJSTRE1546404064 |  | Transition Incentive Program | Franklin TWP SOM | 8873 | 5 | 9.52 | Residential | No | Behind the Meter | Net-metered residential rooftop and canopy |  | None | Tesla Energy Operations Inc. | PSE&G | Accepted | 2020-12-21 | 2020-12-23 | 2021-12-23 | Delta Electronics | M8-TL-US [240V] | Inverters | 7680 |  | 1 |  |  | 0.975 |  | Outside | Outside
NJSTRE1546404064 |  | Transition Incentive Program | Franklin TWP SOM | 8873 | 5 | 9.52 | Residential | No | Behind the Meter | Net-metered residential rooftop and canopy |  | None | Tesla Energy Operations Inc. | PSE&G | Accepted | 2020-12-21 | 2020-12-23 | 2021-12-23 | Hanwha Q-CELLS | Q.Peak DUO BLK-G6+ 340 | Solar Panels |  | 0.34 | 22 | 235 | 34 |  | Fixed | Roof
NJSTRE1546404064 |  | Transition Incentive Program | Franklin TWP SOM | 8873 | 5 | 9.52 | Residential | No | Behind the Meter | Net-metered residential rooftop and canopy |  | None | Tesla Energy Operations Inc. | PSE&G | Accepted | 2020-12-21 | 2020-12-23 | 2021-12-23 | Hanwha Q-CELLS | Q.Peak DUO BLK-G6+ 340 | Solar Panels |  | 0.34 | 6 | 145 | 45 |  | Fixed | Roof
NJSTRE1546404081 |  | Transition Incentive Program | Pennsauken Twp | 8110 | 14 | 10.4 | Residential | Yes | Behind the Meter | Net-metered residential rooftop and canopy |  | None | SunnyMac LLC | PSE&G | Accepted | 2020-12-21 | 2020-12-23 | 2021-12-23 | Solaredge | SE7600H-US | Inverters | 7600 |  | 1 |  |  | 0.99 |  | Outdoor | Next to Meter
NJSTRE1546404081 |  | Transition Incentive Program | Pennsauken Twp | 8110 | 14 | 10.4 | Residential | Yes | Behind the Meter | Net-metered residential rooftop and canopy |  | None | SunnyMac LLC | PSE&G | Accepted | 2020-12-21 | 2020-12-23 | 2021-12-23 | REC | TwinPeak 2 Mono | Solar Panels |  | 0.325 | 22 | 108 | 23 |  | Fixed | Roof
NJSTRE1546404081 |  | Transition Incentive Program | Pennsauken Twp | 8110 | 14 | 10.4 | Residential | Yes | Behind the Meter | Net-metered residential rooftop and canopy |  | None | SunnyMac LLC | PSE&G | Accepted | 2020-12-21 | 2020-12-23 | 2021-12-23 | REC | TwinPeak 2 Mono | Solar Panels |  | 0.325 | 10 | 288 | 23 |  | Fixed | Roof
NJSTRE1546404095 |  | Transition Incentive Program | Burlington Twp | 8016 | 13 | 6.5 | Residential | Yes | Behind the Meter | Net-metered residential rooftop and canopy |  | None | SunnyMac LLC | PSE&G | Accepted | 2020-12-21 | 2020-12-23 | 2021-12-23 | Solaredge | SE5000H-US | Inverters | 5000 |  | 1 |  |  | 0.99 |  | Outdoor | Next to Meter
NJSTRE1546404095 |  | Transition Incentive Program | Burlington Twp | 8016 | 13 | 6.5 | Residential | Yes | Behind the Meter | Net-metered residential rooftop and canopy |  | None | SunnyMac LLC | PSE&G | Accepted | 2020-12-21 | 2020-12-23 | 2021-12-23 | REC | TwinPeak 2 Mono | Solar Panels |  | 0.325 | 20 | 134 | 40 |  | Fixed | Roof
NJSTRE1546404103 |  | Transition Incentive Program | Union | 7083 | 10 | 3.84 | Residential | Yes | Behind the Meter | Net-metered residential rooftop and canopy |  | None | Solar Mite Solutions | PSE&G | Accepted | 2020-12-21 | 2020-12-28 | 2021-12-28 | Enphase | IQ7-60-2 | Inverters | 0.24 |  | 12 |  |  | 0.98 |  | Outdoor | under solar module
NJSTRE1546404103 |  | Transition Incentive Program | Union | 7083 | 10 | 3.84 | Residential | Yes | Behind the Meter | Net-metered residential rooftop and canopy |  | None | Solar Mite Solutions | PSE&G | Accepted | 2020-12-21 | 2020-12-28 | 2021-12-28 | Hanwha | Q.PEAK DUO BLK-G5 320 | Solar Panels |  | 0.32 | 12 | 277 | 9 |  | Fixed | Roof | array 1
NJSTRE1546404107 |  | Transition Incentive Program | Mount Laurel Township | 8054 | 13 | 12.2 | Residential | Yes | Behind the Meter | Net-metered residential rooftop and canopy |  | None | Sunrun Installation Services, Inc. | PSE&G | Accepted | 2020-12-21 | 2020-12-23 | 2021-12-23 | Enphase Energy | IQ7-60-x-US (240V) | Inverters | 240 |  | 40 |  |  | 0.96 |  | Outdoor | Rooftop
NJSTRE1546404107 |  | Transition Incentive Program | Mount Laurel Township | 8054 | 13 | 12.2 | Residential | Yes | Behind the Meter | Net-metered residential rooftop and canopy |  | None | Sunrun Installation Services, Inc. | PSE&G | Accepted | 2020-12-21 | 2020-12-23 | 2021-12-23 | LONGi Green Energy Technology Co Ltd | LR6-60HPB-305M | Solar Panels |  | 0.305 | 13 | 338 | 27 |  | Fixed | Roof
NJSTRE1546404107 |  | Transition Incentive Program | Mount Laurel Township | 8054 | 13 | 12.2 | Residential | Yes | Behind the Meter | Net-metered residential rooftop and canopy |  | None | Sunrun Installation Services, Inc. | PSE&G | Accepted | 2020-12-21 | 2020-12-23 | 2021-12-23 | LONGi Green Energy Technology Co Ltd | LR6-60HPB-305M | Solar Panels |  | 0.305 | 15 | 158 | 27 |  | Fixed | Roof
NJSTRE1546404107 |  | Transition Incentive Program | Mount Laurel Township | 8054 | 13 | 12.2 | Residential | Yes | Behind the Meter | Net-metered residential rooftop and canopy |  | None | Sunrun Installation Services, Inc. | PSE&G | Accepted | 2020-12-21 | 2020-12-23 | 2021-12-23 | LONGi Green Energy Technology Co Ltd | LR6-60HPB-305M | Solar Panels |  | 0.305 | 12 | 246 | 27 |  | Fixed | Roof
NJSTRE1546404135 |  | Transition Incentive Program | New Providence | 7974 | 10 | 8.16 | Residential | Yes | Behind the Meter | Net-metered residential rooftop and canopy |  | None | Tesla Energy Operations Inc. | JCP&L | Accepted | 2020-12-21 | 2020-12-23 | 2021-12-23 | Tesla | AC Powerwall 2.0 | Electric Storage Battery |  |  | 2 |  |  |  | Lithium Ion |  | Inside
NJSTRE1546404135 |  | Transition Incentive Program | New Providence | 7974 | 10 | 8.16 | Residential | Yes | Behind the Meter | Net-metered residential rooftop and canopy |  | None | Tesla Energy Operations Inc. | JCP&L | Accepted | 2020-12-21 | 2020-12-23 | 2021-12-23 | Delta Electronics | M8-TL-US [240V] | Inverters | 7680 |  | 1 |  |  | 0.975 |  | Outside | Outside
NJSTRE1546404135 |  | Transition Incentive Program | New Providence | 7974 | 10 | 8.16 | Residential | Yes | Behind the Meter | Net-metered residential rooftop and canopy |  | None | Tesla Energy Operations Inc. | JCP&L | Accepted | 2020-12-21 | 2020-12-23 | 2021-12-23 | Hanwha Q-CELLS | Q.Peak DUO BLK-G6+ 340 | Solar Panels |  | 0.34 | 9 | 20 | 18 |  | Fixed | Roof
NJSTRE1546404135 |  | Transition Incentive Program | New Providence | 7974 | 10 | 8.16 | Residential | Yes | Behind the Meter | Net-metered residential rooftop and canopy |  | None | Tesla Energy Operations Inc. | JCP&L | Accepted | 2020-12-21 | 2020-12-23 | 2021-12-23 | Hanwha Q-CELLS | Q.Peak DUO BLK-G6+ 340 | Solar Panels |  | 0.34 | 9 | 200 | 18 |  | Fixed | Roof
NJSTRE1546404135 |  | Transition Incentive Program | New Providence | 7974 | 10 | 8.16 | Residential | Yes | Behind the Meter | Net-metered residential rooftop and canopy |  | None | Tesla Energy Operations Inc. | JCP&L | Accepted | 2020-12-21 | 2020-12-23 | 2021-12-23 | Hanwha Q-CELLS | Q.Peak DUO BLK-G6+ 340 | Solar Panels |  | 0.34 | 6 | 290 | 18 |  | Fixed | Roof
NJSTRE1546404137 |  | Transition Incentive Program | Elmer | 8318 | 16 | 12.6 | Residential | No | Behind the Meter | Net-metered residential rooftop and canopy |  | None | Green Power Energy | AC Electric | Accepted | 2020-12-21 | 2020-12-23 | 2021-12-23 | Enphase Energy | IQ7PLUS-72-2-US (240V) | Inverters | 290 |  | 35 |  |  | 0.975 |  | Outside | next to meter
NJSTRE1546404137 |  | Transition Incentive Program | Elmer | 8318 | 16 | 12.6 | Residential | No | Behind the Meter | Net-metered residential rooftop and canopy |  | None | Green Power Energy | AC Electric | Accepted | 2020-12-21 | 2020-12-23 | 2021-12-23 | LG Electronics | LG360N1C-N5 | Solar Panels |  | 0.36 | 21 | 9398 | 30 |  | Fixed | Roof
NJSTRE1546404137 |  | Transition Incentive Program | Elmer | 8318 | 16 | 12.6 | Residential | No | Behind the Meter | Net-metered residential rooftop and canopy |  | None | Green Power Energy | AC Electric | Accepted | 2020-12-21 | 2020-12-23 | 2021-12-23 | LG Electronics | LG360N1C-N5 | Solar Panels |  | 0.36 | 4 | 196 | 35 |  | Fixed | Roof
NJSTRE1546404137 |  | Transition Incentive Program | Elmer | 8318 | 16 | 12.6 | Residential | No | Behind the Meter | Net-metered residential rooftop and canopy |  | None | Green Power Energy | AC Electric | Accepted | 2020-12-21 | 2020-12-23 | 2021-12-23 | LG Electronics | LG360N1C-N5 | Solar Panels |  | 0.36 | 10 | 198 | 45 |  | Fixed | Roof
NJSTRE1546404176 |  | Transition Incentive Program | Willingboro | 8046 | 13 | 7.2 | Residential | No | Behind the Meter | Net-metered residential rooftop and canopy |  | None | Sunrun Installation Services, Inc. | PSE&G | Accepted | 2020-12-21 | 2020-12-23 | 2021-12-23 | Enphase Energy | IQ7PLUS-72-x-US (240V) | Inverters | 290 |  | 20 |  |  | 0.96 |  | Outdoor | Rooftop
NJSTRE1546404176 |  | Transition Incentive Program | Willingboro | 8046 | 13 | 7.2 | Residential | No | Behind the Meter | Net-metered residential rooftop and canopy |  | None | Sunrun Installation Services, Inc. | PSE&G | Accepted | 2020-12-21 | 2020-12-23 | 2021-12-23 | LG Electronics | LG360Q1C-A5 | Solar Panels |  | 0.36 | 7 | 237 | 18 |  | Fixed | Roof
NJSTRE1546404176 |  | Transition Incentive Program | Willingboro | 8046 | 13 | 7.2 | Residential | No | Behind the Meter | Net-metered residential rooftop and canopy |  | None | Sunrun Installation Services, Inc. | PSE&G | Accepted | 2020-12-21 | 2020-12-23 | 2021-12-23 | LG Electronics | LG360Q1C-A5 | Solar Panels |  | 0.36 | 13 | 148 | 23 |  | Fixed | Roof
NJSTRE1546404197 |  | Transition Incentive Program | Piscataway TWP | 8854 | 11 | 16.32 | Residential | No | Behind the Meter | Net-metered residential rooftop and canopy |  | None | Tesla Energy Operations Inc. | PSE&G | Accepted | 2020-12-21 | 2020-12-23 | 2021-12-23 | SolarEdge Technologies | SE7600H-US [240V] | Inverters | 7600 |  | 2 |  |  | 0.99 |  | Outside | Outside
NJSTRE1546404197 |  | Transition Incentive Program | Piscataway TWP | 8854 | 11 | 16.32 | Residential | No | Behind the Meter | Net-metered residential rooftop and canopy |  | None | Tesla Energy Operations Inc. | PSE&G | Accepted | 2020-12-21 | 2020-12-23 | 2021-12-23 | Hanwha Q-CELLS | Q.Peak DUO BLK-G6+ 340 | Solar Panels |  | 0.34 | 10 | 307 | 23 |  | Fixed | Roof
NJSTRE1546404197 |  | Transition Incentive Program | Piscataway TWP | 8854 | 11 | 16.32 | Residential | No | Behind the Meter | Net-metered residential rooftop and canopy |  | None | Tesla Energy Operations Inc. | PSE&G | Accepted | 2020-12-21 | 2020-12-23 | 2021-12-23 | Hanwha Q-CELLS | Q.Peak DUO BLK-G6+ 340 | Solar Panels |  | 0.34 | 6 | 308 | 23 |  | Fixed | Roof
NJSTRE1546404197 |  | Transition Incentive Program | Piscataway TWP | 8854 | 11 | 16.32 | Residential | No | Behind the Meter | Net-metered residential rooftop and canopy |  | None | Tesla Energy Operations Inc. | PSE&G | Accepted | 2020-12-21 | 2020-12-23 | 2021-12-23 | Hanwha Q-CELLS | Q.Peak DUO BLK-G6+ 340 | Solar Panels |  | 0.34 | 6 | 218 | 23 |  | Fixed | Roof
NJSTRE1546404197 |  | Transition Incentive Program | Piscataway TWP | 8854 | 11 | 16.32 | Residential | No | Behind the Meter | Net-metered residential rooftop and canopy |  | None | Tesla Energy Operations Inc. | PSE&G | Accepted | 2020-12-21 | 2020-12-23 | 2021-12-23 | Hanwha Q-CELLS | Q.Peak DUO BLK-G6+ 340 | Solar Panels |  | 0.34 | 16 | 217 | 23 |  | Fixed | Roof
NJSTRE1546404197 |  | Transition Incentive Program | Piscataway TWP | 8854 | 11 | 16.32 | Residential | No | Behind the Meter | Net-metered residential rooftop and canopy |  | None | Tesla Energy Operations Inc. | PSE&G | Accepted | 2020-12-21 | 2020-12-23 | 2021-12-23 | Hanwha Q-CELLS | Q.Peak DUO BLK-G6+ 340 | Solar Panels |  | 0.34 | 10 | 127 | 23 |  | Fixed | Roof
NJSTRE1546404489 |  | Transition Incentive Program | Absecon | 8201 | 19 | 4.42 | Residential | Yes | Behind the Meter | Net-metered residential rooftop and canopy |  | None | Trinity Solar | AC Electric | Accepted | 2020-12-21 | 2020-12-23 | 2021-12-23 | SOLAREDGE | SE3800H-US | Inverters | 3800 |  | 1 |  |  | 0.97 |  | Outside | SIDE OF HOME
NJSTRE1546404489 |  | Transition Incentive Program | Absecon | 8201 | 19 | 4.42 | Residential | Yes | Behind the Meter | Net-metered residential rooftop and canopy |  | None | Trinity Solar | AC Electric | Accepted | 2020-12-21 | 2020-12-23 | 2021-12-23 | HANWHA 340 (Q.PEAK DUO BLK-G6 340) | HANWHA 340 (Q.PEAK DUO BLK-G6 340) | Solar Panels |  | 0.34 | 4 | 174 | 25 |  | Fixed | Roof
NJSTRE1546404489 |  | Transition Incentive Program | Absecon | 8201 | 19 | 4.42 | Residential | Yes | Behind the Meter | Net-metered residential rooftop and canopy |  | None | Trinity Solar | AC Electric | Accepted | 2020-12-21 | 2020-12-23 | 2021-12-23 | HANWHA 340 (Q.PEAK DUO BLK-G6 340) | HANWHA 340 (Q.PEAK DUO BLK-G6 340) | Solar Panels |  | 0.34 | 9 | 174 | 28 |  | Fixed | Roof
NJSTRE1546404500 |  | Transition Incentive Program | Blackwood | 8012 | 14 | 10.37 | Residential | Yes | Behind the Meter | Net-metered residential rooftop and canopy |  | None | Sunrun Installation Services, Inc. | PSE&G | Accepted | 2020-12-21 | 2020-12-23 | 2021-12-23 | Enphase Energy | IQ7-60-x-US (240V) | Inverters | 240 |  | 34 |  |  | 0.96 |  | Outdoor | Rooftop
NJSTRE1546404500 |  | Transition Incentive Program | Blackwood | 8012 | 14 | 10.37 | Residential | Yes | Behind the Meter | Net-metered residential rooftop and canopy |  | None | Sunrun Installation Services, Inc. | PSE&G | Accepted | 2020-12-21 | 2020-12-23 | 2021-12-23 | LONGi Green Energy Technology Co Ltd | LR6-60HPB-305M | Solar Panels |  | 0.305 | 6 | 163 | 24 |  | Fixed | Roof
NJSTRE1546404500 |  | Transition Incentive Program | Blackwood | 8012 | 14 | 10.37 | Residential | Yes | Behind the Meter | Net-metered residential rooftop and canopy |  | None | Sunrun Installation Services, Inc. | PSE&G | Accepted | 2020-12-21 | 2020-12-23 | 2021-12-23 | LONGi Green Energy Technology Co Ltd | LR6-60HPB-305M | Solar Panels |  | 0.305 | 28 | 73 | 23 |  | Fixed | Roof
NJSTRE1546404513 |  | Transition Incentive Program | Freehold | 7728 | 17 | 8 | Residential | No | Behind the Meter | Net-metered residential rooftop and canopy |  | None | Green Power Energy | JCP&L | Accepted | 2020-12-21 | 2020-12-23 | 2021-12-23 | Enphase Energy | IQ7PLUS-72-2-US (240V) | Inverters | 290 |  | 25 |  |  | 0.975 |  | Outside | next to meter
NJSTRE1546404513 |  | Transition Incentive Program | Freehold | 7728 | 17 | 8 | Residential | No | Behind the Meter | Net-metered residential rooftop and canopy |  | None | Green Power Energy | JCP&L | Accepted | 2020-12-21 | 2020-12-23 | 2021-12-23 | Hanwha | Q.PEAK DUO BLK-G5 320 | Solar Panels |  | 0.32 | 10 | 181 | 35 |  | Fixed | Roof
NJSTRE1546404513 |  | Transition Incentive Program | Freehold | 7728 | 17 | 8 | Residential | No | Behind the Meter | Net-metered residential rooftop and canopy |  | None | Green Power Energy | JCP&L | Accepted | 2020-12-21 | 2020-12-23 | 2021-12-23 | Hanwha | Q.PEAK DUO BLK-G5 320 | Solar Panels |  | 0.32 | 15 | 90 | 32 |  | Fixed | Roof
NJSTRE1546404516 |  | Transition Incentive Program | Toms River | 8755 | 18 | 19.14 | Residential | No | Behind the Meter | Net-metered residential rooftop and canopy |  | None | Kamtech Solar Solutions | JCP&L | Accepted | 2020-12-21 | 2020-12-23 | 2021-12-23 | ENPHASE | IQ7XS | Inverters | 0.315 |  | 60 |  |  | 0.96 |  | Outdoor | ROOF
NJSTRE1546404516 |  | Transition Incentive Program | Toms River | 8755 | 18 | 19.14 | Residential | No | Behind the Meter | Net-metered residential rooftop and canopy |  | None | Kamtech Solar Solutions | JCP&L | Accepted | 2020-12-21 | 2020-12-23 | 2021-12-23 | CANADIAN SOLAR | CS1H-330MS | Solar Panels |  | 0.33 | 11 | 212 | 36 |  | Fixed | Roof
NJSTRE1546404516 |  | Transition Incentive Program | Toms River | 8755 | 18 | 19.14 | Residential | No | Behind the Meter | Net-metered residential rooftop and canopy |  | None | Kamtech Solar Solutions | JCP&L | Accepted | 2020-12-21 | 2020-12-23 | 2021-12-23 | CANADIAN SOLAR | CS1H-330MS | Solar Panels |  | 0.33 | 22 | 122 | 23 |  | Fixed | Roof
NJSTRE1546404516 |  | Transition Incentive Program | Toms River | 8755 | 18 | 19.14 | Residential | No | Behind the Meter | Net-metered residential rooftop and canopy |  | None | Kamtech Solar Solutions | JCP&L | Accepted | 2020-12-21 | 2020-12-23 | 2021-12-23 | CANADIAN SOLAR | CS1H-330MS | Solar Panels |  | 0.33 | 14 | 212 | 34 |  | Fixed | Roof
NJSTRE1546404516 |  | Transition Incentive Program | Toms River | 8755 | 18 | 19.14 | Residential | No | Behind the Meter | Net-metered residential rooftop and canopy |  | None | Kamtech Solar Solutions | JCP&L | Accepted | 2020-12-21 | 2020-12-23 | 2021-12-23 | CANADIAN SOLAR | CS1H-330MS | Solar Panels |  | 0.33 | 5 | 212 | 27 |  | Fixed | Roof
NJSTRE1546404516 |  | Transition Incentive Program | Toms River | 8755 | 18 | 19.14 | Residential | No | Behind the Meter | Net-metered residential rooftop and canopy |  | None | Kamtech Solar Solutions | JCP&L | Accepted | 2020-12-21 | 2020-12-23 | 2021-12-23 | CANADIAN SOLAR | CS1H-330MS | Solar Panels |  | 0.33 | 6 | 212 | 29 |  | Fixed | Roof
NJSTRE1546404528 |  | Transition Incentive Program | Tenafly | 7670 | 7 | 6.93 | Residential | Yes | Behind the Meter | Net-metered residential rooftop and canopy |  | None | Solar Energy World | Park Ridge | Accepted | 2020-12-21 | 2020-12-23 | 2021-12-23 | SolarEdge Technologies | SE3000H-USRGM | Inverters | 3000 |  | 2 |  |  | 0.977 |  | Outdoor | near meter
NJSTRE1546404528 |  | Transition Incentive Program | Tenafly | 7670 | 7 | 6.93 | Residential | Yes | Behind the Meter | Net-metered residential rooftop and canopy |  | None | Solar Energy World | Park Ridge | Accepted | 2020-12-21 | 2020-12-23 | 2021-12-23 | Hanwha | Q.PEAK DUO BLK-G5 315 | Solar Panels |  | 0.315 | 10 | 265 | 18 |  | Fixed | Roof
NJSTRE1546404528 |  | Transition Incentive Program | Tenafly | 7670 | 7 | 6.93 | Residential | Yes | Behind the Meter | Net-metered residential rooftop and canopy |  | None | Solar Energy World | Park Ridge | Accepted | 2020-12-21 | 2020-12-23 | 2021-12-23 | Hanwha | Q.PEAK DUO BLK-G5 315 | Solar Panels |  | 0.315 | 8 | 85 | 18 |  | Fixed | Roof
NJSTRE1546404528 |  | Transition Incentive Program | Tenafly | 7670 | 7 | 6.93 | Residential | Yes | Behind the Meter | Net-metered residential rooftop and canopy |  | None | Solar Energy World | Park Ridge | Accepted | 2020-12-21 | 2020-12-23 | 2021-12-23 | Hanwha | Q.PEAK DUO BLK-G5 315 | Solar Panels |  | 0.315 | 2 | 265 | 18 |  | Fixed | Roof
NJSTRE1546404528 |  | Transition Incentive Program | Tenafly | 7670 | 7 | 6.93 | Residential | Yes | Behind the Meter | Net-metered residential rooftop and canopy |  | None | Solar Energy World | Park Ridge | Accepted | 2020-12-21 | 2020-12-23 | 2021-12-23 | Hanwha | Q.PEAK DUO BLK-G5 315 | Solar Panels |  | 0.315 | 2 | 176 | 18 |  | Fixed | Pole
NJSTRE1546404532 |  | Transition Incentive Program | Phillipsburg | 8865 | 2 | 6.84 | Residential | Yes | Behind the Meter | Net-metered residential rooftop and canopy |  | None | Freedom Forever New Jersey LLC | JCP&L | Accepted | 2020-12-22 | 2020-12-23 | 2021-12-23 | Solar Edge | SE6000H-US [SI1] RGM | Inverters | 6000 |  | 1 |  |  | 0.99 |  | Outdoor | n/a
NJSTRE1546404532 |  | Transition Incentive Program | Phillipsburg | 8865 | 2 | 6.84 | Residential | Yes | Behind the Meter | Net-metered residential rooftop and canopy |  | None | Freedom Forever New Jersey LLC | JCP&L | Accepted | 2020-12-22 | 2020-12-23 | 2021-12-23 | Rec Solar | REC285TP2 | Solar Panels |  | 0.285 | 4 | 54 | 30 |  | Fixed | Roof | n/a
NJSTRE1546404532 |  | Transition Incentive Program | Phillipsburg | 8865 | 2 | 6.84 | Residential | Yes | Behind the Meter | Net-metered residential rooftop and canopy |  | None | Freedom Forever New Jersey LLC | JCP&L | Accepted | 2020-12-22 | 2020-12-23 | 2021-12-23 | Rec Solar | REC285TP2 | Solar Panels |  | 0.285 | 8 | 234 | 30 |  | Fixed | Roof | n/a
NJSTRE1546404532 |  | Transition Incentive Program | Phillipsburg | 8865 | 2 | 6.84 | Residential | Yes | Behind the Meter | Net-metered residential rooftop and canopy |  | None | Freedom Forever New Jersey LLC | JCP&L | Accepted | 2020-12-22 | 2020-12-23 | 2021-12-23 | Rec Solar | REC285TP2 | Solar Panels |  | 0.285 | 12 | 53 | 30 |  | Fixed | Roof | n/a
NJSTRE1546404536 |  | Transition Incentive Program | East Orange City | 07018-2403 |  | 2.56 | Residential | No | Behind the Meter | Net-metered residential rooftop and canopy |  | None | Sundial Solar Innovations | PSE&G | Accepted | 2020-12-21 | 2020-12-23 | 2021-12-23 | Enphase | IQ7+ | Inverters | 0.29 |  | 8 |  |  | 0.97 |  | Outdoor | roff
NJSTRE1546404536 |  | Transition Incentive Program | East Orange City | 07018-2403 |  | 2.56 | Residential | No | Behind the Meter | Net-metered residential rooftop and canopy |  | None | Sundial Solar Innovations | PSE&G | Accepted | 2020-12-21 | 2020-12-23 | 2021-12-23 | Hanwha | Qcell320w | Solar Panels |  | 0.32 | 8 | 200 | 20 |  | Fixed | Roof | outside
NJSTRE1546404539 |  | Transition Incentive Program | National Park Boro | 8063 | 15 | 13.65 | Residential | Yes | Behind the Meter | Net-metered residential rooftop and canopy |  | None | SunnyMac LLC | PSE&G | Accepted | 2020-12-21 | 2020-12-23 | 2021-12-23 | Solaredge | SE10000H-US | Inverters | 10000 |  | 1 |  |  | 0.99 |  | Outdoor | Next to Meter
NJSTRE1546404539 |  | Transition Incentive Program | National Park Boro | 8063 | 15 | 13.65 | Residential | Yes | Behind the Meter | Net-metered residential rooftop and canopy |  | None | SunnyMac LLC | PSE&G | Accepted | 2020-12-21 | 2020-12-23 | 2021-12-23 | REC | 325 N-Peak Blk | Solar Panels |  | 0.325 | 2 | 294 | 37 |  | Fixed | Roof
NJSTRE1546404539 |  | Transition Incentive Program | National Park Boro | 8063 | 15 | 13.65 | Residential | Yes | Behind the Meter | Net-metered residential rooftop and canopy |  | None | SunnyMac LLC | PSE&G | Accepted | 2020-12-21 | 2020-12-23 | 2021-12-23 | REC | 325 N-Peak Blk | Solar Panels |  | 0.325 | 8 | 114 | 42 |  | Fixed | Roof
NJSTRE1546404539 |  | Transition Incentive Program | National Park Boro | 8063 | 15 | 13.65 | Residential | Yes | Behind the Meter | Net-metered residential rooftop and canopy |  | None | SunnyMac LLC | PSE&G | Accepted | 2020-12-21 | 2020-12-23 | 2021-12-23 | REC | 325 N-Peak Blk | Solar Panels |  | 0.325 | 19 | 294 | 37 |  | Fixed | Roof
NJSTRE1546404539 |  | Transition Incentive Program | National Park Boro | 8063 | 15 | 13.65 | Residential | Yes | Behind the Meter | Net-metered residential rooftop and canopy |  | None | SunnyMac LLC | PSE&G | Accepted | 2020-12-21 | 2020-12-23 | 2021-12-23 | REC | 325 N-Peak Blk | Solar Panels |  | 0.325 | 5 | 114 | 37 |  | Fixed | Roof
NJSTRE1546404539 |  | Transition Incentive Program | National Park Boro | 8063 | 15 | 13.65 | Residential | Yes | Behind the Meter | Net-metered residential rooftop and canopy |  | None | SunnyMac LLC | PSE&G | Accepted | 2020-12-21 | 2020-12-23 | 2021-12-23 | REC | 325 N-Peak Blk | Solar Panels |  | 0.325 | 8 | 294 | 42 |  | Fixed | Roof
NJSTRE1546404540 |  | Transition Incentive Program | North Bergen | 7047 | 8 | 6.8 | Residential | Yes | Behind the Meter | Net-metered residential rooftop and canopy |  | None | Trinity Solar | PSE&G | Accepted | 2020-12-21 | 2020-12-23 | 2021-12-23 | SOLAR EDGE | SE6000H-US | Inverters | 6000 |  | 1 |  |  | 0.97 |  | Outside | SIDE OF HOME
NJSTRE1546404540 |  | Transition Incentive Program | North Bergen | 7047 | 8 | 6.8 | Residential | Yes | Behind the Meter | Net-metered residential rooftop and canopy |  | None | Trinity Solar | PSE&G | Accepted | 2020-12-21 | 2020-12-23 | 2021-12-23 | HANWHA 340 (Q.PEAK DUO BLK-G6 340) | HANWHA 340 (Q.PEAK DUO BLK-G6 340) | Solar Panels |  | 0.34 | 20 | 207 | 20 |  | Fixed | Roof
NJSTRE1546404547 |  | Transition Incentive Program | Metuchen | 8840 | 11 | 9.52 | Residential | No | Behind the Meter | Net-metered residential rooftop and canopy |  | None | Maier Solar Engineering dba Solar Me | PSE&G | Accepted | 2020-12-21 | 2020-12-23 | 2021-12-23 | Enphase | IQ7+ | Inverters | 290 |  | 28 |  |  | 0.96 |  | Outdoor | Next to meter
NJSTRE1546404547 |  | Transition Incentive Program | Metuchen | 8840 | 11 | 9.52 | Residential | No | Behind the Meter | Net-metered residential rooftop and canopy |  | None | Maier Solar Engineering dba Solar Me | PSE&G | Accepted | 2020-12-21 | 2020-12-23 | 2021-12-23 | Hanwha | Q.CELL DUO BLK-G6 340 | Solar Panels |  | 0.34 | 21 | 174 | 45 |  | Fixed | Roof
NJSTRE1546404547 |  | Transition Incentive Program | Metuchen | 8840 | 11 | 9.52 | Residential | No | Behind the Meter | Net-metered residential rooftop and canopy |  | None | Maier Solar Engineering dba Solar Me | PSE&G | Accepted | 2020-12-21 | 2020-12-23 | 2021-12-23 | Hanwha | Q.CELL DUO BLK-G6 340 | Solar Panels |  | 0.34 | 7 | 174 | 45 |  | Fixed | Roof
NJSTRE1546404551 |  | Transition Incentive Program | Belleville | 7109 | 9 | 8.96 | Residential | Yes | Behind the Meter | Net-metered residential rooftop and canopy |  | None | Vivint Solar Developer, LLC | PSE&G | Accepted | 2020-12-21 | 2020-12-23 | 2021-12-23 | Solar Edge | SE7600H-US | Inverters | 7600 |  | 1 |  |  | 0.992 |  | Outdoor | Near the Utility Meter
NJSTRE1546404551 |  | Transition Incentive Program | Belleville | 7109 | 9 | 8.96 | Residential | Yes | Behind the Meter | Net-metered residential rooftop and canopy |  | None | Vivint Solar Developer, LLC | PSE&G | Accepted | 2020-12-21 | 2020-12-23 | 2021-12-23 | JINKO SOLAR | JKM320M-60HBL | Solar Panels |  | 0.32 | 12 | 304 | 26 |  | Fixed | Roof
NJSTRE1546404551 |  | Transition Incentive Program | Belleville | 7109 | 9 | 8.96 | Residential | Yes | Behind the Meter | Net-metered residential rooftop and canopy |  | None | Vivint Solar Developer, LLC | PSE&G | Accepted | 2020-12-21 | 2020-12-23 | 2021-12-23 | JINKO SOLAR | JKM320M-60HBL | Solar Panels |  | 0.32 | 14 | 124 | 26 |  | Fixed | Roof
NJSTRE1546404551 |  | Transition Incentive Program | Belleville | 7109 | 9 | 8.96 | Residential | Yes | Behind the Meter | Net-metered residential rooftop and canopy |  | None | Vivint Solar Developer, LLC | PSE&G | Accepted | 2020-12-21 | 2020-12-23 | 2021-12-23 | JINKO SOLAR | JKM320M-60HBL | Solar Panels |  | 0.32 | 2 | 124 | 26 |  | Fixed | Roof
NJSTRE1546404565 |  | Transition Incentive Program | Erial | 8081 | 14 | 9.77 | Residential | Yes | Behind the Meter | Net-metered residential rooftop and canopy |  | None | 1st Light Energy Inc | AC Electric | Accepted | 2020-12-21 | 2020-12-23 | 2021-12-23 | SolarEdge | SE7600H-US | Inverters | 7600 |  | 1 |  |  | 0.99 |  | Outside | Within 10 feet of Meter
NJSTRE1546404565 |  | Transition Incentive Program | Erial | 8081 | 14 | 9.77 | Residential | Yes | Behind the Meter | Net-metered residential rooftop and canopy |  | None | 1st Light Energy Inc | AC Electric | Accepted | 2020-12-21 | 2020-12-23 | 2021-12-23 | Longi | LR6-60HPB-315M | Solar Panels |  | 0.315 | 23 | 238 | 23 |  | Fixed | Roof
NJSTRE1546404565 |  | Transition Incentive Program | Erial | 8081 | 14 | 9.77 | Residential | Yes | Behind the Meter | Net-metered residential rooftop and canopy |  | None | 1st Light Energy Inc | AC Electric | Accepted | 2020-12-21 | 2020-12-23 | 2021-12-23 | Longi | LR6-60HPB-315M | Solar Panels |  | 0.315 | 8 | 58 | 23 |  | Fixed | Roof
NJSTRE1546404567 |  | Transition Incentive Program | Ewing Township | 8638 | 12 | 4.42 | Residential | Yes | Behind the Meter | Net-metered residential rooftop and canopy |  | None | Trinity Solar | PSE&G | Accepted | 2020-12-21 | 2020-12-23 | 2021-12-23 | SOLAR EDGE | SE3800H-US | Inverters | 3800 |  | 1 |  |  | 0.97 |  | Outside | SIDE OF HOME
NJSTRE1546404567 |  | Transition Incentive Program | Ewing Township | 8638 | 12 | 4.42 | Residential | Yes | Behind the Meter | Net-metered residential rooftop and canopy |  | None | Trinity Solar | PSE&G | Accepted | 2020-12-21 | 2020-12-23 | 2021-12-23 | HANWHA 340 (Q.PEAK DUO BLK-G6 340) | HANWHA 340 (Q.PEAK DUO BLK-G6 340) | Solar Panels |  | 0.34 | 3 | 129 | 38 |  | Fixed | Roof
NJSTRE1546404567 |  | Transition Incentive Program | Ewing Township | 8638 | 12 | 4.42 | Residential | Yes | Behind the Meter | Net-metered residential rooftop and canopy |  | None | Trinity Solar | PSE&G | Accepted | 2020-12-21 | 2020-12-23 | 2021-12-23 | HANWHA 340 (Q.PEAK DUO BLK-G6 340) | HANWHA 340 (Q.PEAK DUO BLK-G6 340) | Solar Panels |  | 0.34 | 6 | 219 | 24 |  | Fixed | Roof
NJSTRE1546404567 |  | Transition Incentive Program | Ewing Township | 8638 | 12 | 4.42 | Residential | Yes | Behind the Meter | Net-metered residential rooftop and canopy |  | None | Trinity Solar | PSE&G | Accepted | 2020-12-21 | 2020-12-23 | 2021-12-23 | HANWHA 340 (Q.PEAK DUO BLK-G6 340) | HANWHA 340 (Q.PEAK DUO BLK-G6 340) | Solar Panels |  | 0.34 | 4 | 129 | 45 |  | Fixed | Roof
NJSTRE1546404579 |  | Transition Incentive Program | Stewartsville | 8886 | 2 | 6.84 | Residential | Yes | Behind the Meter | Net-metered residential rooftop and canopy |  | None | Freedom Forever New Jersey LLC | JCP&L | Accepted | 2020-12-30 | 2020-12-30 | 2021-12-30 | Solar Edge | SE6000H-US [SI1] RGM | Inverters | 6000 |  | 1 |  |  | 0.99 |  | Outdoor | n/a
NJSTRE1546404579 |  | Transition Incentive Program | Stewartsville | 8886 | 2 | 6.84 | Residential | Yes | Behind the Meter | Net-metered residential rooftop and canopy |  | None | Freedom Forever New Jersey LLC | JCP&L | Accepted | 2020-12-30 | 2020-12-30 | 2021-12-30 | Hanwha | Q. PLUS BFR-G4.1/TAA 285 | Solar Panels |  | 0.285 | 3 | 141 | 35 |  | Fixed | Roof | n/a
NJSTRE1546404579 |  | Transition Incentive Program | Stewartsville | 8886 | 2 | 6.84 | Residential | Yes | Behind the Meter | Net-metered residential rooftop and canopy |  | None | Freedom Forever New Jersey LLC | JCP&L | Accepted | 2020-12-30 | 2020-12-30 | 2021-12-30 | Hanwha | Q. PLUS BFR-G4.1/TAA 285 | Solar Panels |  | 0.285 | 17 | 231 | 30 |  | Fixed | Roof | n/a
NJSTRE1546404579 |  | Transition Incentive Program | Stewartsville | 8886 | 2 | 6.84 | Residential | Yes | Behind the Meter | Net-metered residential rooftop and canopy |  | None | Freedom Forever New Jersey LLC | JCP&L | Accepted | 2020-12-30 | 2020-12-30 | 2021-12-30 | Hanwha | Q. PLUS BFR-G4.1/TAA 285 | Solar Panels |  | 0.285 | 4 | 51 | 30 |  | Fixed | Roof | n/a
NJSTRE1546404627 |  | Transition Incentive Program | East Orange City | 7017 | 9 | 2.44 | Residential | Yes | Behind the Meter | Net-metered residential rooftop and canopy |  | None | Bright Planet Solar | PSE&G | Accepted | 2020-12-21 | 2020-12-23 | 2021-12-23 | SOLAREDGE | SE3000H-USRGM | Inverters | 3000 |  | 1 |  |  | 0.98 |  | Outdoor | OUTSIDE
NJSTRE1546404627 |  | Transition Incentive Program | East Orange City | 7017 | 9 | 2.44 | Residential | Yes | Behind the Meter | Net-metered residential rooftop and canopy |  | None | Bright Planet Solar | PSE&G | Accepted | 2020-12-21 | 2020-12-23 | 2021-12-23 | LONGI | LR6-60HPB-305M | Solar Panels |  | 0.305 | 8 | 122 | 30 |  | Fixed | Roof
NJSTRE1546404633 |  | Transition Incentive Program | Perth Amboy | 8861 | 11 | 2.56 | Residential | Yes | Behind the Meter | Net-metered residential rooftop and canopy |  | None | Vivint Solar Developer, LLC | PSE&G | Accepted | 2020-12-21 | 2020-12-23 | 2021-12-23 | Solar Edge | SE3800H-US | Inverters | 3800 |  | 1 |  |  | 0.992 |  | Outdoor | Near the Utility Meter
NJSTRE1546404633 |  | Transition Incentive Program | Perth Amboy | 8861 | 11 | 2.56 | Residential | Yes | Behind the Meter | Net-metered residential rooftop and canopy |  | None | Vivint Solar Developer, LLC | PSE&G | Accepted | 2020-12-21 | 2020-12-23 | 2021-12-23 | JINKO SOLAR | JKM320M-60HBL | Solar Panels |  | 0.32 | 8 | 68 | 27 |  | Fixed | Roof
NJSTRE1546404656 |  | Transition Incentive Program | Bridgewater TWP | 8807 | 5 | 16.32 | Residential | No | Behind the Meter | Net-metered residential rooftop and canopy |  | None | Tesla Energy Operations Inc. | PSE&G | Accepted | 2020-12-21 | 2020-12-23 | 2021-12-23 | SolarEdge Technologies | SE7600H-US [240V] | Inverters | 7600 |  | 2 |  |  | 0.99 |  | Outside | Outside
NJSTRE1546404656 |  | Transition Incentive Program | Bridgewater TWP | 8807 | 5 | 16.32 | Residential | No | Behind the Meter | Net-metered residential rooftop and canopy |  | None | Tesla Energy Operations Inc. | PSE&G | Accepted | 2020-12-21 | 2020-12-23 | 2021-12-23 | Hanwha Q-CELLS | Q.Peak DUO BLK-G6+ 340 | Solar Panels |  | 0.34 | 15 | 298 | 34 |  | Fixed | Roof
NJSTRE1546404656 |  | Transition Incentive Program | Bridgewater TWP | 8807 | 5 | 16.32 | Residential | No | Behind the Meter | Net-metered residential rooftop and canopy |  | None | Tesla Energy Operations Inc. | PSE&G | Accepted | 2020-12-21 | 2020-12-23 | 2021-12-23 | Hanwha Q-CELLS | Q.Peak DUO BLK-G6+ 340 | Solar Panels |  | 0.34 | 15 | 207 | 34 |  | Fixed | Roof
NJSTRE1546404656 |  | Transition Incentive Program | Bridgewater TWP | 8807 | 5 | 16.32 | Residential | No | Behind the Meter | Net-metered residential rooftop and canopy |  | None | Tesla Energy Operations Inc. | PSE&G | Accepted | 2020-12-21 | 2020-12-23 | 2021-12-23 | Hanwha Q-CELLS | Q.Peak DUO BLK-G6+ 340 | Solar Panels |  | 0.34 | 14 | 118 | 34 |  | Fixed | Roof
NJSTRE1546404656 |  | Transition Incentive Program | Bridgewater TWP | 8807 | 5 | 16.32 | Residential | No | Behind the Meter | Net-metered residential rooftop and canopy |  | None | Tesla Energy Operations Inc. | PSE&G | Accepted | 2020-12-21 | 2020-12-23 | 2021-12-23 | Hanwha Q-CELLS | Q.Peak DUO BLK-G6+ 340 | Solar Panels |  | 0.34 | 4 | 298 | 34 |  | Fixed | Roof
NJSTRE1546404672 |  | Transition Incentive Program | Willingboro | 8046 | 13 | 7.36 | Residential | Yes | Behind the Meter | Net-metered residential rooftop and canopy |  | None | Vivint Solar Developer, LLC | PSE&G | Accepted | 2020-12-21 | 2020-12-23 | 2021-12-23 | Solar Edge | SE7600H-US | Inverters | 7600 |  | 1 |  |  | 0.992 |  | Outdoor | Near the Utility Meter
NJSTRE1546404672 |  | Transition Incentive Program | Willingboro | 8046 | 13 | 7.36 | Residential | Yes | Behind the Meter | Net-metered residential rooftop and canopy |  | None | Vivint Solar Developer, LLC | PSE&G | Accepted | 2020-12-21 | 2020-12-23 | 2021-12-23 | JINKO SOLAR | JKM320M-60HBL | Solar Panels |  | 0.32 | 13 | 117 | 36 |  | Fixed | Roof
NJSTRE1546404672 |  | Transition Incentive Program | Willingboro | 8046 | 13 | 7.36 | Residential | Yes | Behind the Meter | Net-metered residential rooftop and canopy |  | None | Vivint Solar Developer, LLC | PSE&G | Accepted | 2020-12-21 | 2020-12-23 | 2021-12-23 | JINKO SOLAR | JKM320M-60HBL | Solar Panels |  | 0.32 | 10 | 297 | 36 |  | Fixed | Roof
NJSTRE1546404703 |  | Transition Incentive Program | Browns Mill | 8015 | 13 | 5.76 | Residential | Yes | Behind the Meter | Net-metered residential rooftop and canopy |  | None | Vivint Solar Developer, LLC | JCP&L | Accepted | 2020-12-21 | 2020-12-23 | 2021-12-23 | Solar Edge | SE3800H-US | Inverters | 3800 |  | 1 |  |  | 0.992 |  | Outdoor | Near the Utility Meter
NJSTRE1546404703 |  | Transition Incentive Program | Browns Mill | 8015 | 13 | 5.76 | Residential | Yes | Behind the Meter | Net-metered residential rooftop and canopy |  | None | Vivint Solar Developer, LLC | JCP&L | Accepted | 2020-12-21 | 2020-12-23 | 2021-12-23 | JINKO SOLAR | JKM320M-60HBL | Solar Panels |  | 0.32 | 18 | 290 | 23 |  | Fixed | Roof
NJSTRE1546404721 |  | Transition Incentive Program | Clinton | 8809 | 4 | 13.92 | Residential | Yes | Behind the Meter | Net-metered residential rooftop and canopy |  | None | Solar Energy World | JCP&L | Accepted | 2020-12-21 | 2020-12-23 | 2021-12-23 | SolarEdge Technologies | SE3000H-USRGM | Inverters | 3000 |  | 1 |  |  | 0.977 |  | Outside | near meter
NJSTRE1546404721 |  | Transition Incentive Program | Clinton | 8809 | 4 | 13.92 | Residential | Yes | Behind the Meter | Net-metered residential rooftop and canopy |  | None | Solar Energy World | JCP&L | Accepted | 2020-12-21 | 2020-12-23 | 2021-12-23 | SolarEdge Technologies | SE10000H-USRGM | Inverters | 10000 |  | 1 |  |  | 0.98 |  | Outside | near meter
NJSTRE1546404721 |  | Transition Incentive Program | Clinton | 8809 | 4 | 13.92 | Residential | Yes | Behind the Meter | Net-metered residential rooftop and canopy |  | None | Solar Energy World | JCP&L | Accepted | 2020-12-21 | 2020-12-23 | 2021-12-23 | REC | REC290TP2 BLK | Solar Panels |  | 0.29 | 13 | 252 | 18 |  | Fixed | Roof
NJSTRE1546404721 |  | Transition Incentive Program | Clinton | 8809 | 4 | 13.92 | Residential | Yes | Behind the Meter | Net-metered residential rooftop and canopy |  | None | Solar Energy World | JCP&L | Accepted | 2020-12-21 | 2020-12-23 | 2021-12-23 | REC | REC290TP2 BLK | Solar Panels |  | 0.29 | 35 | 252 | 18 |  | Fixed | Roof
NJSTRE1546404733 |  | Transition Incentive Program | Lakewood | 8701 | 18 | 22.4 | Commercial | Yes | Behind the Meter | Net-metered non-residential rooftop and canopy |  | None | Powerlutions | JCP&L | Accepted | 2020-12-21 | 2020-12-24 | 2021-12-24 | SolarEdge | se10000h-us | Inverters | 10 |  | 2 |  |  | 0.99 |  | Outdoor | near meter
NJSTRE1546404733 |  | Transition Incentive Program | Lakewood | 8701 | 18 | 22.4 | Commercial | Yes | Behind the Meter | Net-metered non-residential rooftop and canopy |  | None | Powerlutions | JCP&L | Accepted | 2020-12-21 | 2020-12-24 | 2021-12-24 | Axitec | AC-320MH/120S | Solar Panels |  | 0.32 | 38 | 187 | 18 |  | Fixed | Roof
NJSTRE1546404733 |  | Transition Incentive Program | Lakewood | 8701 | 18 | 22.4 | Commercial | Yes | Behind the Meter | Net-metered non-residential rooftop and canopy |  | None | Powerlutions | JCP&L | Accepted | 2020-12-21 | 2020-12-24 | 2021-12-24 | Axitec | ac-320mh/120s | Solar Panels |  | 0.32 | 32 | 7 | 18 |  | Fixed | Roof
NJSTRE1546404742 |  | Transition Incentive Program | Fairview | 7022 | 7 | 8 | Residential | Yes | Behind the Meter | Net-metered residential rooftop and canopy |  | None | Vivint Solar Developer, LLC | PSE&G | Accepted | 2020-12-21 | 2020-12-23 | 2021-12-23 | Solar Edge | SE7600H-US | Inverters | 7600 |  | 1 |  |  | 0.992 |  | Outdoor | Near the Utility Meter
NJSTRE1546404742 |  | Transition Incentive Program | Fairview | 7022 | 7 | 8 | Residential | Yes | Behind the Meter | Net-metered residential rooftop and canopy |  | None | Vivint Solar Developer, LLC | PSE&G | Accepted | 2020-12-21 | 2020-12-23 | 2021-12-23 | JINKO SOLAR | JKM320M-60HBL | Solar Panels |  | 0.32 | 14 | 208 | 40 |  | Fixed | Roof
NJSTRE1546404742 |  | Transition Incentive Program | Fairview | 7022 | 7 | 8 | Residential | Yes | Behind the Meter | Net-metered residential rooftop and canopy |  | None | Vivint Solar Developer, LLC | PSE&G | Accepted | 2020-12-21 | 2020-12-23 | 2021-12-23 | JINKO SOLAR | JKM320M-60HBL | Solar Panels |  | 0.32 | 11 | 28 | 40 |  | Fixed | Roof
NJSTRE1546404755 |  | Transition Incentive Program | Brick | 8723 | 18 | 40.32 | Commercial | No | Behind the Meter | Net-metered non-residential rooftop and canopy |  | None | 1st Light Energy Inc | JCP&L | Accepted | 2020-12-21 | 2020-12-23 | 2021-12-23 | Delta | RPI M36U | Inverters | 36000 |  | 1 |  |  | 0.98 |  | Outside | Within 10 feet of Meter
NJSTRE1546404755 |  | Transition Incentive Program | Brick | 8723 | 18 | 40.32 | Commercial | No | Behind the Meter | Net-metered non-residential rooftop and canopy |  | None | 1st Light Energy Inc | JCP&L | Accepted | 2020-12-21 | 2020-12-23 | 2021-12-23 | LG | LG420N2W-L5 | Solar Panels |  | 0.42 | 96 | 186 | 3 |  | Fixed | Roof
NJSTRE1546404759 |  | Transition Incentive Program | Millstone Township | 8535 | 17 | 12.24 | Residential | No | Behind the Meter | Net-metered residential rooftop and canopy |  | None | Tesla Energy Operations Inc. | JCP&L | Accepted | 2020-12-21 | 2020-12-23 | 2021-12-23 | SolarEdge Technologies | SE10000H-US [240V] | Inverters | 10000 |  | 1 |  |  | 0.99 |  | Outside | Outside
NJSTRE1546404759 |  | Transition Incentive Program | Millstone Township | 8535 | 17 | 12.24 | Residential | No | Behind the Meter | Net-metered residential rooftop and canopy |  | None | Tesla Energy Operations Inc. | JCP&L | Accepted | 2020-12-21 | 2020-12-23 | 2021-12-23 | Hanwha Q-CELLS | Q.Peak DUO BLK-G6+ 340 | Solar Panels |  | 0.34 | 25 | 17 | 26 |  | Fixed | Roof
NJSTRE1546404759 |  | Transition Incentive Program | Millstone Township | 8535 | 17 | 12.24 | Residential | No | Behind the Meter | Net-metered residential rooftop and canopy |  | None | Tesla Energy Operations Inc. | JCP&L | Accepted | 2020-12-21 | 2020-12-23 | 2021-12-23 | Hanwha Q-CELLS | Q.Peak DUO BLK-G6+ 340 | Solar Panels |  | 0.34 | 7 | 107 | 35 |  | Fixed | Roof
NJSTRE1546404759 |  | Transition Incentive Program | Millstone Township | 8535 | 17 | 12.24 | Residential | No | Behind the Meter | Net-metered residential rooftop and canopy |  | None | Tesla Energy Operations Inc. | JCP&L | Accepted | 2020-12-21 | 2020-12-23 | 2021-12-23 | Hanwha Q-CELLS | Q.Peak DUO BLK-G6+ 340 | Solar Panels |  | 0.34 | 2 | 107 | 31 |  | Fixed | Roof
NJSTRE1546404759 |  | Transition Incentive Program | Millstone Township | 8535 | 17 | 12.24 | Residential | No | Behind the Meter | Net-metered residential rooftop and canopy |  | None | Tesla Energy Operations Inc. | JCP&L | Accepted | 2020-12-21 | 2020-12-23 | 2021-12-23 | Hanwha Q-CELLS | Q.Peak DUO BLK-G6+ 340 | Solar Panels |  | 0.34 | 2 | 287 | 31 |  | Fixed | Roof
NJSTRE1546404858 |  | Transition Incentive Program | Winslow | 8095 | 14 | 11.9 | Residential | No | Behind the Meter | Net-metered residential ground mount |  | None | EMT Renewables | AC Electric | Accepted | 2020-12-21 | 2020-12-24 | 2021-12-24 | enphase | iq7+ 72 2 US | Inverters | 0.24 |  | 28 |  |  | 0.97 |  | Other | behind panels
NJSTRE1546404858 |  | Transition Incentive Program | Winslow | 8095 | 14 | 11.9 | Residential | No | Behind the Meter | Net-metered residential ground mount |  | None | EMT Renewables | AC Electric | Accepted | 2020-12-21 | 2020-12-24 | 2021-12-24 | Hanwha Q Cells | Qpeak Dup LG8.2 425W | Solar Panels |  | 0.425 | 28 | 180 | 30 |  | Fixed | Ground
NJSTRE1546404866 |  | Transition Incentive Program | Berlin | 8009 | 14 | 8.06 | Residential | Yes | Behind the Meter | Net-metered residential rooftop and canopy |  | None | Bright Planet Solar | AC Electric | Accepted | 2020-12-21 | 2020-12-23 | 2021-12-23 | SOLAREDGE | SE7600H-USRGM | Inverters | 7600 |  | 1 |  |  | 0.98 |  | Outdoor | OUTSIDE
NJSTRE1546404866 |  | Transition Incentive Program | Berlin | 8009 | 14 | 8.06 | Residential | Yes | Behind the Meter | Net-metered residential rooftop and canopy |  | None | Bright Planet Solar | AC Electric | Accepted | 2020-12-21 | 2020-12-23 | 2021-12-23 | HANWHA Q-CELLS | Q.PEAK DUO BLK-G5 310W | Solar Panels |  | 0.31 | 8 | 177 | 18 |  | Fixed | Roof
NJSTRE1546404866 |  | Transition Incentive Program | Berlin | 8009 | 14 | 8.06 | Residential | Yes | Behind the Meter | Net-metered residential rooftop and canopy |  | None | Bright Planet Solar | AC Electric | Accepted | 2020-12-21 | 2020-12-23 | 2021-12-23 | HANWHA Q-CELLS | Q.PEAK DUO BLK-G5 310W | Solar Panels |  | 0.31 | 18 | 177 | 22 |  | Fixed | Roof
NJSTRE1546404868 |  | Transition Incentive Program | Clementon | 8021 | 14 | 3.2 | Residential | Yes | Behind the Meter | Net-metered residential rooftop and canopy |  | None | Vivint Solar Developer, LLC | AC Electric | Accepted | 2020-12-22 | 2020-12-23 | 2021-12-23 | SolarEdge | SE3000H-US | Inverters | 3000 |  | 1 |  |  | 0.992 |  | Outdoor | Near the Utility Meter
NJSTRE1546404868 |  | Transition Incentive Program | Clementon | 8021 | 14 | 3.2 | Residential | Yes | Behind the Meter | Net-metered residential rooftop and canopy |  | None | Vivint Solar Developer, LLC | AC Electric | Accepted | 2020-12-22 | 2020-12-23 | 2021-12-23 | Jinko Solar | JKM320M-60HBL | Solar Panels |  | 0.32 | 10 | 229 | 22 |  | Fixed | Roof
NJSTRE1546404869 |  | Transition Incentive Program | Brick | 8723 | 18 | 140.63 | School Public K-12 | Yes | Behind the Meter | Net-metered non-residential rooftop and canopy |  | None | Brightcore Energy, LLC | JCP&L | Accepted | 2020-12-21 | 2020-12-28 | 2021-12-28 | Elkor Mark II | WattsOn | Meters |  |  | 1 |  |  |  | Yes | Outdoor
NJSTRE1546404869 |  | Transition Incentive Program | Brick | 8723 | 18 | 140.63 | School Public K-12 | Yes | Behind the Meter | Net-metered non-residential rooftop and canopy |  | None | Brightcore Energy, LLC | JCP&L | Accepted | 2020-12-21 | 2020-12-28 | 2021-12-28 | SolarEdge | SE43.2KUS | Inverters | 43200 |  | 3 |  |  | 0.85 |  | Outdoor | Rooftop
NJSTRE1546404869 |  | Transition Incentive Program | Brick | 8723 | 18 | 140.63 | School Public K-12 | Yes | Behind the Meter | Net-metered non-residential rooftop and canopy |  | None | Brightcore Energy, LLC | JCP&L | Accepted | 2020-12-21 | 2020-12-28 | 2021-12-28 | Canadian Solar | CS3W-410P | Solar Panels |  | 0.41 | 343 | 154 | 10 |  | Fixed | Roof
NJSTRE1546404882 |  | Transition Incentive Program | Forked River | 8731 | 18 | 10.88 | Residential | Yes | Behind the Meter | Net-metered residential rooftop and canopy |  | None | Trinity Solar | JCP&L | Accepted | 2020-12-21 | 2020-12-23 | 2021-12-23 | Solar Edge | SE10000H-US | Inverters | 10000 |  | 1 |  |  | 0.97 |  | Outside | side of home
NJSTRE1546404882 |  | Transition Incentive Program | Forked River | 8731 | 18 | 10.88 | Residential | Yes | Behind the Meter | Net-metered residential rooftop and canopy |  | None | Trinity Solar | JCP&L | Accepted | 2020-12-21 | 2020-12-23 | 2021-12-23 | Hanwha 340 | Q.PEAK DUO BLK-G6 340 | Solar Panels |  | 0.34 | 12 | 215 | 30 |  | Fixed | Roof
NJSTRE1546404882 |  | Transition Incentive Program | Forked River | 8731 | 18 | 10.88 | Residential | Yes | Behind the Meter | Net-metered residential rooftop and canopy |  | None | Trinity Solar | JCP&L | Accepted | 2020-12-21 | 2020-12-23 | 2021-12-23 | Hanwha 340 | Q.PEAK DUO BLK-G6 340 | Solar Panels |  | 0.34 | 3 | 216 | 30 |  | Fixed | Roof
NJSTRE1546404882 |  | Transition Incentive Program | Forked River | 8731 | 18 | 10.88 | Residential | Yes | Behind the Meter | Net-metered residential rooftop and canopy |  | None | Trinity Solar | JCP&L | Accepted | 2020-12-21 | 2020-12-23 | 2021-12-23 | Hanwha 340 | Q.PEAK DUO BLK-G6 340 | Solar Panels |  | 0.34 | 4 | 125 | 37 |  | Fixed | Roof
NJSTRE1546404882 |  | Transition Incentive Program | Forked River | 8731 | 18 | 10.88 | Residential | Yes | Behind the Meter | Net-metered residential rooftop and canopy |  | None | Trinity Solar | JCP&L | Accepted | 2020-12-21 | 2020-12-23 | 2021-12-23 | Hanwha 340 | Q.PEAK DUO BLK-G6 340 | Solar Panels |  | 0.34 | 3 | 125 | 41 |  | Fixed | Roof
NJSTRE1546404882 |  | Transition Incentive Program | Forked River | 8731 | 18 | 10.88 | Residential | Yes | Behind the Meter | Net-metered residential rooftop and canopy |  | None | Trinity Solar | JCP&L | Accepted | 2020-12-21 | 2020-12-23 | 2021-12-23 | Hanwha 340 | Q.PEAK DUO BLK-G6 340 | Solar Panels |  | 0.34 | 10 | 215 | 30 |  | Fixed | Roof
NJSTRE1546404904 |  | Transition Incentive Program | Bergenfield Boro | 7621 | 7 | 8.16 | Residential | Yes | Behind the Meter | Net-metered residential rooftop and canopy |  | None | Tesla Energy Operations Inc. | PSE&G | Accepted | 2020-12-21 | 2020-12-23 | 2021-12-23 | Tesla | AC Powerwall 2.0 | Electric Storage Battery |  |  | 2 |  |  |  | Lithium Ion |  | Inside
NJSTRE1546404904 |  | Transition Incentive Program | Bergenfield Boro | 7621 | 7 | 8.16 | Residential | Yes | Behind the Meter | Net-metered residential rooftop and canopy |  | None | Tesla Energy Operations Inc. | PSE&G | Accepted | 2020-12-21 | 2020-12-23 | 2021-12-23 | SolarEdge Technologies | SE7600H-US [240V] | Inverters | 7600 |  | 1 |  |  | 0.99 |  | Outside | Outside
NJSTRE1546404904 |  | Transition Incentive Program | Bergenfield Boro | 7621 | 7 | 8.16 | Residential | Yes | Behind the Meter | Net-metered residential rooftop and canopy |  | None | Tesla Energy Operations Inc. | PSE&G | Accepted | 2020-12-21 | 2020-12-23 | 2021-12-23 | Hanwha Q-CELLS | Q.Peak DUO BLK-G6+ 340 | Solar Panels |  | 0.34 | 8 | 176 | 30 |  | Fixed | Roof
NJSTRE1546404904 |  | Transition Incentive Program | Bergenfield Boro | 7621 | 7 | 8.16 | Residential | Yes | Behind the Meter | Net-metered residential rooftop and canopy |  | None | Tesla Energy Operations Inc. | PSE&G | Accepted | 2020-12-21 | 2020-12-23 | 2021-12-23 | Hanwha Q-CELLS | Q.Peak DUO BLK-G6+ 340 | Solar Panels |  | 0.34 | 6 | 266 | 30 |  | Fixed | Roof
NJSTRE1546404904 |  | Transition Incentive Program | Bergenfield Boro | 7621 | 7 | 8.16 | Residential | Yes | Behind the Meter | Net-metered residential rooftop and canopy |  | None | Tesla Energy Operations Inc. | PSE&G | Accepted | 2020-12-21 | 2020-12-23 | 2021-12-23 | Hanwha Q-CELLS | Q.Peak DUO BLK-G6+ 340 | Solar Panels |  | 0.34 | 6 | 176 | 30 |  | Fixed | Roof
NJSTRE1546404904 |  | Transition Incentive Program | Bergenfield Boro | 7621 | 7 | 8.16 | Residential | Yes | Behind the Meter | Net-metered residential rooftop and canopy |  | None | Tesla Energy Operations Inc. | PSE&G | Accepted | 2020-12-21 | 2020-12-23 | 2021-12-23 | Hanwha Q-CELLS | Q.Peak DUO BLK-G6+ 340 | Solar Panels |  | 0.34 | 4 | 86 | 30 |  | Fixed | Roof
NJSTRE1546404951 |  | Transition Incentive Program | ┬áFranklin Township | 8873 | 5 | 7.85 | Residential | No | Behind the Meter | Net-metered residential rooftop and canopy |  | None | Seabright Solar | PSE&G | Accepted | 2020-12-21 | 2020-12-23 | 2021-12-23 | Enphase | IQ7XS-96-ACM-US | Inverters | 0.315 |  | 24 |  |  | 0.99 |  | Outside | Roof
NJSTRE1546404951 |  | Transition Incentive Program | ┬áFranklin Township | 8873 | 5 | 7.85 | Residential | No | Behind the Meter | Net-metered residential rooftop and canopy |  | None | Seabright Solar | PSE&G | Accepted | 2020-12-21 | 2020-12-23 | 2021-12-23 | Sunpower | SPR-E20-327 | Solar Panels |  | 0.327 | 17 | 249 | 18 |  | Fixed | Roof
NJSTRE1546404951 |  | Transition Incentive Program | ┬áFranklin Township | 8873 | 5 | 7.85 | Residential | No | Behind the Meter | Net-metered residential rooftop and canopy |  | None | Seabright Solar | PSE&G | Accepted | 2020-12-21 | 2020-12-23 | 2021-12-23 | Sunpower | SPR-E20-327 | Solar Panels |  | 0.327 | 7 | 249 | 18 |  | Fixed | Roof
NJSTRE1546404972 |  | Transition Incentive Program | Woodbury City | 8096 | 15 | 7.14 | Residential | No | Behind the Meter | Net-metered residential rooftop and canopy |  | None | Tesla Energy Operations Inc. | PSE&G | Accepted | 2020-12-21 | 2020-12-23 | 2021-12-23 | SolarEdge Technologies | SE7600H-US [240V] | Inverters | 7600 |  | 1 |  |  | 0.99 |  | Outside | Outside
NJSTRE1546404972 |  | Transition Incentive Program | Woodbury City | 8096 | 15 | 7.14 | Residential | No | Behind the Meter | Net-metered residential rooftop and canopy |  | None | Tesla Energy Operations Inc. | PSE&G | Accepted | 2020-12-21 | 2020-12-23 | 2021-12-23 | Hanwha Q-CELLS | Q.Peak DUO BLK-G6+ 340 | Solar Panels |  | 0.34 | 12 | 120 | 37 |  | Fixed | Roof
NJSTRE1546404972 |  | Transition Incentive Program | Woodbury City | 8096 | 15 | 7.14 | Residential | No | Behind the Meter | Net-metered residential rooftop and canopy |  | None | Tesla Energy Operations Inc. | PSE&G | Accepted | 2020-12-21 | 2020-12-23 | 2021-12-23 | Hanwha Q-CELLS | Q.Peak DUO BLK-G6+ 340 | Solar Panels |  | 0.34 | 9 | 300 | 37 |  | Fixed | Roof
NJSTRE1546405084 |  | Transition Incentive Program | Union | 7083 | 10 | 7.4 | Residential | Yes | Behind the Meter | Net-metered residential rooftop and canopy |  | None | Bright Planet Solar | PSE&G | Accepted | 2020-12-21 | 2020-12-23 | 2021-12-23 | SOLAREDGE | SE6000H-USRGM | Inverters | 6000 |  | 1 |  |  | 0.98 |  | Outdoor | OUTSIDE
NJSTRE1546405084 |  | Transition Incentive Program | Union | 7083 | 10 | 7.4 | Residential | Yes | Behind the Meter | Net-metered residential rooftop and canopy |  | None | Bright Planet Solar | PSE&G | Accepted | 2020-12-21 | 2020-12-23 | 2021-12-23 | SUNPOWER | SPRX22-370 | Solar Panels |  | 0.37 | 15 | 214 | 30 |  | Fixed | Roof
NJSTRE1546405084 |  | Transition Incentive Program | Union | 7083 | 10 | 7.4 | Residential | Yes | Behind the Meter | Net-metered residential rooftop and canopy |  | None | Bright Planet Solar | PSE&G | Accepted | 2020-12-21 | 2020-12-23 | 2021-12-23 | SUNPOWER | SPR X22-370 | Solar Panels |  | 0.37 | 5 | 34 | 30 |  | Fixed | Roof
NJSTRE1546405088 |  | Transition Incentive Program | PLAINFIELD | 7062 | 10 | 6.65 | Residential | Yes | Behind the Meter | Net-metered residential rooftop and canopy |  | None | Pro Custom Solar dba Momentum Solar | PSE&G | Accepted | 2020-12-21 | 2020-12-23 | 2021-12-23 | Enphase | IQ7Plus-72-2-US | Inverters | 290 |  | 19 |  |  | 0.97 |  | Outdoor | Roof
NJSTRE1546405088 |  | Transition Incentive Program | PLAINFIELD | 7062 | 10 | 6.65 | Residential | Yes | Behind the Meter | Net-metered residential rooftop and canopy |  | None | Pro Custom Solar dba Momentum Solar | PSE&G | Accepted | 2020-12-21 | 2020-12-23 | 2021-12-23 | LG ELECTRONICS | LG 350N1C-V5 | Solar Panels |  | 0.35 | 6 | 308 | 32 |  | Fixed | Roof
NJSTRE1546405088 |  | Transition Incentive Program | PLAINFIELD | 7062 | 10 | 6.65 | Residential | Yes | Behind the Meter | Net-metered residential rooftop and canopy |  | None | Pro Custom Solar dba Momentum Solar | PSE&G | Accepted | 2020-12-21 | 2020-12-23 | 2021-12-23 | LG ELECTRONICS | LG 350N1C-V5 | Solar Panels |  | 0.35 | 13 | 308 | 32 |  | Fixed | Roof
NJSTRE1546405155 |  | Transition Incentive Program | Galloway | 8205 | 19 | 7.7 | Residential | Yes | Behind the Meter | Net-metered residential rooftop and canopy |  | None | Pro Custom Solar dba Momentum Solar | AC Electric | Accepted | 2020-12-21 | 2020-12-23 | 2021-12-23 | Enphase | IQ7Plus-72-2-US | Inverters | 290 |  | 22 |  |  | 0.97 |  | Outdoor | Roof
NJSTRE1546405155 |  | Transition Incentive Program | Galloway | 8205 | 19 | 7.7 | Residential | Yes | Behind the Meter | Net-metered residential rooftop and canopy |  | None | Pro Custom Solar dba Momentum Solar | AC Electric | Accepted | 2020-12-21 | 2020-12-23 | 2021-12-23 | LG ELECTRONICS | LG 350N1C-V5 | Solar Panels |  | 0.35 | 3 | 179 | 25 |  | Fixed | Roof
NJSTRE1546405155 |  | Transition Incentive Program | Galloway | 8205 | 19 | 7.7 | Residential | Yes | Behind the Meter | Net-metered residential rooftop and canopy |  | None | Pro Custom Solar dba Momentum Solar | AC Electric | Accepted | 2020-12-21 | 2020-12-23 | 2021-12-23 | LG ELECTRONICS | LG 350N1C-V5 | Solar Panels |  | 0.35 | 3 | 269 | 9 |  | Fixed | Roof
NJSTRE1546405155 |  | Transition Incentive Program | Galloway | 8205 | 19 | 7.7 | Residential | Yes | Behind the Meter | Net-metered residential rooftop and canopy |  | None | Pro Custom Solar dba Momentum Solar | AC Electric | Accepted | 2020-12-21 | 2020-12-23 | 2021-12-23 | LG ELECTRONICS | LG 350N1C-V5 | Solar Panels |  | 0.35 | 7 | 269 | 17 |  | Fixed | Roof
NJSTRE1546405155 |  | Transition Incentive Program | Galloway | 8205 | 19 | 7.7 | Residential | Yes | Behind the Meter | Net-metered residential rooftop and canopy |  | None | Pro Custom Solar dba Momentum Solar | AC Electric | Accepted | 2020-12-21 | 2020-12-23 | 2021-12-23 | LG ELECTRONICS | LG 350N1C-V5 | Solar Panels |  | 0.35 | 9 | 269 | 17 |  | Fixed | Roof
NJSTRE1546405169 |  | Transition Incentive Program | Toms River | 8753 | 18 | 5.12 | Residential | Yes | Behind the Meter | Net-metered residential rooftop and canopy |  | None | Vivint Solar Developer, LLC | JCP&L | Accepted | 2020-12-22 | 2020-12-23 | 2021-12-23 | Solar Edge | SE3800H-US | Inverters | 3800 |  | 1 |  |  | 0.992 |  | Outdoor | Near the Utility Meter
NJSTRE1546405169 |  | Transition Incentive Program | Toms River | 8753 | 18 | 5.12 | Residential | Yes | Behind the Meter | Net-metered residential rooftop and canopy |  | None | Vivint Solar Developer, LLC | JCP&L | Accepted | 2020-12-22 | 2020-12-23 | 2021-12-23 | JINKO SOLAR | JKM320M-60HBL | Solar Panels |  | 0.32 | 12 | 70 | 20 |  | Fixed | Roof
NJSTRE1546405169 |  | Transition Incentive Program | Toms River | 8753 | 18 | 5.12 | Residential | Yes | Behind the Meter | Net-metered residential rooftop and canopy |  | None | Vivint Solar Developer, LLC | JCP&L | Accepted | 2020-12-22 | 2020-12-23 | 2021-12-23 | JINKO SOLAR | JKM320M-60HBL | Solar Panels |  | 0.32 | 4 | 340 | 16 |  | Fixed | Roof
NJSTRE1546405172 |  | Transition Incentive Program | Egg Harbor Township | 8234 | 19 | 8.4 | Residential | Yes | Behind the Meter | Net-metered residential rooftop and canopy |  | None | Pro Custom Solar dba Momentum Solar | AC Electric | Accepted | 2020-12-21 | 2020-12-23 | 2021-12-23 | Enphase | IQ7Plus-72-2-US | Inverters | 290 |  | 24 |  |  | 0.97 |  | Outdoor | Roof
NJSTRE1546405172 |  | Transition Incentive Program | Egg Harbor Township | 8234 | 19 | 8.4 | Residential | Yes | Behind the Meter | Net-metered residential rooftop and canopy |  | None | Pro Custom Solar dba Momentum Solar | AC Electric | Accepted | 2020-12-21 | 2020-12-23 | 2021-12-23 | LG ELECTRONICS | LG 350N1C-V5 | Solar Panels |  | 0.35 | 24 | 138 | 22 |  | Fixed | Roof
NJSTRE1546405176 |  | Transition Incentive Program | Barnegat Township | 8050 | 18 | 7.35 | Residential | Yes | Behind the Meter | Net-metered residential rooftop and canopy |  | None | Pro Custom Solar dba Momentum Solar | AC Electric | Accepted | 2020-12-21 | 2020-12-24 | 2021-12-24 | Enphase | IQ7Plus-72-2-US | Inverters | 290 |  | 21 |  |  | 0.97 |  | Outdoor | Roof
NJSTRE1546405176 |  | Transition Incentive Program | Barnegat Township | 8050 | 18 | 7.35 | Residential | Yes | Behind the Meter | Net-metered residential rooftop and canopy |  | None | Pro Custom Solar dba Momentum Solar | AC Electric | Accepted | 2020-12-21 | 2020-12-24 | 2021-12-24 | LG ELECTRONICS | LG 350N1C-V5 | Solar Panels |  | 0.35 | 21 | 105 | 22 |  | Fixed | Roof
NJSTRE1546406438 |  | Transition Incentive Program | Cinnaminson | 8077 | 13 | 7.7 | Residential | No | Behind the Meter | Net-metered residential rooftop and canopy |  | None | Suntuity Solar LLC | PSE&G | Accepted | 2020-12-22 | 2020-12-24 | 2021-12-24 | Enphase Energy | IQ7-60-2-US | Inverters | 240 |  | 22 |  |  | 0.97 |  | Outdoor | Behind the PV Modules
NJSTRE1546406438 |  | Transition Incentive Program | Cinnaminson | 8077 | 13 | 7.7 | Residential | No | Behind the Meter | Net-metered residential rooftop and canopy |  | None | Suntuity Solar LLC | PSE&G | Accepted | 2020-12-22 | 2020-12-24 | 2021-12-24 | Longi | LR4-60HPB-350M | Solar Panels |  | 0.35 | 16 | 152 | 20 |  | Fixed | Roof
NJSTRE1546406438 |  | Transition Incentive Program | Cinnaminson | 8077 | 13 | 7.7 | Residential | No | Behind the Meter | Net-metered residential rooftop and canopy |  | None | Suntuity Solar LLC | PSE&G | Accepted | 2020-12-22 | 2020-12-24 | 2021-12-24 | Longi | LR4-60HPB-350M | Solar Panels |  | 0.35 | 6 | 242 | 20 |  | Fixed | Roof
NJSTRE1546406439 |  | Transition Incentive Program | Woodbridge Township | 8830 | 11 | 8.75 | Residential | No | Behind the Meter | Net-metered residential rooftop and canopy |  | None | Suntuity Solar LLC | PSE&G | Accepted | 2020-12-22 | 2020-12-24 | 2021-12-24 | Enphase Energy | IQ7-60-2-US | Inverters | 240 |  | 25 |  |  | 0.97 |  | Outdoor | Behind the PV Modules
NJSTRE1546406439 |  | Transition Incentive Program | Woodbridge Township | 8830 | 11 | 8.75 | Residential | No | Behind the Meter | Net-metered residential rooftop and canopy |  | None | Suntuity Solar LLC | PSE&G | Accepted | 2020-12-22 | 2020-12-24 | 2021-12-24 | Longi | LR4-60HPB-350M | Solar Panels |  | 0.35 | 16 | 42 | 24 |  | Fixed | Roof
NJSTRE1546406439 |  | Transition Incentive Program | Woodbridge Township | 8830 | 11 | 8.75 | Residential | No | Behind the Meter | Net-metered residential rooftop and canopy |  | None | Suntuity Solar LLC | PSE&G | Accepted | 2020-12-22 | 2020-12-24 | 2021-12-24 | Longi | LR4-60HPB-350M | Solar Panels |  | 0.35 | 9 | 222 | 39 |  | Fixed | Roof
NJSTRE1546406440 |  | Transition Incentive Program | Chester | 7930 | 3 | 4.9 | Residential | No | Behind the Meter | Net-metered residential rooftop and canopy |  | None | Suntuity Solar LLC | JCP&L | Accepted | 2020-12-22 | 2020-12-24 | 2021-12-24 | Enphase Energy | IQ7-60-2-US | Inverters | 240 |  | 14 |  |  | 0.97 |  | Outdoor | Behind the PV Modules
NJSTRE1546406440 |  | Transition Incentive Program | Chester | 7930 | 3 | 4.9 | Residential | No | Behind the Meter | Net-metered residential rooftop and canopy |  | None | Suntuity Solar LLC | JCP&L | Accepted | 2020-12-22 | 2020-12-24 | 2021-12-24 | Longi | LR4-60HPB-350M | Solar Panels |  | 0.35 | 14 | 243 | 17 |  | Fixed | Roof
NJSTRE1546406441 |  | Transition Incentive Program | Montclair | 7042 | 9 | 7.7 | Residential | No | Behind the Meter | Net-metered residential rooftop and canopy |  | None | Suntuity Solar LLC | PSE&G | Accepted | 2020-12-22 | 2020-12-24 | 2021-12-24 | Enphase Energy | IQ7-60-2-US | Inverters | 240 |  | 22 |  |  | 0.97 |  | Outdoor | Behind the PV Modules
NJSTRE1546406441 |  | Transition Incentive Program | Montclair | 7042 | 9 | 7.7 | Residential | No | Behind the Meter | Net-metered residential rooftop and canopy |  | None | Suntuity Solar LLC | PSE&G | Accepted | 2020-12-22 | 2020-12-24 | 2021-12-24 | Longi | LR4-60HPB-350M | Solar Panels |  | 0.35 | 11 | 109 | 43 |  | Fixed | Roof
NJSTRE1546406441 |  | Transition Incentive Program | Montclair | 7042 | 9 | 7.7 | Residential | No | Behind the Meter | Net-metered residential rooftop and canopy |  | None | Suntuity Solar LLC | PSE&G | Accepted | 2020-12-22 | 2020-12-24 | 2021-12-24 | Longi | LR4-60HPB-350M | Solar Panels |  | 0.35 | 11 | 289 | 43 |  | Fixed | Roof
NJSTRE1546406442 |  | Transition Incentive Program | Clementon | 8021 | 14 | 7.7 | Residential | Yes | Behind the Meter | Net-metered residential rooftop and canopy |  | None | Suntuity Solar LLC | PSE&G | Accepted | 2020-12-22 | 2020-12-24 | 2021-12-24 | Enphase Energy | IQ7-60-2-US | Inverters | 240 |  | 22 |  |  | 0.97 |  | Outdoor | Behind the PV Modules
NJSTRE1546406442 |  | Transition Incentive Program | Clementon | 8021 | 14 | 7.7 | Residential | Yes | Behind the Meter | Net-metered residential rooftop and canopy |  | None | Suntuity Solar LLC | PSE&G | Accepted | 2020-12-22 | 2020-12-24 | 2021-12-24 | Longi | LR4-60HPB-350M | Solar Panels |  | 0.35 | 11 | 40 | 20 |  | Fixed | Roof
NJSTRE1546406442 |  | Transition Incentive Program | Clementon | 8021 | 14 | 7.7 | Residential | Yes | Behind the Meter | Net-metered residential rooftop and canopy |  | None | Suntuity Solar LLC | PSE&G | Accepted | 2020-12-22 | 2020-12-24 | 2021-12-24 | Longi | LR4-60HPB-350M | Solar Panels |  | 0.35 | 11 | 220 | 20 |  | Fixed | Roof
NJSTRE1546406443 |  | Transition Incentive Program | Mountainside | 7092 | 10 | 12.25 | Residential | Yes | Behind the Meter | Net-metered residential rooftop and canopy |  | None | Suntuity Solar LLC | PSE&G | Accepted | 2020-12-22 | 2020-12-24 | 2021-12-24 | Enphase Energy | IQ7-60-2-US | Inverters | 240 |  | 35 |  |  | 0.97 |  | Outdoor | Behind the PV Modules
NJSTRE1546406443 |  | Transition Incentive Program | Mountainside | 7092 | 10 | 12.25 | Residential | Yes | Behind the Meter | Net-metered residential rooftop and canopy |  | None | Suntuity Solar LLC | PSE&G | Accepted | 2020-12-22 | 2020-12-24 | 2021-12-24 | Longi | LR4-60HPB-350M | Solar Panels |  | 0.35 | 8 | 189 | 16 |  | Fixed | Roof
NJSTRE1546406443 |  | Transition Incentive Program | Mountainside | 7092 | 10 | 12.25 | Residential | Yes | Behind the Meter | Net-metered residential rooftop and canopy |  | None | Suntuity Solar LLC | PSE&G | Accepted | 2020-12-22 | 2020-12-24 | 2021-12-24 | Longi | LR4-60HPB-350M | Solar Panels |  | 0.35 | 20 | 99 | 24 |  | Fixed | Roof
NJSTRE1546406443 |  | Transition Incentive Program | Mountainside | 7092 | 10 | 12.25 | Residential | Yes | Behind the Meter | Net-metered residential rooftop and canopy |  | None | Suntuity Solar LLC | PSE&G | Accepted | 2020-12-22 | 2020-12-24 | 2021-12-24 | Longi | LR4-60HPB-350M | Solar Panels |  | 0.35 | 7 | 279 | 24 |  | Fixed | Roof
NJSTRE1546406444 |  | Transition Incentive Program | Oceanville | 8231 | 19 | 6.1 | Residential | Yes | Behind the Meter | Net-metered residential rooftop and canopy |  | None | Bright Planet Solar | AC Electric | Accepted | 2020-12-22 | 2020-12-28 | 2021-12-28 | SOLAR EDGE | SE5000H-USRGM | Inverters | 5000 |  | 1 |  |  | 0.98 |  | Outdoor | OUTSIDE
NJSTRE1546406444 |  | Transition Incentive Program | Oceanville | 8231 | 19 | 6.1 | Residential | Yes | Behind the Meter | Net-metered residential rooftop and canopy |  | None | Bright Planet Solar | AC Electric | Accepted | 2020-12-22 | 2020-12-28 | 2021-12-28 | LONGI | LR6-60HPB-305M | Solar Panels |  | 0.305 | 6 | 135 | 8 |  | Fixed | Roof
NJSTRE1546406444 |  | Transition Incentive Program | Oceanville | 8231 | 19 | 6.1 | Residential | Yes | Behind the Meter | Net-metered residential rooftop and canopy |  | None | Bright Planet Solar | AC Electric | Accepted | 2020-12-22 | 2020-12-28 | 2021-12-28 | LONGI | LR6-60HPB-305M | Solar Panels |  | 0.305 | 14 | 226 | 11 |  | Fixed | Roof
NJSTRE1546406445 |  | Transition Incentive Program | Teaneck Twp | 7666 | 7 | 12.51 | Residential | Yes | Behind the Meter | Net-metered residential rooftop and canopy |  | None | Bright Planet Solar | PSE&G | Accepted | 2020-12-22 | 2020-12-24 | 2021-12-24 | SOLAREDGE | SE10000H-USRGM | Inverters | 10000 |  | 1 |  |  | 0.98 |  | Outdoor | OUTSIDE
NJSTRE1546406445 |  | Transition Incentive Program | Teaneck Twp | 7666 | 7 | 12.51 | Residential | Yes | Behind the Meter | Net-metered residential rooftop and canopy |  | None | Bright Planet Solar | PSE&G | Accepted | 2020-12-22 | 2020-12-24 | 2021-12-24 | LONGI | LR6-60HPB-305M | Solar Panels |  | 0.305 | 11 | 111 | 33 |  | Fixed | Roof
NJSTRE1546406445 |  | Transition Incentive Program | Teaneck Twp | 7666 | 7 | 12.51 | Residential | Yes | Behind the Meter | Net-metered residential rooftop and canopy |  | None | Bright Planet Solar | PSE&G | Accepted | 2020-12-22 | 2020-12-24 | 2021-12-24 | LONGI | LR6-60HPB-305M | Solar Panels |  | 0.305 | 12 | 111 | 22 |  | Fixed | Roof
NJSTRE1546406445 |  | Transition Incentive Program | Teaneck Twp | 7666 | 7 | 12.51 | Residential | Yes | Behind the Meter | Net-metered residential rooftop and canopy |  | None | Bright Planet Solar | PSE&G | Accepted | 2020-12-22 | 2020-12-24 | 2021-12-24 | LONGI | LR6-60HPB-305M | Solar Panels |  | 0.305 | 6 | 291 | 33 |  | Fixed | Roof
NJSTRE1546406445 |  | Transition Incentive Program | Teaneck Twp | 7666 | 7 | 12.51 | Residential | Yes | Behind the Meter | Net-metered residential rooftop and canopy |  | None | Bright Planet Solar | PSE&G | Accepted | 2020-12-22 | 2020-12-24 | 2021-12-24 | LONGI | LR6-60HPB-305M | Solar Panels |  | 0.305 | 12 | 291 | 22 |  | Fixed | Roof
NJSTRE1546406446 |  | Transition Incentive Program | Williamstown | 8094 | 15 | 5.99 | Residential | Yes | Behind the Meter | Net-metered residential rooftop and canopy |  | None | Bright Planet Solar | AC Electric | Accepted | 2020-12-22 | 2020-12-30 | 2021-12-30 | SOLAREDGE | SE5000H-USRGM | Inverters | 5000 |  | 1 |  |  | 0.98 |  | Outdoor | OUTSIDE
NJSTRE1546406446 |  | Transition Incentive Program | Williamstown | 8094 | 15 | 5.99 | Residential | Yes | Behind the Meter | Net-metered residential rooftop and canopy |  | None | Bright Planet Solar | AC Electric | Accepted | 2020-12-22 | 2020-12-30 | 2021-12-30 | HANWHA Q-CELLS | Q.PEAK DUO BLK-G5 315W | Solar Panels |  | 0.315 | 16 | 103 | 22 |  | Fixed | Roof
NJSTRE1546406446 |  | Transition Incentive Program | Williamstown | 8094 | 15 | 5.99 | Residential | Yes | Behind the Meter | Net-metered residential rooftop and canopy |  | None | Bright Planet Solar | AC Electric | Accepted | 2020-12-22 | 2020-12-30 | 2021-12-30 | HANWHA Q-CELLS | Q.PEAK DUO BLK-G5 315W | Solar Panels |  | 0.315 | 3 | 283 | 22 |  | Fixed | Roof
NJSTRE1546406447 |  | Transition Incentive Program | Matawan | 7747 | 17 | 3.66 | Residential | Yes | Behind the Meter | Net-metered residential rooftop and canopy |  | None | Bright Planet Solar | JCP&L | Accepted | 2020-12-22 | 2020-12-24 | 2021-12-24 | SOLAREDGE | SE3000H-USRGM | Inverters | 3000 |  | 1 |  |  | 0.98 |  | Outdoor | OUTSIDE
NJSTRE1546406447 |  | Transition Incentive Program | Matawan | 7747 | 17 | 3.66 | Residential | Yes | Behind the Meter | Net-metered residential rooftop and canopy |  | None | Bright Planet Solar | JCP&L | Accepted | 2020-12-22 | 2020-12-24 | 2021-12-24 | LONGI | LR6-60HPB-305M | Solar Panels |  | 0.305 | 9 | 265 | 30 |  | Fixed | Roof
NJSTRE1546406447 |  | Transition Incentive Program | Matawan | 7747 | 17 | 3.66 | Residential | Yes | Behind the Meter | Net-metered residential rooftop and canopy |  | None | Bright Planet Solar | JCP&L | Accepted | 2020-12-22 | 2020-12-24 | 2021-12-24 | LONGI | LR6-60HPB-305M | Solar Panels |  | 0.305 | 3 | 175 | 45 |  | Fixed | Roof
NJSTRE1546406448 |  | Transition Incentive Program | Perth Amboy City | 8861 | 11 | 8.19 | Residential | Yes | Behind the Meter | Net-metered residential rooftop and canopy |  | None | Bright Planet Solar | PSE&G | Accepted | 2020-12-22 | 2020-12-24 | 2021-12-24 | SOLAREDGE | SE7600H-USRGM | Inverters | 7600 |  | 1 |  |  | 0.98 |  | Outdoor | OUTSIDE
NJSTRE1546406448 |  | Transition Incentive Program | Perth Amboy City | 8861 | 11 | 8.19 | Residential | Yes | Behind the Meter | Net-metered residential rooftop and canopy |  | None | Bright Planet Solar | PSE&G | Accepted | 2020-12-22 | 2020-12-24 | 2021-12-24 | HANWHA Q-CELLS | Q.PEAK DUO GLK-G5 315W | Solar Panels |  | 0.315 | 17 | 201 | 18 |  | Fixed | Roof
NJSTRE1546406448 |  | Transition Incentive Program | Perth Amboy City | 8861 | 11 | 8.19 | Residential | Yes | Behind the Meter | Net-metered residential rooftop and canopy |  | None | Bright Planet Solar | PSE&G | Accepted | 2020-12-22 | 2020-12-24 | 2021-12-24 | HANWHA Q-CELLS | Q.PEAK DUO GLK-G5 315W | Solar Panels |  | 0.315 | 9 | 175 | 45 |  | Fixed | Roof
NJSTRE1546406450 |  | Transition Incentive Program | Chester | 7930 | 3 | 19.6 | Residential | No | Behind the Meter | Net-metered residential rooftop and canopy |  | None | Suntuity Solar LLC | JCP&L | Accepted | 2020-12-22 | 2020-12-24 | 2021-12-24 | Enphase Energy | IQ7-60-2-US | Inverters | 240 |  | 56 |  |  | 0.97 |  | Outdoor | Behind the PV Modules
NJSTRE1546406450 |  | Transition Incentive Program | Chester | 7930 | 3 | 19.6 | Residential | No | Behind the Meter | Net-metered residential rooftop and canopy |  | None | Suntuity Solar LLC | JCP&L | Accepted | 2020-12-22 | 2020-12-24 | 2021-12-24 | Longi | LR4-60HPB-350M | Solar Panels |  | 0.35 | 56 | 243 | 17 |  | Fixed | Roof
NJSTRE1546406451 |  | Transition Incentive Program | NEWARK | 7107 | 9 | 9.45 | Residential | No | Behind the Meter | Net-metered residential rooftop and canopy |  | None | Suntuity Solar LLC | PSE&G | Accepted | 2020-12-22 | 2020-12-24 | 2021-12-24 | Enphase Energy | IQ7-60-2-US | Inverters | 240 |  | 27 |  |  | 0.97 |  | Outdoor | Behind the PV Modules
NJSTRE1546406451 |  | Transition Incentive Program | NEWARK | 7107 | 9 | 9.45 | Residential | No | Behind the Meter | Net-metered residential rooftop and canopy |  | None | Suntuity Solar LLC | PSE&G | Accepted | 2020-12-22 | 2020-12-24 | 2021-12-24 | Longi | LR4-60HPB-350M | Solar Panels |  | 0.35 | 14 | 21 | 27 |  | Fixed | Roof
NJSTRE1546406451 |  | Transition Incentive Program | NEWARK | 7107 | 9 | 9.45 | Residential | No | Behind the Meter | Net-metered residential rooftop and canopy |  | None | Suntuity Solar LLC | PSE&G | Accepted | 2020-12-22 | 2020-12-24 | 2021-12-24 | Longi | LR4-60HPB-350M | Solar Panels |  | 0.35 | 13 | 201 | 27 |  | Fixed | Roof
NJSTRE1546406452 |  | Transition Incentive Program | Palmyra | 8065 | 13 | 8.75 | Residential | No | Behind the Meter | Net-metered residential rooftop and canopy |  | None | Suntuity Solar LLC | PSE&G | Accepted | 2020-12-22 | 2020-12-28 | 2021-12-28 | Enphase Energy | IQ7-60-2-US | Inverters | 240 |  | 25 |  |  | 0.97 |  | Outdoor | Behind the PV Modules
NJSTRE1546406452 |  | Transition Incentive Program | Palmyra | 8065 | 13 | 8.75 | Residential | No | Behind the Meter | Net-metered residential rooftop and canopy |  | None | Suntuity Solar LLC | PSE&G | Accepted | 2020-12-22 | 2020-12-28 | 2021-12-28 | Longi | LR4-60HPB-350M | Solar Panels |  | 0.35 | 9 | 142 | 30 |  | Fixed | Roof
NJSTRE1546406452 |  | Transition Incentive Program | Palmyra | 8065 | 13 | 8.75 | Residential | No | Behind the Meter | Net-metered residential rooftop and canopy |  | None | Suntuity Solar LLC | PSE&G | Accepted | 2020-12-22 | 2020-12-28 | 2021-12-28 | Longi | LR4-60HPB-350M | Solar Panels |  | 0.35 | 16 | 322 | 30 |  | Fixed | Roof
NJSTRE1546406453 |  | Transition Incentive Program | Woodbury | 8096 | 15 | 13.3 | Residential | Yes | Behind the Meter | Net-metered residential rooftop and canopy |  | None | Suntuity Solar LLC | PSE&G | Accepted | 2020-12-22 | 2020-12-24 | 2021-12-24 | Enphase Energy | IQ7-60-2-US | Inverters | 240 |  | 38 |  |  | 0.97 |  | Outdoor | Behind the PV Modules
NJSTRE1546406453 |  | Transition Incentive Program | Woodbury | 8096 | 15 | 13.3 | Residential | Yes | Behind the Meter | Net-metered residential rooftop and canopy |  | None | Suntuity Solar LLC | PSE&G | Accepted | 2020-12-22 | 2020-12-24 | 2021-12-24 | Longi | LR4-60HPB-350M | Solar Panels |  | 0.35 | 10 | 307 | 30 |  | Fixed | Roof
NJSTRE1546406453 |  | Transition Incentive Program | Woodbury | 8096 | 15 | 13.3 | Residential | Yes | Behind the Meter | Net-metered residential rooftop and canopy |  | None | Suntuity Solar LLC | PSE&G | Accepted | 2020-12-22 | 2020-12-24 | 2021-12-24 | Longi | LR4-60HPB-350M | Solar Panels |  | 0.35 | 8 | 307 | 30 |  | Fixed | Roof
NJSTRE1546406453 |  | Transition Incentive Program | Woodbury | 8096 | 15 | 13.3 | Residential | Yes | Behind the Meter | Net-metered residential rooftop and canopy |  | None | Suntuity Solar LLC | PSE&G | Accepted | 2020-12-22 | 2020-12-24 | 2021-12-24 | Longi | LR4-60HPB-350M | Solar Panels |  | 0.35 | 9 | 127 | 30 |  | Fixed | Roof
NJSTRE1546406453 |  | Transition Incentive Program | Woodbury | 8096 | 15 | 13.3 | Residential | Yes | Behind the Meter | Net-metered residential rooftop and canopy |  | None | Suntuity Solar LLC | PSE&G | Accepted | 2020-12-22 | 2020-12-24 | 2021-12-24 | Longi | LR4-60HPB-350M | Solar Panels |  | 0.35 | 11 | 127 | 30 |  | Fixed | Roof
NJSTRE1546406454 |  | Transition Incentive Program | Lawnside | 8045 | 14 | 11.55 | Residential | Yes | Behind the Meter | Net-metered residential rooftop and canopy |  | None | Suntuity Solar LLC | PSE&G | Accepted | 2020-12-22 | 2020-12-24 | 2021-12-24 | Enphase Energy | IQ7-60-2-US | Inverters | 240 |  | 33 |  |  | 0.97 |  | Outdoor | Behind the PV Modules
NJSTRE1546406454 |  | Transition Incentive Program | Lawnside | 8045 | 14 | 11.55 | Residential | Yes | Behind the Meter | Net-metered residential rooftop and canopy |  | None | Suntuity Solar LLC | PSE&G | Accepted | 2020-12-22 | 2020-12-24 | 2021-12-24 | Longi | LR4-60HPB-350M | Solar Panels |  | 0.35 | 4 | 293 | 21 |  | Fixed | Roof
NJSTRE1546406454 |  | Transition Incentive Program | Lawnside | 8045 | 14 | 11.55 | Residential | Yes | Behind the Meter | Net-metered residential rooftop and canopy |  | None | Suntuity Solar LLC | PSE&G | Accepted | 2020-12-22 | 2020-12-24 | 2021-12-24 | Longi | LR4-60HPB-350M | Solar Panels |  | 0.35 | 12 | 293 | 21 |  | Fixed | Roof
NJSTRE1546406454 |  | Transition Incentive Program | Lawnside | 8045 | 14 | 11.55 | Residential | Yes | Behind the Meter | Net-metered residential rooftop and canopy |  | None | Suntuity Solar LLC | PSE&G | Accepted | 2020-12-22 | 2020-12-24 | 2021-12-24 | Longi | LR4-60HPB-350M | Solar Panels |  | 0.35 | 17 | 113 | 21 |  | Fixed | Roof
NJSTRE1546406455 |  | Transition Incentive Program | Woodbury | 8096 | 15 | 9.1 | Residential | Yes | Behind the Meter | Net-metered residential rooftop and canopy |  | None | Suntuity Solar LLC | PSE&G | Accepted | 2020-12-22 | 2020-12-24 | 2021-12-24 | Enphase Energy | IQ7-60-2-US | Inverters | 240 |  | 26 |  |  | 0.97 |  | Outdoor | Behind the PV Modules
NJSTRE1546406455 |  | Transition Incentive Program | Woodbury | 8096 | 15 | 9.1 | Residential | Yes | Behind the Meter | Net-metered residential rooftop and canopy |  | None | Suntuity Solar LLC | PSE&G | Accepted | 2020-12-22 | 2020-12-24 | 2021-12-24 | Longi | LR4-60HPB-350M | Solar Panels |  | 0.35 | 8 | 130 | 22 |  | Fixed | Roof
NJSTRE1546406455 |  | Transition Incentive Program | Woodbury | 8096 | 15 | 9.1 | Residential | Yes | Behind the Meter | Net-metered residential rooftop and canopy |  | None | Suntuity Solar LLC | PSE&G | Accepted | 2020-12-22 | 2020-12-24 | 2021-12-24 | Longi | LR4-60HPB-350M | Solar Panels |  | 0.35 | 4 | 310 | 21 |  | Fixed | Roof
NJSTRE1546406455 |  | Transition Incentive Program | Woodbury | 8096 | 15 | 9.1 | Residential | Yes | Behind the Meter | Net-metered residential rooftop and canopy |  | None | Suntuity Solar LLC | PSE&G | Accepted | 2020-12-22 | 2020-12-24 | 2021-12-24 | Longi | LR4-60HPB-350M | Solar Panels |  | 0.35 | 5 | 310 | 22 |  | Fixed | Roof
NJSTRE1546406455 |  | Transition Incentive Program | Woodbury | 8096 | 15 | 9.1 | Residential | Yes | Behind the Meter | Net-metered residential rooftop and canopy |  | None | Suntuity Solar LLC | PSE&G | Accepted | 2020-12-22 | 2020-12-24 | 2021-12-24 | Longi | LR4-60HPB-350M | Solar Panels |  | 0.35 | 9 | 130 | 21 |  | Fixed | Roof
NJSTRE1546406489 |  | Transition Incentive Program | Norwood | 7648 | 7 | 11.52 | Residential | Yes | Behind the Meter | Net-metered residential rooftop and canopy |  | None | Vivint Solar Developer, LLC | Orange Rockland Electric | Accepted | 2020-12-28 | 2020-12-28 | 2021-12-28 | SolarEdge | SE7600H-US | Inverters | 7600 |  | 1 |  |  | 0.992 |  | Outdoor | Near the Utility Meter
NJSTRE1546406489 |  | Transition Incentive Program | Norwood | 7648 | 7 | 11.52 | Residential | Yes | Behind the Meter | Net-metered residential rooftop and canopy |  | None | Vivint Solar Developer, LLC | Orange Rockland Electric | Accepted | 2020-12-28 | 2020-12-28 | 2021-12-28 | Jinko Solar | JKM320M-60HBL | Solar Panels |  | 0.32 | 6 | 106 | 24 |  | Fixed | Roof
NJSTRE1546406489 |  | Transition Incentive Program | Norwood | 7648 | 7 | 11.52 | Residential | Yes | Behind the Meter | Net-metered residential rooftop and canopy |  | None | Vivint Solar Developer, LLC | Orange Rockland Electric | Accepted | 2020-12-28 | 2020-12-28 | 2021-12-28 | Jinko Solar | JKM320M-60HBL | Solar Panels |  | 0.32 | 9 | 106 | 24 |  | Fixed | Roof
NJSTRE1546406489 |  | Transition Incentive Program | Norwood | 7648 | 7 | 11.52 | Residential | Yes | Behind the Meter | Net-metered residential rooftop and canopy |  | None | Vivint Solar Developer, LLC | Orange Rockland Electric | Accepted | 2020-12-28 | 2020-12-28 | 2021-12-28 | Jinko Solar | JKM320M-60HBL | Solar Panels |  | 0.32 | 16 | 106 | 27 |  | Fixed | Roof
NJSTRE1546406489 |  | Transition Incentive Program | Norwood | 7648 | 7 | 11.52 | Residential | Yes | Behind the Meter | Net-metered residential rooftop and canopy |  | None | Vivint Solar Developer, LLC | Orange Rockland Electric | Accepted | 2020-12-28 | 2020-12-28 | 2021-12-28 | Jinko Solar | JKM320M-60HBL | Solar Panels |  | 0.32 | 5 | 194 | 27 |  | Fixed | Roof
NJSTRE1546406499 |  | Transition Incentive Program | Elizabeth | 7206 | 10 | 6.08 | Residential | No | Behind the Meter | Net-metered residential rooftop and canopy |  | None | New Jersey Suntech | PSE&G | Accepted | 2020-12-22 | 2020-12-24 | 2021-12-24 | Solaredge | SE5000-US | Inverters | 5000 |  | 1 |  |  | 0.97 |  | Outside | Side of house
NJSTRE1546406499 |  | Transition Incentive Program | Elizabeth | 7206 | 10 | 6.08 | Residential | No | Behind the Meter | Net-metered residential rooftop and canopy |  | None | New Jersey Suntech | PSE&G | Accepted | 2020-12-22 | 2020-12-24 | 2021-12-24 | Hanwha | Q.Peak Duo 320 | Solar Panels |  | 0.32 | 9 | 60 | 34 |  | Fixed | Roof
NJSTRE1546406499 |  | Transition Incentive Program | Elizabeth | 7206 | 10 | 6.08 | Residential | No | Behind the Meter | Net-metered residential rooftop and canopy |  | None | New Jersey Suntech | PSE&G | Accepted | 2020-12-22 | 2020-12-24 | 2021-12-24 | Hanwha | Q Peak Duo 320 | Solar Panels |  | 0.32 | 10 | 233 | 34 |  | Fixed | Roof
NJSTRE1546406501 |  | Transition Incentive Program | Toms River | 8753 | 18 | 6.12 | Residential | No | Behind the Meter | Net-metered residential rooftop and canopy |  | None | Trinity Solar | JCP&L | Accepted | 2020-12-22 | 2020-12-24 | 2021-12-24 | Solar Edge | SE5000H-US | Inverters | 5000 |  | 1 |  |  | 0.97 |  | Outside | side of home
NJSTRE1546406501 |  | Transition Incentive Program | Toms River | 8753 | 18 | 6.12 | Residential | No | Behind the Meter | Net-metered residential rooftop and canopy |  | None | Trinity Solar | JCP&L | Accepted | 2020-12-22 | 2020-12-24 | 2021-12-24 | Hanwha 340 | Q.PEAK DUO BLK-G6 340 | Solar Panels |  | 0.34 | 16 | 185 | 50 |  | Fixed | Roof
NJSTRE1546406501 |  | Transition Incentive Program | Toms River | 8753 | 18 | 6.12 | Residential | No | Behind the Meter | Net-metered residential rooftop and canopy |  | None | Trinity Solar | JCP&L | Accepted | 2020-12-22 | 2020-12-24 | 2021-12-24 | Hanwha 340 | Q.PEAK DUO BLK-G6 340 | Solar Panels |  | 0.34 | 2 | 185 | 50 |  | Fixed | Roof
NJSTRE1546406508 |  | Transition Incentive Program | Colts Neck | 7722 | 17 | 11.9 | Residential | Yes | Behind the Meter | Net-metered residential rooftop and canopy |  | None | Bright Planet Solar | JCP&L | Accepted | 2020-12-22 | 2020-12-24 | 2021-12-24 | SOLAREDGE | SE10000H-USRGM | Inverters | 10000 |  | 1 |  |  | 0.98 |  | Outdoor | OUTSIDE
NJSTRE1546406508 |  | Transition Incentive Program | Colts Neck | 7722 | 17 | 11.9 | Residential | Yes | Behind the Meter | Net-metered residential rooftop and canopy |  | None | Bright Planet Solar | JCP&L | Accepted | 2020-12-22 | 2020-12-24 | 2021-12-24 | LONGI | LR6-60HPB-305M | Solar Panels |  | 0.305 | 16 | 216 | 30 |  | Fixed | Roof
NJSTRE1546406508 |  | Transition Incentive Program | Colts Neck | 7722 | 17 | 11.9 | Residential | Yes | Behind the Meter | Net-metered residential rooftop and canopy |  | None | Bright Planet Solar | JCP&L | Accepted | 2020-12-22 | 2020-12-24 | 2021-12-24 | LONGI | LR6-60HPB-305M | Solar Panels |  | 0.305 | 7 | 36 | 30 |  | Fixed | Roof
NJSTRE1546406508 |  | Transition Incentive Program | Colts Neck | 7722 | 17 | 11.9 | Residential | Yes | Behind the Meter | Net-metered residential rooftop and canopy |  | None | Bright Planet Solar | JCP&L | Accepted | 2020-12-22 | 2020-12-24 | 2021-12-24 | LONGI | LR6-60HPB-305M | Solar Panels |  | 0.305 | 8 | 216 | 30 |  | Fixed | Roof
NJSTRE1546406508 |  | Transition Incentive Program | Colts Neck | 7722 | 17 | 11.9 | Residential | Yes | Behind the Meter | Net-metered residential rooftop and canopy |  | None | Bright Planet Solar | JCP&L | Accepted | 2020-12-22 | 2020-12-24 | 2021-12-24 | LONGI | LR6-60HPB-305M | Solar Panels |  | 0.305 | 8 | 36 | 30 |  | Fixed | Roof
NJSTRE1546406511 |  | Transition Incentive Program | Wallington Boro | 7057 | 7 | 15.48 | Residential | No | Behind the Meter | Net-metered residential rooftop and canopy |  | None | Green Power Energy | PSE&G | Accepted | 2020-12-22 | 2020-12-24 | 2021-12-24 | SolarEdge | SE7600H-US (240V) | Inverters | 7600 |  | 2 |  |  | 0.97 |  | Outside | next to meter
NJSTRE1546406511 |  | Transition Incentive Program | Wallington Boro | 7057 | 7 | 15.48 | Residential | No | Behind the Meter | Net-metered residential rooftop and canopy |  | None | Green Power Energy | PSE&G | Accepted | 2020-12-22 | 2020-12-24 | 2021-12-24 | LG Electronics | LG360N1C-N5 | Solar Panels |  | 0.36 | 20 | 95 | 15 |  | Fixed | Roof
NJSTRE1546406511 |  | Transition Incentive Program | Wallington Boro | 7057 | 7 | 15.48 | Residential | No | Behind the Meter | Net-metered residential rooftop and canopy |  | None | Green Power Energy | PSE&G | Accepted | 2020-12-22 | 2020-12-24 | 2021-12-24 | LG Electronics | LG360N1C-N5 | Solar Panels |  | 0.36 | 12 | 273 | 10 |  | Fixed | Roof
NJSTRE1546406511 |  | Transition Incentive Program | Wallington Boro | 7057 | 7 | 15.48 | Residential | No | Behind the Meter | Net-metered residential rooftop and canopy |  | None | Green Power Energy | PSE&G | Accepted | 2020-12-22 | 2020-12-24 | 2021-12-24 | LG Electronics | LG360N1C-N5 | Solar Panels |  | 0.36 | 11 | 93 | 10 |  | Fixed | Roof
NJSTRE1546406519 |  | Transition Incentive Program | Loveladies | 8008 | 18 | 14.7 | Residential | No | Behind the Meter | Net-metered residential rooftop and canopy |  | None | Green power Energy | AC Electric | Accepted | 2020-12-22 | 2020-12-24 | 2021-12-24 | Enphase Energy | IQ7PLUS-72-2-US (240V) | Inverters | 290 |  | 42 |  |  | 0.975 |  | Outside | next to meter
NJSTRE1546406519 |  | Transition Incentive Program | Loveladies | 8008 | 18 | 14.7 | Residential | No | Behind the Meter | Net-metered residential rooftop and canopy |  | None | Green power Energy | AC Electric | Accepted | 2020-12-22 | 2020-12-24 | 2021-12-24 | LG Electronics | LG350N1C-V5 | Solar Panels |  | 0.35 | 42 | 195 | 13 |  | Fixed | Roof
NJSTRE1546406527 |  | Transition Incentive Program | Mount Holly | 8060 | 13 | 6.46 | Residential | No | Behind the Meter | Net-metered residential rooftop and canopy |  | None | Trinity Solar | PSE&G | Accepted | 2020-12-22 | 2020-12-24 | 2021-12-24 | Solar Edge | SE5000 | Inverters | 5000 |  | 1 |  |  | 0.97 |  | Outside | side of home
NJSTRE1546406527 |  | Transition Incentive Program | Mount Holly | 8060 | 13 | 6.46 | Residential | No | Behind the Meter | Net-metered residential rooftop and canopy |  | None | Trinity Solar | PSE&G | Accepted | 2020-12-22 | 2020-12-24 | 2021-12-24 | Hanwha | Q.PEAK DUO BLK-G6 340 | Solar Panels |  | 0.34 | 7 | 88 | 30 |  | Fixed | Roof
NJSTRE1546406527 |  | Transition Incentive Program | Mount Holly | 8060 | 13 | 6.46 | Residential | No | Behind the Meter | Net-metered residential rooftop and canopy |  | None | Trinity Solar | PSE&G | Accepted | 2020-12-22 | 2020-12-24 | 2021-12-24 | Hanwha | Q.PEAK DUO BLK-G6 340 | Solar Panels |  | 0.34 | 12 | 180 | 27 |  | Fixed | Roof
NJSTRE1546406532 |  | Transition Incentive Program | Somerset | 8873 | 5 | 14.96 | Commercial | No | Behind the Meter | Net-metered non-residential rooftop and canopy |  | None | Maier Solar Engineering dba Solar Me | PSE&G | Accepted | 2020-12-22 | 2020-12-24 | 2021-12-24 | Enphase | IQ7+ | Inverters | 290 |  | 44 |  |  | 0.96 |  | Outdoor | Next to meter
NJSTRE1546406532 |  | Transition Incentive Program | Somerset | 8873 | 5 | 14.96 | Commercial | No | Behind the Meter | Net-metered non-residential rooftop and canopy |  | None | Maier Solar Engineering dba Solar Me | PSE&G | Accepted | 2020-12-22 | 2020-12-24 | 2021-12-24 | Hanwha | Q.CELL DUO BLK G6-340W | Solar Panels |  | 0.34 | 20 | 207 | 20 |  | Fixed | Roof
NJSTRE1546406532 |  | Transition Incentive Program | Somerset | 8873 | 5 | 14.96 | Commercial | No | Behind the Meter | Net-metered non-residential rooftop and canopy |  | None | Maier Solar Engineering dba Solar Me | PSE&G | Accepted | 2020-12-22 | 2020-12-24 | 2021-12-24 | Hanwha | Q.CELL DUO BLK G6-340W | Solar Panels |  | 0.34 | 10 | 117 | 20 |  | Fixed | Roof
NJSTRE1546406532 |  | Transition Incentive Program | Somerset | 8873 | 5 | 14.96 | Commercial | No | Behind the Meter | Net-metered non-residential rooftop and canopy |  | None | Maier Solar Engineering dba Solar Me | PSE&G | Accepted | 2020-12-22 | 2020-12-24 | 2021-12-24 | Hanwha | Q.CELL DUO BLK G6-340W | Solar Panels |  | 0.34 | 10 | 297 | 20 |  | Fixed | Roof
NJSTRE1546406532 |  | Transition Incentive Program | Somerset | 8873 | 5 | 14.96 | Commercial | No | Behind the Meter | Net-metered non-residential rooftop and canopy |  | None | Maier Solar Engineering dba Solar Me | PSE&G | Accepted | 2020-12-22 | 2020-12-24 | 2021-12-24 | Hanwha | Q.CELL DUO BLK G6-340W | Solar Panels |  | 0.34 | 4 | 27 | 20 |  | Fixed | Roof
NJSTRE1546406533 |  | Transition Incentive Program | Teaneck Twp | 7666 | 7 | 3.36 | Residential | Yes | Behind the Meter | Net-metered residential rooftop and canopy |  | None | Bright Planet Solar | PSE&G | Accepted | 2020-12-22 | 2020-12-24 | 2021-12-24 | SOLAREDGE | SE3000H-USRGM | Inverters | 3000 |  | 1 |  |  | 0.98 |  | Outdoor | OUTSIDE
NJSTRE1546406533 |  | Transition Incentive Program | Teaneck Twp | 7666 | 7 | 3.36 | Residential | Yes | Behind the Meter | Net-metered residential rooftop and canopy |  | None | Bright Planet Solar | PSE&G | Accepted | 2020-12-22 | 2020-12-24 | 2021-12-24 | LONGI | LR6-60HPB-305M | Solar Panels |  | 0.305 | 11 | 209 | 14 |  | Fixed | Roof
NJSTRE1546406541 |  | Transition Incentive Program | Keyport | 7735 | 17 | 8.82 | Residential | Yes | Behind the Meter | Net-metered residential rooftop and canopy |  | None | Solar Energy World | JCP&L | Accepted | 2020-12-22 | 2020-12-24 | 2021-12-24 | SolarEdge Technologies | SE7600H-USRGM | Inverters | 7600 |  | 1 |  |  | 0.985 |  | Outside | near meter
NJSTRE1546406541 |  | Transition Incentive Program | Keyport | 7735 | 17 | 8.82 | Residential | Yes | Behind the Meter | Net-metered residential rooftop and canopy |  | None | Solar Energy World | JCP&L | Accepted | 2020-12-22 | 2020-12-24 | 2021-12-24 | Hanwha | Q.PEAK DUO BLK-G5 315 | Solar Panels |  | 0.315 | 13 | 67 | 30 |  | Fixed | Roof
NJSTRE1546406541 |  | Transition Incentive Program | Keyport | 7735 | 17 | 8.82 | Residential | Yes | Behind the Meter | Net-metered residential rooftop and canopy |  | None | Solar Energy World | JCP&L | Accepted | 2020-12-22 | 2020-12-24 | 2021-12-24 | Hanwha | Q.PEAK DUO BLK-G5 315 | Solar Panels |  | 0.315 | 7 | 338 | 14 |  | Fixed | Roof
NJSTRE1546406541 |  | Transition Incentive Program | Keyport | 7735 | 17 | 8.82 | Residential | Yes | Behind the Meter | Net-metered residential rooftop and canopy |  | None | Solar Energy World | JCP&L | Accepted | 2020-12-22 | 2020-12-24 | 2021-12-24 | Hanwha | Q.PEAK DUO BLK-G5 315 | Solar Panels |  | 0.315 | 8 | 158 | 14 |  | Fixed | Roof
NJSTRE1546406553 |  | Transition Incentive Program | Hillsborough TWP | 8844 | 5 | 16.32 | Residential | Yes | Behind the Meter | Net-metered residential rooftop and canopy |  | None | Tesla Energy Operations Inc. | PSE&G | Accepted | 2020-12-22 | 2020-12-24 | 2021-12-24 | SolarEdge Technologies | SE7600H-US [240V] | Inverters | 7600 |  | 2 |  |  | 0.99 |  | Outside | Outside
NJSTRE1546406553 |  | Transition Incentive Program | Hillsborough TWP | 8844 | 5 | 16.32 | Residential | Yes | Behind the Meter | Net-metered residential rooftop and canopy |  | None | Tesla Energy Operations Inc. | PSE&G | Accepted | 2020-12-22 | 2020-12-24 | 2021-12-24 | Hanwha Q-CELLS | Q.Peak DUO BLK-G6+ 340 | Solar Panels |  | 0.34 | 5 | 75 | 40 |  | Fixed | Roof
NJSTRE1546406553 |  | Transition Incentive Program | Hillsborough TWP | 8844 | 5 | 16.32 | Residential | Yes | Behind the Meter | Net-metered residential rooftop and canopy |  | None | Tesla Energy Operations Inc. | PSE&G | Accepted | 2020-12-22 | 2020-12-24 | 2021-12-24 | Hanwha Q-CELLS | Q.Peak DUO BLK-G6+ 340 | Solar Panels |  | 0.34 | 6 | 255 | 40 |  | Fixed | Roof
NJSTRE1546406553 |  | Transition Incentive Program | Hillsborough TWP | 8844 | 5 | 16.32 | Residential | Yes | Behind the Meter | Net-metered residential rooftop and canopy |  | None | Tesla Energy Operations Inc. | PSE&G | Accepted | 2020-12-22 | 2020-12-24 | 2021-12-24 | Hanwha Q-CELLS | Q.Peak DUO BLK-G6+ 340 | Solar Panels |  | 0.34 | 6 | 76 | 37 |  | Fixed | Roof
NJSTRE1546406553 |  | Transition Incentive Program | Hillsborough TWP | 8844 | 5 | 16.32 | Residential | Yes | Behind the Meter | Net-metered residential rooftop and canopy |  | None | Tesla Energy Operations Inc. | PSE&G | Accepted | 2020-12-22 | 2020-12-24 | 2021-12-24 | Hanwha Q-CELLS | Q.Peak DUO BLK-G6+ 340 | Solar Panels |  | 0.34 | 4 | 255 | 37 |  | Fixed | Roof
NJSTRE1546406553 |  | Transition Incentive Program | Hillsborough TWP | 8844 | 5 | 16.32 | Residential | Yes | Behind the Meter | Net-metered residential rooftop and canopy |  | None | Tesla Energy Operations Inc. | PSE&G | Accepted | 2020-12-22 | 2020-12-24 | 2021-12-24 | Hanwha Q-CELLS | Q.Peak DUO BLK-G6+ 340 | Solar Panels |  | 0.34 | 6 | 256 | 37 |  | Fixed | Roof
NJSTRE1546406553 |  | Transition Incentive Program | Hillsborough TWP | 8844 | 5 | 16.32 | Residential | Yes | Behind the Meter | Net-metered residential rooftop and canopy |  | None | Tesla Energy Operations Inc. | PSE&G | Accepted | 2020-12-22 | 2020-12-24 | 2021-12-24 | Hanwha Q-CELLS | Q.Peak DUO BLK-G6+ 340 | Solar Panels |  | 0.34 | 9 | 165 | 30 |  | Fixed | Roof
NJSTRE1546406553 |  | Transition Incentive Program | Hillsborough TWP | 8844 | 5 | 16.32 | Residential | Yes | Behind the Meter | Net-metered residential rooftop and canopy |  | None | Tesla Energy Operations Inc. | PSE&G | Accepted | 2020-12-22 | 2020-12-24 | 2021-12-24 | Hanwha Q-CELLS | Q.Peak DUO BLK-G6+ 340 | Solar Panels |  | 0.34 | 12 | 345 | 30 |  | Fixed | Roof
NJSTRE1546406556 |  | Transition Incentive Program | Plainfield City | 7060 | 10 | 5.6 | Residential | Yes | Behind the Meter | Net-metered residential rooftop and canopy |  | None | Bright Planet Solar | PSE&G | Accepted | 2020-12-22 | 2020-12-24 | 2021-12-24 | SOLAREDGE | SE5000H-USRGM | Inverters | 5000 |  | 1 |  |  | 0.98 |  | Outdoor | OUTSIDE
NJSTRE1546406556 |  | Transition Incentive Program | Plainfield City | 7060 | 10 | 5.6 | Residential | Yes | Behind the Meter | Net-metered residential rooftop and canopy |  | None | Bright Planet Solar | PSE&G | Accepted | 2020-12-22 | 2020-12-24 | 2021-12-24 | SUNPOWER | SPR-A400 | Solar Panels |  | 0.4 | 14 | 175 | 39 |  | Fixed | Roof
NJSTRE1546406559 |  | Transition Incentive Program | Pleasantville | 8232 | 19 | 7.48 | Residential | Yes | Behind the Meter | Net-metered residential rooftop and canopy |  | None | Castle Energy, LLC | AC Electric | Accepted | 2020-12-22 | 2020-12-24 | 2021-12-24 | Enphase Energy | IQ7-60-2-US | Inverters | 240 |  | 22 |  |  | 0.967 |  | Outdoor | on the rooftop under each solar panel
NJSTRE1546406559 |  | Transition Incentive Program | Pleasantville | 8232 | 19 | 7.48 | Residential | Yes | Behind the Meter | Net-metered residential rooftop and canopy |  | None | Castle Energy, LLC | AC Electric | Accepted | 2020-12-22 | 2020-12-24 | 2021-12-24 | Hanwha Q-Cells | Q.Peak DUO BLK-G6 340 | Solar Panels |  | 0.34 | 6 | 125 | 33 |  | Fixed | Roof
NJSTRE1546406559 |  | Transition Incentive Program | Pleasantville | 8232 | 19 | 7.48 | Residential | Yes | Behind the Meter | Net-metered residential rooftop and canopy |  | None | Castle Energy, LLC | AC Electric | Accepted | 2020-12-22 | 2020-12-24 | 2021-12-24 | Hanwha Q-Cells | Q.Peak DUO BLK-G6 340 | Solar Panels |  | 0.34 | 6 | 0 | 0 |  | Fixed | Roof
NJSTRE1546406559 |  | Transition Incentive Program | Pleasantville | 8232 | 19 | 7.48 | Residential | Yes | Behind the Meter | Net-metered residential rooftop and canopy |  | None | Castle Energy, LLC | AC Electric | Accepted | 2020-12-22 | 2020-12-24 | 2021-12-24 | Hanwha Q-Cells | Q.Peak DUO BLK-G6 340 | Solar Panels |  | 0.34 | 10 | 215 | 33 |  | Fixed | Roof
NJSTRE1546406566 |  | Transition Incentive Program | Mays Landing | 8330 | 19 | 12.24 | Residential | Yes | Behind the Meter | Net-metered residential rooftop and canopy |  | None | Trinity Solar | AC Electric | Accepted | 2020-12-22 | 2020-12-24 | 2021-12-24 | Solar Edge | SE10000 | Inverters | 10000 |  | 1 |  |  | 0.97 |  | Outside | side of home
NJSTRE1546406566 |  | Transition Incentive Program | Mays Landing | 8330 | 19 | 12.24 | Residential | Yes | Behind the Meter | Net-metered residential rooftop and canopy |  | None | Trinity Solar | AC Electric | Accepted | 2020-12-22 | 2020-12-24 | 2021-12-24 | Hanwha | Q.PEAK DUO BLK-G6 340 | Solar Panels |  | 0.34 | 7 | 230 | 34 |  | Fixed | Roof
NJSTRE1546406566 |  | Transition Incentive Program | Mays Landing | 8330 | 19 | 12.24 | Residential | Yes | Behind the Meter | Net-metered residential rooftop and canopy |  | None | Trinity Solar | AC Electric | Accepted | 2020-12-22 | 2020-12-24 | 2021-12-24 | Hanwha | Q.PEAK DUO BLK-G6 340 | Solar Panels |  | 0.34 | 8 | 230 | 7 |  | Fixed | Roof
NJSTRE1546406566 |  | Transition Incentive Program | Mays Landing | 8330 | 19 | 12.24 | Residential | Yes | Behind the Meter | Net-metered residential rooftop and canopy |  | None | Trinity Solar | AC Electric | Accepted | 2020-12-22 | 2020-12-24 | 2021-12-24 | Hanwha | Q.PEAK DUO BLK-G6 340 | Solar Panels |  | 0.34 | 14 | 230 | 34 |  | Fixed | Roof
NJSTRE1546406566 |  | Transition Incentive Program | Mays Landing | 8330 | 19 | 12.24 | Residential | Yes | Behind the Meter | Net-metered residential rooftop and canopy |  | None | Trinity Solar | AC Electric | Accepted | 2020-12-22 | 2020-12-24 | 2021-12-24 | Hanwha | Q.PEAK DUO BLK-G6 340 | Solar Panels |  | 0.34 | 7 | 140 | 34 |  | Fixed | Roof
NJSTRE1546406570 |  | Transition Incentive Program | Pleasantville | 8232 | 19 | 5.1 | Residential | Yes | Behind the Meter | Net-metered residential rooftop and canopy |  | None | Castle Energy, LLC | AC Electric | Accepted | 2020-12-22 | 2020-12-24 | 2021-12-24 | Enphase Energy | IQ7-60-2-US | Inverters | 240 |  | 15 |  |  | 0.967 |  | Outdoor | on the rooftop under each solar panel
NJSTRE1546406570 |  | Transition Incentive Program | Pleasantville | 8232 | 19 | 5.1 | Residential | Yes | Behind the Meter | Net-metered residential rooftop and canopy |  | None | Castle Energy, LLC | AC Electric | Accepted | 2020-12-22 | 2020-12-24 | 2021-12-24 | Hanwha Q-Cells | Q.Peak DUO BLK-G6 340 | Solar Panels |  | 0.34 | 3 | 35 | 38 |  | Fixed | Roof
NJSTRE1546406570 |  | Transition Incentive Program | Pleasantville | 8232 | 19 | 5.1 | Residential | Yes | Behind the Meter | Net-metered residential rooftop and canopy |  | None | Castle Energy, LLC | AC Electric | Accepted | 2020-12-22 | 2020-12-24 | 2021-12-24 | Hanwha Q-Cells | Q.Peak DUO BLK-G6 340 | Solar Panels |  | 0.34 | 12 | 205 | 5 |  | Fixed | Roof
NJSTRE1546406572 |  | Transition Incentive Program | Tuckerton | 8087 | 18 | 22.4 | Residential | No | Behind the Meter | Net-metered residential rooftop and canopy |  | None | Orbit Energy & Power, LLC | AC Electric | Accepted | 2020-12-22 | 2020-12-24 | 2021-12-24 | ENPHASE ENERGY | IQ7-60-2-US | Inverters | 240 |  | 70 |  |  | 0.99 |  | Other | UNDER EACH PANEL
NJSTRE1546406572 |  | Transition Incentive Program | Tuckerton | 8087 | 18 | 22.4 | Residential | No | Behind the Meter | Net-metered residential rooftop and canopy |  | None | Orbit Energy & Power, LLC | AC Electric | Accepted | 2020-12-22 | 2020-12-24 | 2021-12-24 | HANWHA | Q PEAK CELLS 320W | Solar Panels |  | 0.32 | 4 | 265 | 20 |  | Fixed | Roof
NJSTRE1546406572 |  | Transition Incentive Program | Tuckerton | 8087 | 18 | 22.4 | Residential | No | Behind the Meter | Net-metered residential rooftop and canopy |  | None | Orbit Energy & Power, LLC | AC Electric | Accepted | 2020-12-22 | 2020-12-24 | 2021-12-24 | HANWHA | Q PEAK CELLS 320W | Solar Panels |  | 0.32 | 9 | 85 | 5 |  | Fixed | Roof
NJSTRE1546406572 |  | Transition Incentive Program | Tuckerton | 8087 | 18 | 22.4 | Residential | No | Behind the Meter | Net-metered residential rooftop and canopy |  | None | Orbit Energy & Power, LLC | AC Electric | Accepted | 2020-12-22 | 2020-12-24 | 2021-12-24 | HANWHA | Q PEAK CELLS 320W | Solar Panels |  | 0.32 | 19 | 174 | 20 |  | Fixed | Roof
NJSTRE1546406572 |  | Transition Incentive Program | Tuckerton | 8087 | 18 | 22.4 | Residential | No | Behind the Meter | Net-metered residential rooftop and canopy |  | None | Orbit Energy & Power, LLC | AC Electric | Accepted | 2020-12-22 | 2020-12-24 | 2021-12-24 | HANWHA | Q PEAK CELLS 320W | Solar Panels |  | 0.32 | 6 | 85 | 20 |  | Fixed | Roof
NJSTRE1546406572 |  | Transition Incentive Program | Tuckerton | 8087 | 18 | 22.4 | Residential | No | Behind the Meter | Net-metered residential rooftop and canopy |  | None | Orbit Energy & Power, LLC | AC Electric | Accepted | 2020-12-22 | 2020-12-24 | 2021-12-24 | HANWHA | Q PEAK CELLS 320W | Solar Panels |  | 0.32 | 12 | 85 | 20 |  | Fixed | Roof
NJSTRE1546406572 |  | Transition Incentive Program | Tuckerton | 8087 | 18 | 22.4 | Residential | No | Behind the Meter | Net-metered residential rooftop and canopy |  | None | Orbit Energy & Power, LLC | AC Electric | Accepted | 2020-12-22 | 2020-12-24 | 2021-12-24 | HANWHA | Q PEAK CELLS 320W | Solar Panels |  | 0.32 | 20 | 354 | 20 |  | Fixed | Roof
NJSTRE1546406580 |  | Transition Incentive Program | Pleasantville | 8232 | 19 | 13.86 | Residential | Yes | Behind the Meter | Net-metered residential rooftop and canopy |  | None | Bright Planet Solar | PSE&G | Accepted | 2020-12-22 | 2020-12-24 | 2021-12-24 | SOLAREDGE | SE11400H-USRGM | Inverters | 11400 |  | 1 |  |  | 0.98 |  | Outdoor | OUTSIDE
NJSTRE1546406580 |  | Transition Incentive Program | Pleasantville | 8232 | 19 | 13.86 | Residential | Yes | Behind the Meter | Net-metered residential rooftop and canopy |  | None | Bright Planet Solar | PSE&G | Accepted | 2020-12-22 | 2020-12-24 | 2021-12-24 | HANWHA Q-CELLS | Q.PEAK DUO BLK-G5 315W | Solar Panels |  | 0.315 | 7 | 297 | 26 |  | Fixed | Roof
NJSTRE1546406580 |  | Transition Incentive Program | Pleasantville | 8232 | 19 | 13.86 | Residential | Yes | Behind the Meter | Net-metered residential rooftop and canopy |  | None | Bright Planet Solar | PSE&G | Accepted | 2020-12-22 | 2020-12-24 | 2021-12-24 | HANWHA Q-CELLS | Q.PEAK DUO BLK-G5 315W | Solar Panels |  | 0.315 | 2 | 297 | 26 |  | Fixed | Roof
NJSTRE1546406580 |  | Transition Incentive Program | Pleasantville | 8232 | 19 | 13.86 | Residential | Yes | Behind the Meter | Net-metered residential rooftop and canopy |  | None | Bright Planet Solar | PSE&G | Accepted | 2020-12-22 | 2020-12-24 | 2021-12-24 | HANWHA-CELLS | Q.PEAK DUO BLK-G5 315W | Solar Panels |  | 0.315 | 11 | 117 | 26 |  | Fixed | Roof
NJSTRE1546406580 |  | Transition Incentive Program | Pleasantville | 8232 | 19 | 13.86 | Residential | Yes | Behind the Meter | Net-metered residential rooftop and canopy |  | None | Bright Planet Solar | PSE&G | Accepted | 2020-12-22 | 2020-12-24 | 2021-12-24 | HANWHA Q-CELLS | Q.PEAK DUO BLK-G5 315W | Solar Panels |  | 0.315 | 16 | 27 | 26 |  | Fixed | Roof
NJSTRE1546406580 |  | Transition Incentive Program | Pleasantville | 8232 | 19 | 13.86 | Residential | Yes | Behind the Meter | Net-metered residential rooftop and canopy |  | None | Bright Planet Solar | PSE&G | Accepted | 2020-12-22 | 2020-12-24 | 2021-12-24 | HANWHA Q-CELLS | Q.PEAK DUO BLK-G5 315W | Solar Panels |  | 0.315 | 8 | 207 | 26 |  | Fixed | Roof
NJSTRE1546406590 |  | Transition Incentive Program | Mount Laurel TWP | 8054 | 13 | 9.52 | Residential | Yes | Behind the Meter | Net-metered residential rooftop and canopy |  | None | Tesla Energy Operations Inc. | PSE&G | Accepted | 2020-12-22 | 2020-12-24 | 2021-12-24 | Delta Electronics | M8-TL-US [240V] | Inverters | 7680 |  | 1 |  |  | 0.975 |  | Indoor | Inside
NJSTRE1546406590 |  | Transition Incentive Program | Mount Laurel TWP | 8054 | 13 | 9.52 | Residential | Yes | Behind the Meter | Net-metered residential rooftop and canopy |  | None | Tesla Energy Operations Inc. | PSE&G | Accepted | 2020-12-22 | 2020-12-24 | 2021-12-24 | Hanwha Q-CELLS | Q.Peak DUO BLK-G6+ 340 | Solar Panels |  | 0.34 | 28 | 147 | 40 |  | Fixed | Roof
NJSTRE1546406636 |  | Transition Incentive Program | Garfield City | 7026 | 7 | 4.03 | Residential | Yes | Behind the Meter | Net-metered residential rooftop and canopy |  | None | Bright Planet Solar | PSE&G | Accepted | 2020-12-22 | 2020-12-24 | 2021-12-24 | SOLAREDGE | SE3800H-USRGM | Inverters | 3800 |  | 1 |  |  | 0.98 |  | Outdoor | OUTSIDE
NJSTRE1546406636 |  | Transition Incentive Program | Garfield City | 7026 | 7 | 4.03 | Residential | Yes | Behind the Meter | Net-metered residential rooftop and canopy |  | None | Bright Planet Solar | PSE&G | Accepted | 2020-12-22 | 2020-12-24 | 2021-12-24 | LONGI | LR6-60HPB-310M | Solar Panels |  | 0.31 | 13 | 292 | 3 |  | Fixed | Roof
NJSTRE1546406645 |  | Transition Incentive Program | Somerset | 8873 | 5 | 5.56 | Residential | Yes | Behind the Meter | Net-metered residential rooftop and canopy |  | PSEG | Fusion Solar Energy LLC | PSE&G | Accepted | 2020-12-29 | 2020-12-31 | 2021-12-31 | Sunpower | Type E | Inverters | 320 |  | 17 |  |  | 0.94 |  | Outdoor | Roof Top
NJSTRE1546406645 |  | Transition Incentive Program | Somerset | 8873 | 5 | 5.56 | Residential | Yes | Behind the Meter | Net-metered residential rooftop and canopy |  | PSEG | Fusion Solar Energy LLC | PSE&G | Accepted | 2020-12-29 | 2020-12-31 | 2021-12-31 | Sunpower | 327 e ac | Solar Panels |  | 0.327 | 17 | South, North | 21 |  | Fixed | Roof
NJSTRE1546406659 |  | Transition Incentive Program | Hammonton | 8037 | 19 | 14.06 | Residential | Yes | Behind the Meter | Net-metered residential rooftop and canopy |  | None | Ad Energy | AC Electric | Accepted | 2020-12-22 | 2020-12-24 | 2021-12-24 | Enphase Energy | IQ7XS-96-ACM-US | Inverters | 315 |  | 43 |  |  | 0.975 |  | Outdoor | At each panel
NJSTRE1546406659 |  | Transition Incentive Program | Hammonton | 8037 | 19 | 14.06 | Residential | Yes | Behind the Meter | Net-metered residential rooftop and canopy |  | None | Ad Energy | AC Electric | Accepted | 2020-12-22 | 2020-12-24 | 2021-12-24 | SunPower | SPR-E20-327-E-AC | Solar Panels |  | 0.327 | 11 | 166 | 9 |  | Fixed | Roof
NJSTRE1546406659 |  | Transition Incentive Program | Hammonton | 8037 | 19 | 14.06 | Residential | Yes | Behind the Meter | Net-metered residential rooftop and canopy |  | None | Ad Energy | AC Electric | Accepted | 2020-12-22 | 2020-12-24 | 2021-12-24 | SunPower | SPR-E20-327-E-AC | Solar Panels |  | 0.327 | 13 | 166 | 35 |  | Fixed | Roof
NJSTRE1546406659 |  | Transition Incentive Program | Hammonton | 8037 | 19 | 14.06 | Residential | Yes | Behind the Meter | Net-metered residential rooftop and canopy |  | None | Ad Energy | AC Electric | Accepted | 2020-12-22 | 2020-12-24 | 2021-12-24 | SunPower | SPR-E20-327-E-AC | Solar Panels |  | 0.327 | 19 | 166 | 33 |  | Fixed | Roof
NJSTRE1546406670 |  | Transition Incentive Program | Little Falls TWP | 7424 | 6 | 8.5 | Residential | Yes | Behind the Meter | Net-metered residential rooftop and canopy |  | None | Tesla Energy Operations Inc. | PSE&G | Accepted | 2020-12-22 | 2020-12-24 | 2021-12-24 | SolarEdge Technologies | SE10000H-US [240V] | Inverters | 10000 |  | 1 |  |  | 0.99 |  | Outside | Outside
NJSTRE1546406670 |  | Transition Incentive Program | Little Falls TWP | 7424 | 6 | 8.5 | Residential | Yes | Behind the Meter | Net-metered residential rooftop and canopy |  | None | Tesla Energy Operations Inc. | PSE&G | Accepted | 2020-12-22 | 2020-12-24 | 2021-12-24 | Hanwha Q-CELLS | Q.Peak DUO BLK-G6+ 340 | Solar Panels |  | 0.34 | 5 | 22 | 23 |  | Fixed | Roof
NJSTRE1546406670 |  | Transition Incentive Program | Little Falls TWP | 7424 | 6 | 8.5 | Residential | Yes | Behind the Meter | Net-metered residential rooftop and canopy |  | None | Tesla Energy Operations Inc. | PSE&G | Accepted | 2020-12-22 | 2020-12-24 | 2021-12-24 | Hanwha Q-CELLS | Q.Peak DUO BLK-G6+ 340 | Solar Panels |  | 0.34 | 20 | 202 | 23 |  | Fixed | Roof
NJSTRE1546406676 |  | Transition Incentive Program | Deptford | 8096 | 15 | 7.68 | Residential | No | Behind the Meter | Net-metered residential rooftop and canopy |  | None | Orbit Energy & Power, LLC | PSE&G | Accepted | 2020-12-22 | 2020-12-24 | 2021-12-24 | ENPHASE ENERGY | IQ7-60-2-US | Inverters | 240 |  | 24 |  |  | 0.99 |  | Other | UNDER EACH PANEL
NJSTRE1546406676 |  | Transition Incentive Program | Deptford | 8096 | 15 | 7.68 | Residential | No | Behind the Meter | Net-metered residential rooftop and canopy |  | None | Orbit Energy & Power, LLC | PSE&G | Accepted | 2020-12-22 | 2020-12-24 | 2021-12-24 | HANWHA | Q PEAK CELLS 320W | Solar Panels |  | 0.32 | 6 | 310 | 20 |  | Fixed | Roof
NJSTRE1546406676 |  | Transition Incentive Program | Deptford | 8096 | 15 | 7.68 | Residential | No | Behind the Meter | Net-metered residential rooftop and canopy |  | None | Orbit Energy & Power, LLC | PSE&G | Accepted | 2020-12-22 | 2020-12-24 | 2021-12-24 | HANWHA | Q PEAK CELLS 320W | Solar Panels |  | 0.32 | 18 | 130 | 20 |  | Fixed | Roof
NJSTRE1546406697 |  | Transition Incentive Program | Egg Harbor Township | 8234 | 19 | 7.82 | Residential | Yes | Behind the Meter | Net-metered residential rooftop and canopy |  | None | Trinity Solar | AC Electric | Accepted | 2020-12-22 | 2020-12-24 | 2021-12-24 | Solar Edge | SE6000 | Inverters | 6000 |  | 1 |  |  | 0.97 |  | Outside | side of home
NJSTRE1546406697 |  | Transition Incentive Program | Egg Harbor Township | 8234 | 19 | 7.82 | Residential | Yes | Behind the Meter | Net-metered residential rooftop and canopy |  | None | Trinity Solar | AC Electric | Accepted | 2020-12-22 | 2020-12-24 | 2021-12-24 | Hanwha | Q.PEAK DUO BLK-G6 340 | Solar Panels |  | 0.34 | 11 | 218 | 42 |  | Fixed | Roof
NJSTRE1546406697 |  | Transition Incentive Program | Egg Harbor Township | 8234 | 19 | 7.82 | Residential | Yes | Behind the Meter | Net-metered residential rooftop and canopy |  | None | Trinity Solar | AC Electric | Accepted | 2020-12-22 | 2020-12-24 | 2021-12-24 | Hanwha | Q.PEAK DUO BLK-G6 340 | Solar Panels |  | 0.34 | 12 | 128 | 34 |  | Fixed | Roof
NJSTRE1546406725 |  | Transition Incentive Program | Carteret Boro | 7008 | 11 | 3.66 | Residential | Yes | Behind the Meter | Net-metered residential rooftop and canopy |  | None | Bright Planet Solar | PSE&G | Accepted | 2020-12-22 | 2020-12-24 | 2021-12-24 | SOLAR EDGE | SE3000H-USRGM | Inverters | 3000 |  | 1 |  |  | 0.98 |  | Outdoor | OUTSIDE
NJSTRE1546406725 |  | Transition Incentive Program | Carteret Boro | 7008 | 11 | 3.66 | Residential | Yes | Behind the Meter | Net-metered residential rooftop and canopy |  | None | Bright Planet Solar | PSE&G | Accepted | 2020-12-22 | 2020-12-24 | 2021-12-24 | HANWHA Q-CELLS | Q.PEAK DUO BLK-G5 305W | Solar Panels |  | 0.305 | 2 | 124 | 18 |  | Fixed | Roof
NJSTRE1546406725 |  | Transition Incentive Program | Carteret Boro | 7008 | 11 | 3.66 | Residential | Yes | Behind the Meter | Net-metered residential rooftop and canopy |  | None | Bright Planet Solar | PSE&G | Accepted | 2020-12-22 | 2020-12-24 | 2021-12-24 | HANWHA Q-CELLS | Q.PEAK DUO BLK-G5 305W | Solar Panels |  | 0.305 | 10 | 215 | 45 |  | Fixed | Roof
NJSTRE1546406733 |  | Transition Incentive Program | Hackettstown | 7840 | 2 | 10.98 | Residential | Yes | Behind the Meter | Net-metered residential rooftop and canopy |  | None | Sunrun Installation Services, Inc. | JCP&L | Accepted | 2020-12-22 | 2020-12-28 | 2021-12-28 | Enphase Energy | IQ7-60-x-US (240V) | Inverters | 240 |  | 36 |  |  | 0.96 |  | Outdoor | Rooftop
NJSTRE1546406733 |  | Transition Incentive Program | Hackettstown | 7840 | 2 | 10.98 | Residential | Yes | Behind the Meter | Net-metered residential rooftop and canopy |  | None | Sunrun Installation Services, Inc. | JCP&L | Accepted | 2020-12-22 | 2020-12-28 | 2021-12-28 | LONGi Green Energy Technology Co Ltd | LR6-60HPB-305M | Solar Panels |  | 0.305 | 24 | 312 | 34 |  | Fixed | Roof
NJSTRE1546406733 |  | Transition Incentive Program | Hackettstown | 7840 | 2 | 10.98 | Residential | Yes | Behind the Meter | Net-metered residential rooftop and canopy |  | None | Sunrun Installation Services, Inc. | JCP&L | Accepted | 2020-12-22 | 2020-12-28 | 2021-12-28 | LONGi Green Energy Technology Co Ltd | LR6-60HPB-305M | Solar Panels |  | 0.305 | 12 | 132 | 34 |  | Fixed | Roof
NJSTRE1546406734 |  | Transition Incentive Program | Roselle Park | 7204 | 10 | 4.76 | Residential | Yes | Behind the Meter | Net-metered residential rooftop and canopy |  | None | Trinity Solar | PSE&G | Accepted | 2020-12-22 | 2020-12-28 | 2021-12-28 | Solar edge | SE3800 | Inverters | 3800 |  | 1 |  |  | 0.97 |  | Outside | side of home
NJSTRE1546406734 |  | Transition Incentive Program | Roselle Park | 7204 | 10 | 4.76 | Residential | Yes | Behind the Meter | Net-metered residential rooftop and canopy |  | None | Trinity Solar | PSE&G | Accepted | 2020-12-22 | 2020-12-28 | 2021-12-28 | Hanwha | Q.PEAK DUO BLK-G6 340 | Solar Panels |  | 0.34 | 14 | 170 | 36 |  | Fixed | Roof
NJSTRE1546407345 |  | Transition Incentive Program | Marlboro | 7746 | 17 | 15.25 | Residential | No | Behind the Meter | Net-metered residential rooftop and canopy |  | None | Bright Planet Solar | JCP&L | Accepted | 2020-12-22 | 2020-12-24 | 2021-12-24 | SOLAREDGE | SE11400H-USRGM | Inverters | 11400 |  | 1 |  |  | 0.98 |  | Outdoor | OUTSIDE
NJSTRE1546407345 |  | Transition Incentive Program | Marlboro | 7746 | 17 | 15.25 | Residential | No | Behind the Meter | Net-metered residential rooftop and canopy |  | None | Bright Planet Solar | JCP&L | Accepted | 2020-12-22 | 2020-12-24 | 2021-12-24 | LONGI | LR6-60HPB-305M | Solar Panels |  | 0.305 | 28 | 65 | 22 |  | Fixed | Roof
NJSTRE1546407345 |  | Transition Incentive Program | Marlboro | 7746 | 17 | 15.25 | Residential | No | Behind the Meter | Net-metered residential rooftop and canopy |  | None | Bright Planet Solar | JCP&L | Accepted | 2020-12-22 | 2020-12-24 | 2021-12-24 | LONGI | LR6-60HPB-305M | Solar Panels |  | 0.305 | 22 | 245 | 22 |  | Fixed | Roof
NJSTRE1546407762 |  | Transition Incentive Program | Secaucus | 7094 | 8 | 316.44 | School Public K-12 | No | Behind the Meter | Net-metered non-residential rooftop and canopy |  | None | LB Electric Co., LLC | PSE&G | Final As-Built Received | 2020-12-23 | 2020-12-29 |  | Hyundai | HiS-S340RI | Solar Panels |  | 0.34 | 198 | 209 | 5 |  | Fixed | Roof
NJSTRE1546407762 |  | Transition Incentive Program | Secaucus | 7094 | 8 | 316.44 | School Public K-12 | No | Behind the Meter | Net-metered non-residential rooftop and canopy |  | None | LB Electric Co., LLC | PSE&G | Final As-Built Received | 2020-12-23 | 2020-12-29 |  | Hyundai | HiS-S340RI | Solar Panels |  | 0.34 | 192 | 179 | 5 |  | Fixed | Roof
NJSTRE1546407762 |  | Transition Incentive Program | Secaucus | 7094 | 8 | 316.44 | School Public K-12 | No | Behind the Meter | Net-metered non-residential rooftop and canopy |  | None | LB Electric Co., LLC | PSE&G | Final As-Built Received | 2020-12-23 | 2020-12-29 |  | Hyundai | HiS-S340RI | Solar Panels |  | 0.34 | 240 | 149 | 7 |  | Fixed | Roof
NJSTRE1546407762 |  | Transition Incentive Program | Secaucus | 7094 | 8 | 316.44 | School Public K-12 | No | Behind the Meter | Net-metered non-residential rooftop and canopy |  | None | LB Electric Co., LLC | PSE&G | Final As-Built Received | 2020-12-23 | 2020-12-29 |  | Hyundai | HiS-S355RI | Solar Panels |  | 0.355 | 192 | 159 | 5 |  | Fixed | Roof
NJSTRE1546407762 |  | Transition Incentive Program | Secaucus | 7094 | 8 | 316.44 | School Public K-12 | No | Behind the Meter | Net-metered non-residential rooftop and canopy |  | None | LB Electric Co., LLC | PSE&G | Final As-Built Received | 2020-12-23 | 2020-12-29 |  | Hyundai | HiS-S355RI | Solar Panels |  | 0.355 | 96 | 139 | 5 |  | Fixed | Roof
NJSTRE1546407762 |  | Transition Incentive Program | Secaucus | 7094 | 8 | 316.44 | School Public K-12 | No | Behind the Meter | Net-metered non-residential rooftop and canopy |  | None | LB Electric Co., LLC | PSE&G | Final As-Built Received | 2020-12-23 | 2020-12-29 |  | SMA | TriPower 15000TL-Us | Inverters | 15000 |  | 2 |  |  | 0.98 |  | Outdoor | Roof
NJSTRE1546407762 |  | Transition Incentive Program | Secaucus | 7094 | 8 | 316.44 | School Public K-12 | No | Behind the Meter | Net-metered non-residential rooftop and canopy |  | None | LB Electric Co., LLC | PSE&G | Final As-Built Received | 2020-12-23 | 2020-12-29 |  | SMA | TriPower 20000TL-US | Inverters | 20000 |  | 4 |  |  | 0.98 |  | Outdoor | Roof
NJSTRE1546407762 |  | Transition Incentive Program | Secaucus | 7094 | 8 | 316.44 | School Public K-12 | No | Behind the Meter | Net-metered non-residential rooftop and canopy |  | None | LB Electric Co., LLC | PSE&G | Final As-Built Received | 2020-12-23 | 2020-12-29 |  | SMA | TriPower 30000TL-US | Inverters | 30000 |  | 5 |  |  | 0.98 |  | Outdoor | Roof
NJSTRE1546407762 |  | Transition Incentive Program | Secaucus | 7094 | 8 | 316.44 | School Public K-12 | No | Behind the Meter | Net-metered non-residential rooftop and canopy |  | None | LB Electric Co., LLC | PSE&G | Final As-Built Received | 2020-12-23 | 2020-12-29 |  | Elkor | Mark II | Meters |  |  | 1 |  |  |  | Yes | Indoor
NJSTRE1546408618 |  | Transition Incentive Program | Carteret | 7008 | 11 | 6.41 | Residential | Yes | Behind the Meter | Net-metered residential rooftop and canopy |  | None | Sunrun Installation Services, Inc. | PSE&G | Accepted | 2020-12-22 | 2020-12-28 | 2021-12-28 | Enphase Energy | IQ7-60-x-US (240V) | Inverters | 240 |  | 21 |  |  | 0.96 |  | Outdoor | Rooftop
NJSTRE1546408618 |  | Transition Incentive Program | Carteret | 7008 | 11 | 6.41 | Residential | Yes | Behind the Meter | Net-metered residential rooftop and canopy |  | None | Sunrun Installation Services, Inc. | PSE&G | Accepted | 2020-12-22 | 2020-12-28 | 2021-12-28 | LONGi Green Energy Technology Co Ltd | LR6-60HPB-305M | Solar Panels |  | 0.305 | 6 | 36 | 41 |  | Fixed | Roof
NJSTRE1546408618 |  | Transition Incentive Program | Carteret | 7008 | 11 | 6.41 | Residential | Yes | Behind the Meter | Net-metered residential rooftop and canopy |  | None | Sunrun Installation Services, Inc. | PSE&G | Accepted | 2020-12-22 | 2020-12-28 | 2021-12-28 | LONGi Green Energy Technology Co Ltd | LR6-60HPB-305M | Solar Panels |  | 0.305 | 15 | 216 | 17 |  | Fixed | Roof
NJSTRE1546408629 |  | Transition Incentive Program | Evesham Township | 8053 | 13 | 11.69 | Residential | Yes | Behind the Meter | Net-metered residential rooftop and canopy |  | None | Sun Run Inc. | PSE&G | Accepted | 2020-12-22 | 2020-12-28 | 2021-12-28 | Solar Edge | SE11400H-US [SI1] RGM | Inverters | 11400 |  | 1 |  |  | 0.99 |  | Outdoor | n/a
NJSTRE1546408629 |  | Transition Incentive Program | Evesham Township | 8053 | 13 | 11.69 | Residential | Yes | Behind the Meter | Net-metered residential rooftop and canopy |  | None | Sun Run Inc. | PSE&G | Accepted | 2020-12-22 | 2020-12-28 | 2021-12-28 | Rec Solar | REC285TP2 | Solar Panels |  | 0.285 | 12 | 135 | 34 |  | Fixed | Roof | n/a
NJSTRE1546408629 |  | Transition Incentive Program | Evesham Township | 8053 | 13 | 11.69 | Residential | Yes | Behind the Meter | Net-metered residential rooftop and canopy |  | None | Sun Run Inc. | PSE&G | Accepted | 2020-12-22 | 2020-12-28 | 2021-12-28 | Rec Solar | REC285TP2 | Solar Panels |  | 0.285 | 11 | 315 | 34 |  | Fixed | Roof | n/a
NJSTRE1546408629 |  | Transition Incentive Program | Evesham Township | 8053 | 13 | 11.69 | Residential | Yes | Behind the Meter | Net-metered residential rooftop and canopy |  | None | Sun Run Inc. | PSE&G | Accepted | 2020-12-22 | 2020-12-28 | 2021-12-28 | Rec Solar | REC285TP2 | Solar Panels |  | 0.285 | 18 | 135 | 34 |  | Fixed | Roof | n/a
NJSTRE1546408630 |  | Transition Incentive Program | Woodbridge TWP | 8830 | 11 | 5.78 | Residential | Yes | Behind the Meter | Net-metered residential rooftop and canopy |  | None | Tesla Energy Operations Inc. | PSE&G | Accepted | 2020-12-22 | 2020-12-28 | 2021-12-28 | Tesla | AC Powerwall 2.0 | Electric Storage Battery |  |  | 3 |  |  |  | Lithium Ion |  | Inside garage
NJSTRE1546408630 |  | Transition Incentive Program | Woodbridge TWP | 8830 | 11 | 5.78 | Residential | Yes | Behind the Meter | Net-metered residential rooftop and canopy |  | None | Tesla Energy Operations Inc. | PSE&G | Accepted | 2020-12-22 | 2020-12-28 | 2021-12-28 | SolarEdge Technologies | SE10000H-US [240V] | Inverters | 10000 |  | 1 |  |  | 0.99 |  | Indoor | Inside garage
NJSTRE1546408630 |  | Transition Incentive Program | Woodbridge TWP | 8830 | 11 | 5.78 | Residential | Yes | Behind the Meter | Net-metered residential rooftop and canopy |  | None | Tesla Energy Operations Inc. | PSE&G | Accepted | 2020-12-22 | 2020-12-28 | 2021-12-28 | Hanwha Q-CELLS | Q.Peak DUO BLK-G6+ 340 | Solar Panels |  | 0.34 | 3 | 352 | 26 |  | Fixed | Roof
NJSTRE1546408630 |  | Transition Incentive Program | Woodbridge TWP | 8830 | 11 | 5.78 | Residential | Yes | Behind the Meter | Net-metered residential rooftop and canopy |  | None | Tesla Energy Operations Inc. | PSE&G | Accepted | 2020-12-22 | 2020-12-28 | 2021-12-28 | Hanwha Q-CELLS | Q.Peak DUO BLK-G6+ 340 | Solar Panels |  | 0.34 | 2 | 82 | 27 |  | Fixed | Roof
NJSTRE1546408630 |  | Transition Incentive Program | Woodbridge TWP | 8830 | 11 | 5.78 | Residential | Yes | Behind the Meter | Net-metered residential rooftop and canopy |  | None | Tesla Energy Operations Inc. | PSE&G | Accepted | 2020-12-22 | 2020-12-28 | 2021-12-28 | Hanwha Q-CELLS | Q.Peak DUO BLK-G6+ 340 | Solar Panels |  | 0.34 | 4 | 262 | 27 |  | Fixed | Roof
NJSTRE1546408630 |  | Transition Incentive Program | Woodbridge TWP | 8830 | 11 | 5.78 | Residential | Yes | Behind the Meter | Net-metered residential rooftop and canopy |  | None | Tesla Energy Operations Inc. | PSE&G | Accepted | 2020-12-22 | 2020-12-28 | 2021-12-28 | Hanwha Q-CELLS | Q.Peak DUO BLK-G6+ 340 | Solar Panels |  | 0.34 | 3 | 352 | 26 |  | Fixed | Roof
NJSTRE1546408630 |  | Transition Incentive Program | Woodbridge TWP | 8830 | 11 | 5.78 | Residential | Yes | Behind the Meter | Net-metered residential rooftop and canopy |  | None | Tesla Energy Operations Inc. | PSE&G | Accepted | 2020-12-22 | 2020-12-28 | 2021-12-28 | Hanwha Q-CELLS | Q.Peak DUO BLK-G6+ 340 | Solar Panels |  | 0.34 | 2 | 172 | 26 |  | Fixed | Roof
NJSTRE1546408630 |  | Transition Incentive Program | Woodbridge TWP | 8830 | 11 | 5.78 | Residential | Yes | Behind the Meter | Net-metered residential rooftop and canopy |  | None | Tesla Energy Operations Inc. | PSE&G | Accepted | 2020-12-22 | 2020-12-28 | 2021-12-28 | Hanwha Q-CELLS | Q.Peak DUO BLK-G6+ 340 | Solar Panels |  | 0.34 | 3 | 172 | 26 |  | Fixed | Roof
NJSTRE1546408636 |  | Transition Incentive Program | Plainfield | 7062 | 10 | 5.94 | Residential | No | Behind the Meter | Net-metered residential rooftop and canopy |  | None | New Jersey Suntech | PSE&G | Accepted | 2020-12-22 | 2020-12-24 | 2021-12-24 | Solaredge | SE5000-US | Inverters | 5000 |  | 1 |  |  | 0.97 |  | Outside | Side of house
NJSTRE1546408636 |  | Transition Incentive Program | Plainfield | 7062 | 10 | 5.94 | Residential | No | Behind the Meter | Net-metered residential rooftop and canopy |  | None | New Jersey Suntech | PSE&G | Accepted | 2020-12-22 | 2020-12-24 | 2021-12-24 | Hanwha | Q.Peak Duo 330 | Solar Panels |  | 0.33 | 6 | 35 | 49 |  | Fixed | Roof
NJSTRE1546408636 |  | Transition Incentive Program | Plainfield | 7062 | 10 | 5.94 | Residential | No | Behind the Meter | Net-metered residential rooftop and canopy |  | None | New Jersey Suntech | PSE&G | Accepted | 2020-12-22 | 2020-12-24 | 2021-12-24 | Hanwha | Q.Peak Duo 330 | Solar Panels |  | 0.33 | 12 | 215 | 49 |  | Fixed | Roof
NJSTRE1546408645 |  | Transition Incentive Program | Pennsauken | 8109 | 14 | 52.93 | Residential | No | Behind the Meter | Net-metered residential rooftop and canopy |  | PSEG SL3 | Orbit Energy & Power, LLC | PSE&G | Accepted | 2020-12-22 | 2020-12-28 | 2021-12-28 | enphase energy | iq7plus-72-2-us | Inverters | 290 |  | 134 |  |  | 0.99 |  | Other | under each panel
NJSTRE1546408645 |  | Transition Incentive Program | Pennsauken | 8109 | 14 | 52.93 | Residential | No | Behind the Meter | Net-metered residential rooftop and canopy |  | PSEG SL3 | Orbit Energy & Power, LLC | PSE&G | Accepted | 2020-12-22 | 2020-12-28 | 2021-12-28 | ja solar | jam72s09 | Solar Panels |  | 0.395 | 134 | 211 | 5 |  | Fixed | Roof
NJSTRE1546408653 |  | Transition Incentive Program | New Brunswick | 8901 | 11 | 4.88 | Residential | Yes | Behind the Meter | Net-metered residential rooftop and canopy |  | None | Sunrun Installation Services, Inc. | PSE&G | Accepted | 2020-12-22 | 2020-12-28 | 2021-12-28 | Enphase Energy | IQ7-60-x-US (240V) | Inverters | 240 |  | 16 |  |  | 0.96 |  | Outdoor | Rooftop
NJSTRE1546408653 |  | Transition Incentive Program | New Brunswick | 8901 | 11 | 4.88 | Residential | Yes | Behind the Meter | Net-metered residential rooftop and canopy |  | None | Sunrun Installation Services, Inc. | PSE&G | Accepted | 2020-12-22 | 2020-12-28 | 2021-12-28 | LONGi Green Energy Technology Co Ltd | LR6-60HPB-305M | Solar Panels |  | 0.305 | 10 | 41 | 30 |  | Fixed | Roof
NJSTRE1546408653 |  | Transition Incentive Program | New Brunswick | 8901 | 11 | 4.88 | Residential | Yes | Behind the Meter | Net-metered residential rooftop and canopy |  | None | Sunrun Installation Services, Inc. | PSE&G | Accepted | 2020-12-22 | 2020-12-28 | 2021-12-28 | LONGi Green Energy Technology Co Ltd | LR6-60HPB-305M | Solar Panels |  | 0.305 | 3 | 311 | 6 |  | Fixed | Roof
NJSTRE1546408653 |  | Transition Incentive Program | New Brunswick | 8901 | 11 | 4.88 | Residential | Yes | Behind the Meter | Net-metered residential rooftop and canopy |  | None | Sunrun Installation Services, Inc. | PSE&G | Accepted | 2020-12-22 | 2020-12-28 | 2021-12-28 | LONGi Green Energy Technology Co Ltd | LR6-60HPB-305M | Solar Panels |  | 0.305 | 3 | 131 | 9 |  | Fixed | Roof
NJSTRE1546408667 |  | Transition Incentive Program | Eagleswood | 8092 | 18 | 6.37 | Residential | No | Behind the Meter | Net-metered residential rooftop and canopy |  | None | Ad Energy | AC Electric | Accepted | 2020-12-24 | 2020-12-28 | 2021-12-28 | Enphase Energy | IQ7XS-96-ACM-US | Inverters | 315 |  | 19 |  |  | 0.975 |  | Outdoor | At each panel
NJSTRE1546408667 |  | Transition Incentive Program | Eagleswood | 8092 | 18 | 6.37 | Residential | No | Behind the Meter | Net-metered residential rooftop and canopy |  | None | Ad Energy | AC Electric | Accepted | 2020-12-24 | 2020-12-28 | 2021-12-28 | SunPower | SPR-X21-335-BLK-E-AC | Solar Panels |  | 0.335 | 12 | 59 | 16 |  | Fixed | Roof
NJSTRE1546408667 |  | Transition Incentive Program | Eagleswood | 8092 | 18 | 6.37 | Residential | No | Behind the Meter | Net-metered residential rooftop and canopy |  | None | Ad Energy | AC Electric | Accepted | 2020-12-24 | 2020-12-28 | 2021-12-28 | SunPower | SPR-X21-335-BLK-E-AC | Solar Panels |  | 0.335 | 4 | 239 | 32 |  | Fixed | Roof
NJSTRE1546408667 |  | Transition Incentive Program | Eagleswood | 8092 | 18 | 6.37 | Residential | No | Behind the Meter | Net-metered residential rooftop and canopy |  | None | Ad Energy | AC Electric | Accepted | 2020-12-24 | 2020-12-28 | 2021-12-28 | SunPower | SPR-X21-335-BLK-E-AC | Solar Panels |  | 0.335 | 3 | 239 | 16 |  | Fixed | Roof
NJSTRE1546408669 |  | Transition Incentive Program | Millville | 8332 | 20 | 17 | Residential | No | Behind the Meter | Net-metered residential rooftop and canopy |  | None | Amped On Solar LLC | AC Electric | Accepted | 2020-12-22 | 2020-12-28 | 2021-12-28 | SMA | SB3000 | Inverters | 15000 |  | 5 |  |  | 0.97 |  | Outdoor | NEAR BILLABLE METER
NJSTRE1546408669 |  | Transition Incentive Program | Millville | 8332 | 20 | 17 | Residential | No | Behind the Meter | Net-metered residential rooftop and canopy |  | None | Amped On Solar LLC | AC Electric | Accepted | 2020-12-22 | 2020-12-28 | 2021-12-28 | Q-CELL | Q-PEAK DUO 425 | Solar Panels |  | 0.425 | 40 | 132 | 35 |  | Fixed | Roof
NJSTRE1546408674 |  | Transition Incentive Program | Howell | 7731 | 17 | 5.8 | Residential | Yes | Behind the Meter | Net-metered residential rooftop and canopy |  | None | Freedom Forever New Jersey LLC | JCP&L | Accepted | 2020-12-22 | 2020-12-28 | 2021-12-28 | Solar Edge | SE5000H-US [SI1] RGM | Inverters | 5000 |  | 1 |  |  | 0.99 |  | Outdoor | n/a
NJSTRE1546408674 |  | Transition Incentive Program | Howell | 7731 | 17 | 5.8 | Residential | Yes | Behind the Meter | Net-metered residential rooftop and canopy |  | None | Freedom Forever New Jersey LLC | JCP&L | Accepted | 2020-12-22 | 2020-12-28 | 2021-12-28 | Hanwha | Q.PLUS BFR-G4.1- 290 | Solar Panels |  | 0.29 | 11 | 240 | 27 |  | Fixed | Roof | n/a
NJSTRE1546408674 |  | Transition Incentive Program | Howell | 7731 | 17 | 5.8 | Residential | Yes | Behind the Meter | Net-metered residential rooftop and canopy |  | None | Freedom Forever New Jersey LLC | JCP&L | Accepted | 2020-12-22 | 2020-12-28 | 2021-12-28 | Hanwha | Q.PLUS BFR-G4.1- 290 | Solar Panels |  | 0.29 | 9 | 150 | 26 |  | Fixed | Roof | n/a
NJSTRE1546408712 |  | Transition Incentive Program | East Orange | 7018 | 9 | 2.04 | Residential | Yes | Behind the Meter | Net-metered residential rooftop and canopy |  | None | Trinity Solar | PSE&G | Accepted | 2020-12-22 | 2020-12-28 | 2021-12-28 | Enphase | IQ7PLUS-72-2-US | Inverters | 290 |  | 6 |  |  | 0.97 |  | Outside | outside
NJSTRE1546408712 |  | Transition Incentive Program | East Orange | 7018 | 9 | 2.04 | Residential | Yes | Behind the Meter | Net-metered residential rooftop and canopy |  | None | Trinity Solar | PSE&G | Accepted | 2020-12-22 | 2020-12-28 | 2021-12-28 | Hanwha | Q.PEAK DUO BLK-G6 340 | Solar Panels |  | 0.34 | 6 | 112 | 9 |  | Fixed | Roof
NJSTRE1546408735 |  | Transition Incentive Program | Hillsborough Township | 8844 | 5 | 7.52 | Residential | No | Behind the Meter | Net-metered residential rooftop and canopy |  | None | Seabright Solar | PSE&G | Accepted | 2020-12-22 | 2020-12-28 | 2021-12-28 | Enphase | IQ7XS-96-ACM-US | Inverters | 0.315 |  | 23 |  |  | 0.99 |  | Outside | Roof
NJSTRE1546408735 |  | Transition Incentive Program | Hillsborough Township | 8844 | 5 | 7.52 | Residential | No | Behind the Meter | Net-metered residential rooftop and canopy |  | None | Seabright Solar | PSE&G | Accepted | 2020-12-22 | 2020-12-28 | 2021-12-28 | Sunpower | SPR-E20-327 | Solar Panels |  | 0.327 | 23 | 153 | 30 |  | Fixed | Roof
NJSTRE1546408740 |  | Transition Incentive Program | Rochelle Park | 7662 | 7 | 6.4 | Residential | Yes | Behind the Meter | Net-metered residential rooftop and canopy |  | None | Vivint Solar Developer, LLC | PSE&G | Accepted | 2020-12-28 | 2020-12-28 | 2021-12-28 | SolarEdge | SE7600H-US | Inverters | 7600 |  | 1 |  |  | 0.992 |  | Outdoor | Near the Utility Meter
NJSTRE1546408740 |  | Transition Incentive Program | Rochelle Park | 7662 | 7 | 6.4 | Residential | Yes | Behind the Meter | Net-metered residential rooftop and canopy |  | None | Vivint Solar Developer, LLC | PSE&G | Accepted | 2020-12-28 | 2020-12-28 | 2021-12-28 | Jinko Solar | JKM320M-60HBL | Solar Panels |  | 0.32 | 8 | 192 | 29 |  | Fixed | Roof
NJSTRE1546408740 |  | Transition Incentive Program | Rochelle Park | 7662 | 7 | 6.4 | Residential | Yes | Behind the Meter | Net-metered residential rooftop and canopy |  | None | Vivint Solar Developer, LLC | PSE&G | Accepted | 2020-12-28 | 2020-12-28 | 2021-12-28 | Jinko Solar | JKM320M-60HBL | Solar Panels |  | 0.32 | 9 | 192 | 14 |  | Fixed | Roof
NJSTRE1546408740 |  | Transition Incentive Program | Rochelle Park | 7662 | 7 | 6.4 | Residential | Yes | Behind the Meter | Net-metered residential rooftop and canopy |  | None | Vivint Solar Developer, LLC | PSE&G | Accepted | 2020-12-28 | 2020-12-28 | 2021-12-28 | Jinko Solar | JKM320M-60HBL | Solar Panels |  | 0.32 | 3 | 12 | 28 |  | Fixed | Roof
NJSTRE1546408766 |  | Transition Incentive Program | Absecon | 8201 | 19 | 4.56 | Residential | Yes | Behind the Meter | Net-metered residential rooftop and canopy |  | None | Freedom Forever New Jersey LLC | AC Electric | Accepted | 2020-12-23 | 2020-12-28 | 2021-12-28 | Solar Edge | SE3800H-US [SI1] RGM | Inverters | 3800 |  | 1 |  |  | 0.99 |  | Outdoor | n/a
NJSTRE1546408766 |  | Transition Incentive Program | Absecon | 8201 | 19 | 4.56 | Residential | Yes | Behind the Meter | Net-metered residential rooftop and canopy |  | None | Freedom Forever New Jersey LLC | AC Electric | Accepted | 2020-12-23 | 2020-12-28 | 2021-12-28 | Hanwha | Q.PLUS BFR-G4.1/TAA 285 | Solar Panels |  | 0.285 | 16 | 174 | 32 |  | Fixed | Roof | n/a
NJSTRE1546408778 |  | Transition Incentive Program | Belleville | 7109 | 9 | 4.8 | Residential | Yes | Behind the Meter | Net-metered residential rooftop and canopy |  | None | Vivint Solar Developer, LLC | PSE&G | Accepted | 2020-12-28 | 2020-12-28 | 2021-12-28 | SolarEdge | SE3800H-US | Inverters | 3800 |  | 1 |  |  | 0.992 |  | Outdoor | Near the Utility Meter
NJSTRE1546408778 |  | Transition Incentive Program | Belleville | 7109 | 9 | 4.8 | Residential | Yes | Behind the Meter | Net-metered residential rooftop and canopy |  | None | Vivint Solar Developer, LLC | PSE&G | Accepted | 2020-12-28 | 2020-12-28 | 2021-12-28 | Jinko Solar | JKM320M-60HBL | Solar Panels |  | 0.32 | 13 | 103 | 16 |  | Fixed | Roof
NJSTRE1546408778 |  | Transition Incentive Program | Belleville | 7109 | 9 | 4.8 | Residential | Yes | Behind the Meter | Net-metered residential rooftop and canopy |  | None | Vivint Solar Developer, LLC | PSE&G | Accepted | 2020-12-28 | 2020-12-28 | 2021-12-28 | Jinko Solar | JKM320M-60HBL | Solar Panels |  | 0.32 | 2 | 193 | 32 |  | Fixed | Roof
NJSTRE1546408783 |  | Transition Incentive Program | Marlboro | 7746 | 17 | 9.52 | Residential | No | Behind the Meter | Net-metered residential rooftop and canopy |  | None | Tesla Energy Operations Inc. | JCP&L | Accepted | 2020-12-22 | 2020-12-28 | 2021-12-28 | SolarEdge Technologies | SE7600H-US [240V] | Inverters | 7600 |  | 1 |  |  | 0.99 |  | Outside | Outside
NJSTRE1546408783 |  | Transition Incentive Program | Marlboro | 7746 | 17 | 9.52 | Residential | No | Behind the Meter | Net-metered residential rooftop and canopy |  | None | Tesla Energy Operations Inc. | JCP&L | Accepted | 2020-12-22 | 2020-12-28 | 2021-12-28 | Hanwha Q-CELLS | Q.Peak DUO BLK-G6+ 340 | Solar Panels |  | 0.34 | 14 | 146 | 30 |  | Fixed | Roof
NJSTRE1546408783 |  | Transition Incentive Program | Marlboro | 7746 | 17 | 9.52 | Residential | No | Behind the Meter | Net-metered residential rooftop and canopy |  | None | Tesla Energy Operations Inc. | JCP&L | Accepted | 2020-12-22 | 2020-12-28 | 2021-12-28 | Hanwha Q-CELLS | Q.Peak DUO BLK-G6+ 340 | Solar Panels |  | 0.34 | 14 | 236 | 45 |  | Fixed | Roof
NJSTRE1546408784 |  | Transition Incentive Program | Burlington City | 8016 | 13 | 7.8 | Residential | No | Behind the Meter | Net-metered residential rooftop and canopy |  | None | SunnyMac LLC | PSE&G | Accepted | 2020-12-23 | 2020-12-28 | 2021-12-28 | Solaredge | SE6000H-US | Inverters | 6000 |  | 1 |  |  | 0.99 |  | Outdoor | Next to Meter
NJSTRE1546408784 |  | Transition Incentive Program | Burlington City | 8016 | 13 | 7.8 | Residential | No | Behind the Meter | Net-metered residential rooftop and canopy |  | None | SunnyMac LLC | PSE&G | Accepted | 2020-12-23 | 2020-12-28 | 2021-12-28 | REC | TwinPeak 2 Mono | Solar Panels |  | 0.325 | 10 | 99 | 5 |  | Fixed | Roof
NJSTRE1546408784 |  | Transition Incentive Program | Burlington City | 8016 | 13 | 7.8 | Residential | No | Behind the Meter | Net-metered residential rooftop and canopy |  | None | SunnyMac LLC | PSE&G | Accepted | 2020-12-23 | 2020-12-28 | 2021-12-28 | REC | TwinPeak 2 Mono | Solar Panels |  | 0.325 | 14 | 279 | 37 |  | Fixed | Roof
NJSTRE1546408790 |  | Transition Incentive Program | Newton | 7860 | 1 | 19.53 | Residential | No | Behind the Meter | Net-metered residential rooftop and canopy |  | None | Freedom Forever New Jersey LLC | JCP&L | Accepted | 2020-12-29 | 2020-12-29 | 2021-12-29 | Solar Edge | SE11400H-US [SI1] | Inverters | 11400 |  | 1 |  |  | 0.99 |  | Outdoor | n/a
NJSTRE1546408790 |  | Transition Incentive Program | Newton | 7860 | 1 | 19.53 | Residential | No | Behind the Meter | Net-metered residential rooftop and canopy |  | None | Freedom Forever New Jersey LLC | JCP&L | Accepted | 2020-12-29 | 2020-12-29 | 2021-12-29 | Solar Edge | SE5000H-US [SI1] | Inverters | 5000 |  | 1 |  |  | 0.99 |  | Outdoor | n/a
NJSTRE1546408790 |  | Transition Incentive Program | Newton | 7860 | 1 | 19.53 | Residential | No | Behind the Meter | Net-metered residential rooftop and canopy |  | None | Freedom Forever New Jersey LLC | JCP&L | Accepted | 2020-12-29 | 2020-12-29 | 2021-12-29 | Longi | LR6-60HPB-315M | Solar Panels |  | 0.315 | 10 | 284 | 25 |  | Fixed | Roof | n/a
NJSTRE1546408790 |  | Transition Incentive Program | Newton | 7860 | 1 | 19.53 | Residential | No | Behind the Meter | Net-metered residential rooftop and canopy |  | None | Freedom Forever New Jersey LLC | JCP&L | Accepted | 2020-12-29 | 2020-12-29 | 2021-12-29 | Longi | LR6-60HPB-315M | Solar Panels |  | 0.315 | 28 | 284 | 25 |  | Fixed | Roof | n/
NJSTRE1546408790 |  | Transition Incentive Program | Newton | 7860 | 1 | 19.53 | Residential | No | Behind the Meter | Net-metered residential rooftop and canopy |  | None | Freedom Forever New Jersey LLC | JCP&L | Accepted | 2020-12-29 | 2020-12-29 | 2021-12-29 | Longi | LR6-60HPB-315M | Solar Panels |  | 0.315 | 24 | 104 | 25 |  | Fixed | Roof | n/a
NJSTRE1546408794 |  | Transition Incentive Program | Plainsboro | 8536 | 11 | 14.63 | Residential | No | Behind the Meter | Net-metered residential rooftop and canopy |  | None | Amped On Solar LLC | PSE&G | Accepted | 2020-12-22 | 2020-12-28 | 2021-12-28 | ENPHASE | IQ7+ | Inverters | 13050 |  | 45 |  |  | 0.97 |  | Outdoor | ON RACKING
NJSTRE1546408794 |  | Transition Incentive Program | Plainsboro | 8536 | 11 | 14.63 | Residential | No | Behind the Meter | Net-metered residential rooftop and canopy |  | None | Amped On Solar LLC | PSE&G | Accepted | 2020-12-22 | 2020-12-28 | 2021-12-28 | Q-CELL | Q-PEAK DUO I-325 | Solar Panels |  | 0.325 | 22 | 77 | 22 |  | Fixed | Roof
NJSTRE1546408794 |  | Transition Incentive Program | Plainsboro | 8536 | 11 | 14.63 | Residential | No | Behind the Meter | Net-metered residential rooftop and canopy |  | None | Amped On Solar LLC | PSE&G | Accepted | 2020-12-22 | 2020-12-28 | 2021-12-28 | Q-PEAK | Q-PEAK DUO I-325 | Solar Panels |  | 0.325 | 23 | 257 | 22 |  | Fixed | Roof
NJSTRE1546408834 |  | Transition Incentive Program | Perth Amboy | 8861 | 11 | 6.72 | Residential | Yes | Behind the Meter | Net-metered residential rooftop and canopy |  | None | Vivint Solar Developer, LLC | PSE&G | Accepted | 2020-12-28 | 2020-12-28 | 2021-12-28 | SolarEdge | SE7600H-US | Inverters | 7600 |  | 1 |  |  | 0.992 |  | Outdoor | Near the Utility Meter
NJSTRE1546408834 |  | Transition Incentive Program | Perth Amboy | 8861 | 11 | 6.72 | Residential | Yes | Behind the Meter | Net-metered residential rooftop and canopy |  | None | Vivint Solar Developer, LLC | PSE&G | Accepted | 2020-12-28 | 2020-12-28 | 2021-12-28 | Jinko Solar | JKM320M-60HBL | Solar Panels |  | 0.32 | 5 | 290 | 45 |  | Fixed | Roof
NJSTRE1546408834 |  | Transition Incentive Program | Perth Amboy | 8861 | 11 | 6.72 | Residential | Yes | Behind the Meter | Net-metered residential rooftop and canopy |  | None | Vivint Solar Developer, LLC | PSE&G | Accepted | 2020-12-28 | 2020-12-28 | 2021-12-28 | Jinko Solar | JKM320M-60HBL | Solar Panels |  | 0.32 | 16 | 110 | 45 |  | Fixed | Roof
NJSTRE1546408842 |  | Transition Incentive Program | Ringwood | 7456 | 6 | 10.07 | Residential | Yes | Behind the Meter | Net-metered residential rooftop and canopy |  | None | Sunrun Installation Services, Inc. | JCP&L | Accepted | 2020-12-22 | 2020-12-28 | 2021-12-28 | LG Chem | RESU 10H SEG | Electric Storage Battery |  |  | 1 |  |  |  | Lithium Ion |  | outside
NJSTRE1546408842 |  | Transition Incentive Program | Ringwood | 7456 | 6 | 10.07 | Residential | Yes | Behind the Meter | Net-metered residential rooftop and canopy |  | None | Sunrun Installation Services, Inc. | JCP&L | Accepted | 2020-12-22 | 2020-12-28 | 2021-12-28 | Delta Electronics | E6-TL-US | Inverters | 6000 |  | 1 |  |  | 0.96 |  | Outdoor | Next To Meter
NJSTRE1546408842 |  | Transition Incentive Program | Ringwood | 7456 | 6 | 10.07 | Residential | Yes | Behind the Meter | Net-metered residential rooftop and canopy |  | None | Sunrun Installation Services, Inc. | JCP&L | Accepted | 2020-12-22 | 2020-12-28 | 2021-12-28 | Delta Electronics | M4-TL-US | Inverters | 4000 |  | 1 |  |  | 0.96 |  | Outdoor | Next To Meter
NJSTRE1546408842 |  | Transition Incentive Program | Ringwood | 7456 | 6 | 10.07 | Residential | Yes | Behind the Meter | Net-metered residential rooftop and canopy |  | None | Sunrun Installation Services, Inc. | JCP&L | Accepted | 2020-12-22 | 2020-12-28 | 2021-12-28 | LONGi Green Energy Technology Co Ltd | LR6-60HPB-305M | Solar Panels |  | 0.305 | 9 | 58 | 27 |  | Fixed | Roof
NJSTRE1546408842 |  | Transition Incentive Program | Ringwood | 7456 | 6 | 10.07 | Residential | Yes | Behind the Meter | Net-metered residential rooftop and canopy |  | None | Sunrun Installation Services, Inc. | JCP&L | Accepted | 2020-12-22 | 2020-12-28 | 2021-12-28 | LONGi Green Energy Technology Co Ltd | LR6-60HPB-305M | Solar Panels |  | 0.305 | 18 | 58 | 27 |  | Fixed | Roof
NJSTRE1546408842 |  | Transition Incentive Program | Ringwood | 7456 | 6 | 10.07 | Residential | Yes | Behind the Meter | Net-metered residential rooftop and canopy |  | None | Sunrun Installation Services, Inc. | JCP&L | Accepted | 2020-12-22 | 2020-12-28 | 2021-12-28 | LONGi Green Energy Technology Co Ltd | LR6-60HPB-305M | Solar Panels |  | 0.305 | 6 | 147 | 39 |  | Fixed | Roof
NJSTRE1546408952 |  | Transition Incentive Program | Hopatcong | 7843 | 1 | 13.6 | Residential | Yes | Behind the Meter | Net-metered residential rooftop and canopy |  | None | Trinity Solar | JCP&L | Accepted | 2020-12-22 | 2020-12-28 | 2021-12-28 | Solar Edge | SE11400H-US | Inverters | 11400 |  | 1 |  |  | 0.97 |  | Outside | side of home
NJSTRE1546408952 |  | Transition Incentive Program | Hopatcong | 7843 | 1 | 13.6 | Residential | Yes | Behind the Meter | Net-metered residential rooftop and canopy |  | None | Trinity Solar | JCP&L | Accepted | 2020-12-22 | 2020-12-28 | 2021-12-28 | Hanwha 340 | Q.PEAK DUO BLK-G6 340 | Solar Panels |  | 0.34 | 26 | 185 | 23 |  | Fixed | Roof
NJSTRE1546408952 |  | Transition Incentive Program | Hopatcong | 7843 | 1 | 13.6 | Residential | Yes | Behind the Meter | Net-metered residential rooftop and canopy |  | None | Trinity Solar | JCP&L | Accepted | 2020-12-22 | 2020-12-28 | 2021-12-28 | Hanwha 340 | Q.PEAK DUO BLK-G6 340 | Solar Panels |  | 0.34 | 14 | 185 | 23 |  | Fixed | Roof
NJSTRE1546408974 |  | Transition Incentive Program | Matawan | 7747 | 17 | 17.64 | Residential | Yes | Behind the Meter | Net-metered residential rooftop and canopy |  | None | SunPower Corporation, Systems | JCP&L | Final As-Built Received | 2020-12-22 | 2020-12-28 |  | SunPower | SPR-X22-360-C-AC | Solar Panels |  | 0.36 | 18 | 288 | 21 |  | Fixed | Roof
NJSTRE1546408974 |  | Transition Incentive Program | Matawan | 7747 | 17 | 17.64 | Residential | Yes | Behind the Meter | Net-metered residential rooftop and canopy |  | None | SunPower Corporation, Systems | JCP&L | Final As-Built Received | 2020-12-22 | 2020-12-28 |  | SunPower | SPR-X22-360-C-AC | Solar Panels |  | 0.36 | 12 | 288 | 21 |  | Fixed | Roof
NJSTRE1546408974 |  | Transition Incentive Program | Matawan | 7747 | 17 | 17.64 | Residential | Yes | Behind the Meter | Net-metered residential rooftop and canopy |  | None | SunPower Corporation, Systems | JCP&L | Final As-Built Received | 2020-12-22 | 2020-12-28 |  | SunPower | SPR-X22-360-C-AC | Solar Panels |  | 0.36 | 10 | 198 | 21 |  | Fixed | Roof
NJSTRE1546408974 |  | Transition Incentive Program | Matawan | 7747 | 17 | 17.64 | Residential | Yes | Behind the Meter | Net-metered residential rooftop and canopy |  | None | SunPower Corporation, Systems | JCP&L | Final As-Built Received | 2020-12-22 | 2020-12-28 |  | SunPower | SPR-X22-360-C-AC | Solar Panels |  | 0.36 | 9 | 18 | 21 |  | Fixed | Roof
NJSTRE1546408974 |  | Transition Incentive Program | Matawan | 7747 | 17 | 17.64 | Residential | Yes | Behind the Meter | Net-metered residential rooftop and canopy |  | None | SunPower Corporation, Systems | JCP&L | Final As-Built Received | 2020-12-22 | 2020-12-28 |  | SunPower | SPR-X22-360-C-AC | Inverters | 320 |  | 49 |  |  | 0.96 |  | Other | under each panel
NJSTRE1546408974 |  | Transition Incentive Program | Matawan | 7747 | 17 | 17.64 | Residential | Yes | Behind the Meter | Net-metered residential rooftop and canopy |  | None | SunPower Corporation, Systems | JCP&L | Final As-Built Received | 2020-12-22 | 2020-12-28 |  | Sunpower | PVS5 | Meters |  |  | 1 |  |  |  | Yes | Outdoor
NJSTRE1546408979 |  | Transition Incentive Program | Millville | 8332 | 20 | 13.2 | Residential | No | Behind the Meter | Net-metered residential rooftop and canopy |  | None | Green Power Energy | AC Electric | Accepted | 2020-12-22 | 2020-12-29 | 2021-12-29 | SolarEdge | SE11400H-US (240V) | Inverters | 11400 |  | 1 |  |  | 0.97 |  | Outside | next to meter
NJSTRE1546408979 |  | Transition Incentive Program | Millville | 8332 | 20 | 13.2 | Residential | No | Behind the Meter | Net-metered residential rooftop and canopy |  | None | Green Power Energy | AC Electric | Accepted | 2020-12-22 | 2020-12-29 | 2021-12-29 | Hanwha | Q.PEAK DUO L-G7.2 400 | Solar Panels |  | 0.4 | 29 | 184 | 17 |  | Fixed | Roof
NJSTRE1546408979 |  | Transition Incentive Program | Millville | 8332 | 20 | 13.2 | Residential | No | Behind the Meter | Net-metered residential rooftop and canopy |  | None | Green Power Energy | AC Electric | Accepted | 2020-12-22 | 2020-12-29 | 2021-12-29 | Hanwha | Q.PEAK DUO L-G7.2 400 | Solar Panels |  | 0.4 | 4 | 94 | 17 |  | Fixed | Roof
NJSTRE1546408991 |  | Transition Incentive Program | Brick | 8723 | 18 | 11.9 | Residential | Yes | Behind the Meter | Net-metered residential rooftop and canopy |  | None | Pro Custom Solar dba Momentum Solar | JCP&L | Accepted | 2020-12-22 | 2020-12-28 | 2021-12-28 | Enphase | IQ7Plus-72-2-US | Inverters | 290 |  | 34 |  |  | 0.97 |  | Outdoor | Roof
NJSTRE1546408991 |  | Transition Incentive Program | Brick | 8723 | 18 | 11.9 | Residential | Yes | Behind the Meter | Net-metered residential rooftop and canopy |  | None | Pro Custom Solar dba Momentum Solar | JCP&L | Accepted | 2020-12-22 | 2020-12-28 | 2021-12-28 | LG ELECTRONICS | LG 350N1C-V5 | Solar Panels |  | 0.35 | 24 | 262 | 30 |  | Fixed | Roof
NJSTRE1546408991 |  | Transition Incentive Program | Brick | 8723 | 18 | 11.9 | Residential | Yes | Behind the Meter | Net-metered residential rooftop and canopy |  | None | Pro Custom Solar dba Momentum Solar | JCP&L | Accepted | 2020-12-22 | 2020-12-28 | 2021-12-28 | LG ELECTRONICS | LG 350N1C-V5 | Solar Panels |  | 0.35 | 10 | 82 | 30 |  | Fixed | Roof
NJSTRE1546409017 |  | Transition Incentive Program | Rockaway | 7866 | 3 | 9.66 | Residential | Yes | Behind the Meter | Net-metered residential rooftop and canopy |  | None | SunPower Corporation, Systems | JCP&L | Final As-Built Received | 2020-12-28 | 2020-12-29 |  | SunPower | SPR-X21-345-C-AC | Solar Panels |  | 0.345 | 22 | 235 | 16 |  | Fixed | Roof
NJSTRE1546409017 |  | Transition Incentive Program | Rockaway | 7866 | 3 | 9.66 | Residential | Yes | Behind the Meter | Net-metered residential rooftop and canopy |  | None | SunPower Corporation, Systems | JCP&L | Final As-Built Received | 2020-12-28 | 2020-12-29 |  | SunPower | SPR-X21-345-C-AC | Solar Panels |  | 0.345 | 6 | 145 | 15 |  | Fixed | Roof
NJSTRE1546409017 |  | Transition Incentive Program | Rockaway | 7866 | 3 | 9.66 | Residential | Yes | Behind the Meter | Net-metered residential rooftop and canopy |  | None | SunPower Corporation, Systems | JCP&L | Final As-Built Received | 2020-12-28 | 2020-12-29 |  | SunPower | SPR-X21-345-C-AC | Inverters | 320 |  | 28 |  |  | 0.96 |  | Other | under each panel
NJSTRE1546409017 |  | Transition Incentive Program | Rockaway | 7866 | 3 | 9.66 | Residential | Yes | Behind the Meter | Net-metered residential rooftop and canopy |  | None | SunPower Corporation, Systems | JCP&L | Final As-Built Received | 2020-12-28 | 2020-12-29 |  | SunPower | PVS6 | Meters |  |  | 1 |  |  |  | Yes | Outdoor
NJSTRE1546409041 |  | Transition Incentive Program | Old Bridge | 8857 | 11 | 11.9 | Residential | No | Behind the Meter | Net-metered residential rooftop and canopy |  | None | Pro Custom Solar dba Momentum Solar | JCP&L | Accepted | 2020-12-22 | 2020-12-28 | 2021-12-28 | Enphase | IQ7Plus-72-2-US | Inverters | 290 |  | 34 |  |  | 0.97 |  | Outdoor | Roof
NJSTRE1546409041 |  | Transition Incentive Program | Old Bridge | 8857 | 11 | 11.9 | Residential | No | Behind the Meter | Net-metered residential rooftop and canopy |  | None | Pro Custom Solar dba Momentum Solar | JCP&L | Accepted | 2020-12-22 | 2020-12-28 | 2021-12-28 | LG ELECTRONICS | LG 350N1C-V5 | Solar Panels |  | 0.35 | 22 | 246 | 27 |  | Fixed | Roof
NJSTRE1546409041 |  | Transition Incentive Program | Old Bridge | 8857 | 11 | 11.9 | Residential | No | Behind the Meter | Net-metered residential rooftop and canopy |  | None | Pro Custom Solar dba Momentum Solar | JCP&L | Accepted | 2020-12-22 | 2020-12-28 | 2021-12-28 | LG ELECTRONICS | LG 350N1C-V5 | Solar Panels |  | 0.35 | 12 | 66 | 25 |  | Fixed | Roof
NJSTRE1546409052 |  | Transition Incentive Program | Edison TWP | 8817 | 11 | 8.16 | Residential | No | Behind the Meter | Net-metered residential rooftop and canopy |  | None | Tesla Energy Operations Inc. | PSE&G | Accepted | 2020-12-22 | 2020-12-28 | 2021-12-28 | SolarEdge Technologies | SE7600H-US [240V] | Inverters | 7600 |  | 1 |  |  | 0.99 |  | Outside | Outside
NJSTRE1546409052 |  | Transition Incentive Program | Edison TWP | 8817 | 11 | 8.16 | Residential | No | Behind the Meter | Net-metered residential rooftop and canopy |  | None | Tesla Energy Operations Inc. | PSE&G | Accepted | 2020-12-22 | 2020-12-28 | 2021-12-28 | Hanwha Q-CELLS | Q.Peak DUO BLK-G6+ 340 | Solar Panels |  | 0.34 | 24 | 168 | 27 |  | Fixed | Roof
NJSTRE1546409058 |  | Transition Incentive Program | BARNEGAT | 8005 | 18 | 7.7 | Residential | Yes | Behind the Meter | Net-metered residential rooftop and canopy |  | None | Pro Custom Solar dba Momentum Solar | AC Electric | Accepted | 2020-12-22 | 2020-12-28 | 2021-12-28 | Enphase | IQ7Plus-72-2-US | Inverters | 290 |  | 22 |  |  | 0.97 |  | Outdoor | Roof
NJSTRE1546409058 |  | Transition Incentive Program | BARNEGAT | 8005 | 18 | 7.7 | Residential | Yes | Behind the Meter | Net-metered residential rooftop and canopy |  | None | Pro Custom Solar dba Momentum Solar | AC Electric | Accepted | 2020-12-22 | 2020-12-28 | 2021-12-28 | LG ELECTRONICS | LG 350N1C-V5 | Solar Panels |  | 0.35 | 22 | 107 | 24 |  | Fixed | Roof
NJSTRE1546409097 |  | Transition Incentive Program | Monroe Township | 8094 | 15 | 6.21 | Residential | No | Behind the Meter | Net-metered residential rooftop and canopy |  | None | Ad Energy | AC Electric | Accepted | 2020-12-22 | 2020-12-28 | 2021-12-28 | Enphase Energy | IQ7XS-96-ACM-US | Inverters | 315 |  | 19 |  |  | 0.975 |  | Outdoor | at each panel
NJSTRE1546409097 |  | Transition Incentive Program | Monroe Township | 8094 | 15 | 6.21 | Residential | No | Behind the Meter | Net-metered residential rooftop and canopy |  | None | Ad Energy | AC Electric | Accepted | 2020-12-22 | 2020-12-28 | 2021-12-28 | Sunpower | SPR-E20-327-E-AC | Solar Panels |  | 0.327 | 19 | 134 | 22 |  | Fixed | Roof
NJSTRE1546409209 |  | Transition Incentive Program | Lumberton Twp | 8060 | 13 | 46.08 | Commercial | No | Behind the Meter | Net-metered non-residential rooftop and canopy |  | None | CE Team Inc. | PSE&G | Accepted | 2020-12-22 | 2020-12-28 | 2021-12-28 | Haleah | CL200 | Meters | 3 |  | 1 |  |  |  | Yes | Outdoor
NJSTRE1546409209 |  | Transition Incentive Program | Lumberton Twp | 8060 | 13 | 46.08 | Commercial | No | Behind the Meter | Net-metered non-residential rooftop and canopy |  | None | CE Team Inc. | PSE&G | Accepted | 2020-12-22 | 2020-12-28 | 2021-12-28 | Solaredge | SE11400H | Inverters | 34400 |  | 3 |  |  | 0.992 |  | Outdoor | west area
NJSTRE1546409209 |  | Transition Incentive Program | Lumberton Twp | 8060 | 13 | 46.08 | Commercial | No | Behind the Meter | Net-metered non-residential rooftop and canopy |  | None | CE Team Inc. | PSE&G | Accepted | 2020-12-22 | 2020-12-28 | 2021-12-28 | REC | REC360AA | Solar Panels |  | 0.36 | 91 | 90 | 27 |  | Fixed | Roof
NJSTRE1546409209 |  | Transition Incentive Program | Lumberton Twp | 8060 | 13 | 46.08 | Commercial | No | Behind the Meter | Net-metered non-residential rooftop and canopy |  | None | CE Team Inc. | PSE&G | Accepted | 2020-12-22 | 2020-12-28 | 2021-12-28 | REC | REC360AA | Solar Panels |  | 0.36 | 37 | 270 | 27 |  | Fixed | Roof
NJSTRE1546410977 |  | Transition Incentive Program | Boonton | 7005 | 3 | 9.6 | Residential | No | Behind the Meter | Net-metered residential rooftop and canopy |  | RECO | Amergy Solar Inc | JCP&L | Accepted | 2020-12-23 | 2020-12-28 | 2021-12-28 | SolarEdge | SE10000H-US | Inverters | 19 |  | 1 |  |  | 0.99 |  | Outdoor | on the wall
NJSTRE1546410977 |  | Transition Incentive Program | Boonton | 7005 | 3 | 9.6 | Residential | No | Behind the Meter | Net-metered residential rooftop and canopy |  | RECO | Amergy Solar Inc | JCP&L | Accepted | 2020-12-23 | 2020-12-28 | 2021-12-28 | LONGI GREEN ENERGY TECHNOLOGY | LR6- 60HPH-320M | Solar Panels |  | 0.32 | 16 | 82 | 21 |  | Fixed | Roof
NJSTRE1546410977 |  | Transition Incentive Program | Boonton | 7005 | 3 | 9.6 | Residential | No | Behind the Meter | Net-metered residential rooftop and canopy |  | RECO | Amergy Solar Inc | JCP&L | Accepted | 2020-12-23 | 2020-12-28 | 2021-12-28 | LONGI GREEN ENERGY TECHNOLOGY | LR6- 60HPH-320M | Solar Panels |  | 0.32 | 9 | 172 | 21 |  | Fixed | Roof
NJSTRE1546410977 |  | Transition Incentive Program | Boonton | 7005 | 3 | 9.6 | Residential | No | Behind the Meter | Net-metered residential rooftop and canopy |  | RECO | Amergy Solar Inc | JCP&L | Accepted | 2020-12-23 | 2020-12-28 | 2021-12-28 | LONGI GREEN ENERGY TECHNOLOGY | LR6- 60HPH-320M | Solar Panels |  | 0.32 | 5 | 82 | 21 |  | Fixed | Roof
NJSTRE1546410978 |  | Transition Incentive Program | Woodbury | 8096 | 15 | 6.62 | Residential | No | Behind the Meter | Net-metered residential rooftop and canopy |  | None | Suntuity Solar LLC | PSE&G | Accepted | 2020-12-23 | 2020-12-29 | 2021-12-29 | Enphase Energy | IQ7-60-2-US | Inverters | 240 |  | 21 |  |  | 0.97 |  | Outdoor | Behind the PV Modules
NJSTRE1546410978 |  | Transition Incentive Program | Woodbury | 8096 | 15 | 6.62 | Residential | No | Behind the Meter | Net-metered residential rooftop and canopy |  | None | Suntuity Solar LLC | PSE&G | Accepted | 2020-12-23 | 2020-12-29 | 2021-12-29 | Longi | LR6-60HPB-315M | Solar Panels |  | 0.315 | 21 | 277 | 21 |  | Fixed | Roof
NJSTRE1546410979 |  | Transition Incentive Program | Woodbridge Township | 7067 | 10 | 7.7 | Residential | No | Behind the Meter | Net-metered residential rooftop and canopy |  | None | Suntuity Solar LLC | PSE&G | Accepted | 2020-12-23 | 2020-12-29 | 2021-12-29 | Enphase Energy | IQ7-60-2-US | Inverters | 240 |  | 22 |  |  | 0.97 |  | Outdoor | Behind the PV Modules
NJSTRE1546410979 |  | Transition Incentive Program | Woodbridge Township | 7067 | 10 | 7.7 | Residential | No | Behind the Meter | Net-metered residential rooftop and canopy |  | None | Suntuity Solar LLC | PSE&G | Accepted | 2020-12-23 | 2020-12-29 | 2021-12-29 | Longi | LR4-60HPB-350M | Solar Panels |  | 0.35 | 13 | 265 | 22 |  | Fixed | Roof
NJSTRE1546410979 |  | Transition Incentive Program | Woodbridge Township | 7067 | 10 | 7.7 | Residential | No | Behind the Meter | Net-metered residential rooftop and canopy |  | None | Suntuity Solar LLC | PSE&G | Accepted | 2020-12-23 | 2020-12-29 | 2021-12-29 | Longi | LR4-60HPB-350M | Solar Panels |  | 0.35 | 9 | 85 | 22 |  | Fixed | Roof
NJSTRE1546410980 |  | Transition Incentive Program | Tuckerton | 8087 | 18 | 10.85 | Residential | No | Behind the Meter | Net-metered residential rooftop and canopy |  | None | Suntuity Solar LLC | AC Electric | Accepted | 2020-12-23 | 2020-12-28 | 2021-12-28 | Enphase Energy | IQ7-60-2-US | Inverters | 240 |  | 31 |  |  | 0.97 |  | Outdoor | Behind the PV Modules
NJSTRE1546410980 |  | Transition Incentive Program | Tuckerton | 8087 | 18 | 10.85 | Residential | No | Behind the Meter | Net-metered residential rooftop and canopy |  | None | Suntuity Solar LLC | AC Electric | Accepted | 2020-12-23 | 2020-12-28 | 2021-12-28 | Longi | LR4-60HPB-350M | Solar Panels |  | 0.35 | 21 | 81 | 23 |  | Fixed | Roof
NJSTRE1546410980 |  | Transition Incentive Program | Tuckerton | 8087 | 18 | 10.85 | Residential | No | Behind the Meter | Net-metered residential rooftop and canopy |  | None | Suntuity Solar LLC | AC Electric | Accepted | 2020-12-23 | 2020-12-28 | 2021-12-28 | Longi | LR4-60HPB-350M | Solar Panels |  | 0.35 | 10 | 261 | 23 |  | Fixed | Roof
NJSTRE1546410981 |  | Transition Incentive Program | Sewell | 8080 | 15 | 11.55 | Residential | No | Behind the Meter | Net-metered residential rooftop and canopy |  | None | Suntuity Solar LLC | AC Electric | Accepted | 2020-12-23 | 2020-12-28 | 2021-12-28 | Enphase Energy | IQ7-60-2-US | Inverters | 240 |  | 33 |  |  | 0.97 |  | Outdoor | Behind the PV Modules
NJSTRE1546410981 |  | Transition Incentive Program | Sewell | 8080 | 15 | 11.55 | Residential | No | Behind the Meter | Net-metered residential rooftop and canopy |  | None | Suntuity Solar LLC | AC Electric | Accepted | 2020-12-23 | 2020-12-28 | 2021-12-28 | Longi | LR4-60HPB-350M | Solar Panels |  | 0.35 | 12 | 59 | 22 |  | Fixed | Roof
NJSTRE1546410981 |  | Transition Incentive Program | Sewell | 8080 | 15 | 11.55 | Residential | No | Behind the Meter | Net-metered residential rooftop and canopy |  | None | Suntuity Solar LLC | AC Electric | Accepted | 2020-12-23 | 2020-12-28 | 2021-12-28 | Longi | LR4-60HPB-350M | Solar Panels |  | 0.35 | 15 | 239 | 22 |  | Fixed | Roof
NJSTRE1546410981 |  | Transition Incentive Program | Sewell | 8080 | 15 | 11.55 | Residential | No | Behind the Meter | Net-metered residential rooftop and canopy |  | None | Suntuity Solar LLC | AC Electric | Accepted | 2020-12-23 | 2020-12-28 | 2021-12-28 | Longi | LR4-60HPB-350M | Solar Panels |  | 0.35 | 6 | 59 | 29 |  | Fixed | Roof
NJSTRE1546410982 |  | Transition Incentive Program | Swedesboro | 8085 | 15 | 7.7 | Residential | No | Behind the Meter | Net-metered residential rooftop and canopy |  | None | Suntuity Solar LLC | AC Electric | Accepted | 2020-12-23 | 2020-12-28 | 2021-12-28 | Enphase Energy | IQ7-60-2-US | Inverters | 240 |  | 22 |  |  | 0.97 |  | Outdoor | Behind the PV Modules
NJSTRE1546410982 |  | Transition Incentive Program | Swedesboro | 8085 | 15 | 7.7 | Residential | No | Behind the Meter | Net-metered residential rooftop and canopy |  | None | Suntuity Solar LLC | AC Electric | Accepted | 2020-12-23 | 2020-12-28 | 2021-12-28 | Longi | LR4-60HPB-350M | Solar Panels |  | 0.35 | 8 | 266 | 25 |  | Fixed | Roof
NJSTRE1546410982 |  | Transition Incentive Program | Swedesboro | 8085 | 15 | 7.7 | Residential | No | Behind the Meter | Net-metered residential rooftop and canopy |  | None | Suntuity Solar LLC | AC Electric | Accepted | 2020-12-23 | 2020-12-28 | 2021-12-28 | Longi | LR4-60HPB-350M | Solar Panels |  | 0.35 | 14 | 86 | 25 |  | Fixed | Roof
NJSTRE1546410985 |  | Transition Incentive Program | Montvale | 7645 | 7 | 19.44 | Residential | No | Behind the Meter | Net-metered residential rooftop and canopy |  | None | SEA BRIGHT SOLAR, LLC | Orange Rockland Electric | Accepted | 2020-12-23 | 2020-12-28 | 2021-12-28 | SUNPOWER | SPR-X22-360-E-AC | Inverters | 320 |  | 54 |  |  | 0.96 |  | Outside | BENEATH ARRAY
NJSTRE1546410985 |  | Transition Incentive Program | Montvale | 7645 | 7 | 19.44 | Residential | No | Behind the Meter | Net-metered residential rooftop and canopy |  | None | SEA BRIGHT SOLAR, LLC | Orange Rockland Electric | Accepted | 2020-12-23 | 2020-12-28 | 2021-12-28 | SUNPOWER | SPR-X22-360-E-AC | Solar Panels |  | 0.36 | 30 | 90 | 25 |  | Fixed | Roof | EAST
NJSTRE1546410985 |  | Transition Incentive Program | Montvale | 7645 | 7 | 19.44 | Residential | No | Behind the Meter | Net-metered residential rooftop and canopy |  | None | SEA BRIGHT SOLAR, LLC | Orange Rockland Electric | Accepted | 2020-12-23 | 2020-12-28 | 2021-12-28 | SUNPOWER | SPR-X22-360-E-AC | Solar Panels |  | 0.36 | 6 | 180 | 36 |  | Fixed | Roof | SOUTH
NJSTRE1546410985 |  | Transition Incentive Program | Montvale | 7645 | 7 | 19.44 | Residential | No | Behind the Meter | Net-metered residential rooftop and canopy |  | None | SEA BRIGHT SOLAR, LLC | Orange Rockland Electric | Accepted | 2020-12-23 | 2020-12-28 | 2021-12-28 | SUNPOWER | SPR-X22-360-E-AC | Solar Panels |  | 0.36 | 18 | 180 | 36 |  | Fixed | Roof | SOUTH
NJSTRE1546410991 |  | Transition Incentive Program | Hamilton | 8610 | 12 | 6.08 | Residential | Yes | Behind the Meter | Net-metered residential rooftop and canopy |  | None | Trinity Solar | PSE&G | Accepted | 2020-12-23 | 2020-12-28 | 2021-12-28 | Solar Edge | SE5000H-US | Inverters | 5000 |  | 1 |  |  | 0.97 |  | Outside | side of home
NJSTRE1546410991 |  | Transition Incentive Program | Hamilton | 8610 | 12 | 6.08 | Residential | Yes | Behind the Meter | Net-metered residential rooftop and canopy |  | None | Trinity Solar | PSE&G | Accepted | 2020-12-23 | 2020-12-28 | 2021-12-28 | Hanwha 320 | Q.PEAK DUO BLK-G5 320 | Solar Panels |  | 0.32 | 9 | 204 | 36 |  | Fixed | Roof
NJSTRE1546410991 |  | Transition Incentive Program | Hamilton | 8610 | 12 | 6.08 | Residential | Yes | Behind the Meter | Net-metered residential rooftop and canopy |  | None | Trinity Solar | PSE&G | Accepted | 2020-12-23 | 2020-12-28 | 2021-12-28 | Hanwha 320 | Q.PEAK DUO BLK-G5 320 | Solar Panels |  | 0.32 | 10 | 24 | 12 |  | Fixed | Roof
NJSTRE1546410996 |  | Transition Incentive Program | Galloway | 8205 | 19 | 7.82 | Residential | Yes | Behind the Meter | Net-metered residential rooftop and canopy |  | None | Trinity Solar | AC Electric | Accepted | 2020-12-23 | 2020-12-28 | 2021-12-28 | SOLAR EDGE | SE6000H-US | Inverters | 6000 |  | 1 |  |  | 0.97 |  | Outside | SIDE OF HOME
NJSTRE1546410996 |  | Transition Incentive Program | Galloway | 8205 | 19 | 7.82 | Residential | Yes | Behind the Meter | Net-metered residential rooftop and canopy |  | None | Trinity Solar | AC Electric | Accepted | 2020-12-23 | 2020-12-28 | 2021-12-28 | HANWHA 340 (Q.PEAK DUO BLK-G6 340) | HANWHA 340 (Q.PEAK DUO BLK-G6 340) | Solar Panels |  | 0.34 | 11 | 280 | 26 |  | Fixed | Roof
NJSTRE1546410996 |  | Transition Incentive Program | Galloway | 8205 | 19 | 7.82 | Residential | Yes | Behind the Meter | Net-metered residential rooftop and canopy |  | None | Trinity Solar | AC Electric | Accepted | 2020-12-23 | 2020-12-28 | 2021-12-28 | HANWHA 340 (Q.PEAK DUO BLK-G6 340) | HANWHA 340 (Q.PEAK DUO BLK-G6 340) | Solar Panels |  | 0.34 | 12 | 100 | 30 |  | Fixed | Roof
NJSTRE1546411004 |  | Transition Incentive Program | Pennington | 8534 | 12 | 5.74 | Residential | No | Behind the Meter | Net-metered residential rooftop and canopy |  | None | SEA BRIGHT SOLAR, LLC | PSE&G | Accepted | 2020-12-23 | 2020-12-28 | 2021-12-28 | SUNPOWER | SPWR-A4 | Inverters | 349 |  | 14 |  |  | 0.97 |  | Outside | BENEATH ARRAY
NJSTRE1546411004 |  | Transition Incentive Program | Pennington | 8534 | 12 | 5.74 | Residential | No | Behind the Meter | Net-metered residential rooftop and canopy |  | None | SEA BRIGHT SOLAR, LLC | PSE&G | Accepted | 2020-12-23 | 2020-12-28 | 2021-12-28 | SUNPOWER | SPR-A410-G-AC | Solar Panels |  | 0.41 | 14 | 194 | 45 |  | Fixed | Roof | SSW
NJSTRE1546411016 |  | Transition Incentive Program | Chester | 7930 | 3 | 14.27 | Residential | Yes | Behind the Meter | Net-metered residential rooftop and canopy |  | None | Tesla Energy Operations Inc. | JCP&L | Accepted | 2020-12-23 | 2020-12-28 | 2021-12-28 | Delta Electronics | M8-TL-US [240V] | Inverters | 7680 |  | 2 |  |  | 0.975 |  | Outside | Outside
NJSTRE1546411016 |  | Transition Incentive Program | Chester | 7930 | 3 | 14.27 | Residential | Yes | Behind the Meter | Net-metered residential rooftop and canopy |  | None | Tesla Energy Operations Inc. | JCP&L | Accepted | 2020-12-23 | 2020-12-28 | 2021-12-28 | Tesla | SR60T1 | Solar Panels |  | 0.05847 | 38 | 115 | 30 |  | Fixed | Roof
NJSTRE1546411016 |  | Transition Incentive Program | Chester | 7930 | 3 | 14.27 | Residential | Yes | Behind the Meter | Net-metered residential rooftop and canopy |  | None | Tesla Energy Operations Inc. | JCP&L | Accepted | 2020-12-23 | 2020-12-28 | 2021-12-28 | Tesla | SR60T1 | Solar Panels |  | 0.05847 | 69 | 295 | 42 |  | Fixed | Roof
NJSTRE1546411016 |  | Transition Incentive Program | Chester | 7930 | 3 | 14.27 | Residential | Yes | Behind the Meter | Net-metered residential rooftop and canopy |  | None | Tesla Energy Operations Inc. | JCP&L | Accepted | 2020-12-23 | 2020-12-28 | 2021-12-28 | Tesla | SR60T1 | Solar Panels |  | 0.05847 | 105 | 295 | 30 |  | Fixed | Roof
NJSTRE1546411016 |  | Transition Incentive Program | Chester | 7930 | 3 | 14.27 | Residential | Yes | Behind the Meter | Net-metered residential rooftop and canopy |  | None | Tesla Energy Operations Inc. | JCP&L | Accepted | 2020-12-23 | 2020-12-28 | 2021-12-28 | Tesla | SR60T1 | Solar Panels |  | 0.05847 | 32 | 115 | 34 |  | Fixed | Roof
NJSTRE1546411043 |  | Transition Incentive Program | Marlton | 8053 | 13 | 13.26 | Residential | No | Behind the Meter | Net-metered residential rooftop and canopy |  | None | Rise Solutions and Contracting LLC | PSE&G | Accepted | 2020-12-23 | 2020-12-28 | 2021-12-28 | Enohase | IQ7 | Inverters | 250 |  | 39 |  |  | 0.97 |  | Outdoor | Under PV modules
NJSTRE1546411043 |  | Transition Incentive Program | Marlton | 8053 | 13 | 13.26 | Residential | No | Behind the Meter | Net-metered residential rooftop and canopy |  | None | Rise Solutions and Contracting LLC | PSE&G | Accepted | 2020-12-23 | 2020-12-28 | 2021-12-28 | LG | LG340N1C | Solar Panels |  | 0.34 | 39 | 265 | 28 |  | Fixed | Roof
NJSTRE1546411050 |  | Transition Incentive Program | Florence | 8518 | 13 | 5.25 | Residential | Yes | Behind the Meter | Net-metered residential rooftop and canopy |  | None | Pro Custom Solar dba Momentum Solar | PSE&G | Accepted | 2020-12-23 | 2020-12-28 | 2021-12-28 | Enphase | IQ7Plus-72-2-US | Inverters | 290 |  | 15 |  |  | 0.97 |  | Outdoor | Roof
NJSTRE1546411050 |  | Transition Incentive Program | Florence | 8518 | 13 | 5.25 | Residential | Yes | Behind the Meter | Net-metered residential rooftop and canopy |  | None | Pro Custom Solar dba Momentum Solar | PSE&G | Accepted | 2020-12-23 | 2020-12-28 | 2021-12-28 | LG ELECTRONICS | LG 350N1C-V5 | Solar Panels |  | 0.35 | 15 | 199 | 14 |  | Fixed | Roof
NJSTRE1546411058 |  | Transition Incentive Program | Somerdale | 8083 | 14 | 7.14 | Residential | No | Behind the Meter | Net-metered residential rooftop and canopy |  | None | Trinity Solar | PSE&G | Accepted | 2020-12-23 | 2020-12-28 | 2021-12-28 | Solar Edge | SE6000 | Inverters | 6000 |  | 1 |  |  | 0.97 |  | Outside | side of home
NJSTRE1546411058 |  | Transition Incentive Program | Somerdale | 8083 | 14 | 7.14 | Residential | No | Behind the Meter | Net-metered residential rooftop and canopy |  | None | Trinity Solar | PSE&G | Accepted | 2020-12-23 | 2020-12-28 | 2021-12-28 | Hanwha | Q.PEAK DUO BLK-G6 340 | Solar Panels |  | 0.34 | 3 | 258 | 9 |  | Fixed | Roof
NJSTRE1546411058 |  | Transition Incentive Program | Somerdale | 8083 | 14 | 7.14 | Residential | No | Behind the Meter | Net-metered residential rooftop and canopy |  | None | Trinity Solar | PSE&G | Accepted | 2020-12-23 | 2020-12-28 | 2021-12-28 | Hanwha | Q.PEAK DUO BLK-G6 340 | Solar Panels |  | 0.34 | 18 | 258 | 21 |  | Fixed | Roof
NJSTRE1546411097 |  | Transition Incentive Program | Woodstown | 8098 | 16 | 2.04 | Residential | Yes | Behind the Meter | Net-metered residential rooftop and canopy |  | None | Trinity Solar | AC Electric | Accepted | 2020-12-23 | 2020-12-29 | 2021-12-29 | Enphase | IQ7PLUS-72-2-US | Inverters | 0.29 |  | 6 |  |  | 0.96 |  | Outside | side of home
NJSTRE1546411097 |  | Transition Incentive Program | Woodstown | 8098 | 16 | 2.04 | Residential | Yes | Behind the Meter | Net-metered residential rooftop and canopy |  | None | Trinity Solar | AC Electric | Accepted | 2020-12-23 | 2020-12-29 | 2021-12-29 | Hanwha | Q.PEAK DUO BLK-G6 340 | Solar Panels |  | 0.34 | 6 | 191 | 34 |  | Fixed | Roof
NJSTRE1546411102 |  | Transition Incentive Program | Browns Mills | 8015 | 13 | 14.96 | Residential | No | Behind the Meter | Net-metered residential rooftop and canopy |  | None | EMT Renewables | JCP&L | Accepted | 2020-12-23 | 2020-12-28 | 2021-12-28 | enphase | iq7+-72-2-us | Inverters | 0.29 |  | 44 |  |  | 0.97 |  | Other | behind panels
NJSTRE1546411102 |  | Transition Incentive Program | Browns Mills | 8015 | 13 | 14.96 | Residential | No | Behind the Meter | Net-metered residential rooftop and canopy |  | None | EMT Renewables | JCP&L | Accepted | 2020-12-23 | 2020-12-28 | 2021-12-28 | hanwha qcells | qpeak duo g6 340 | Solar Panels |  | 0.34 | 21 | 80 | 29 |  | Fixed | Roof
NJSTRE1546411102 |  | Transition Incentive Program | Browns Mills | 8015 | 13 | 14.96 | Residential | No | Behind the Meter | Net-metered residential rooftop and canopy |  | None | EMT Renewables | JCP&L | Accepted | 2020-12-23 | 2020-12-28 | 2021-12-28 | hanwha qcells | Qpeak dup g6 340 | Solar Panels |  | 0.34 | 22 | 260 | 29 |  | Fixed | Roof
NJSTRE1546411102 |  | Transition Incentive Program | Browns Mills | 8015 | 13 | 14.96 | Residential | No | Behind the Meter | Net-metered residential rooftop and canopy |  | None | EMT Renewables | JCP&L | Accepted | 2020-12-23 | 2020-12-28 | 2021-12-28 | hanwha qcells | qpeak duo g6 340 | Solar Panels |  | 0.34 | 1 | 80 | 29 |  | Fixed | Roof
NJSTRE1546411109 |  | Transition Incentive Program | Howell | 7731 | 17 | 7.48 | Residential | Yes | Behind the Meter | Net-metered residential rooftop and canopy |  | None | Trinity Solar | JCP&L | Accepted | 2020-12-23 | 2020-12-28 | 2021-12-28 | SOLAR EDGE | SE6000H-US | Inverters | 6000 |  | 1 |  |  | 0.97 |  | Outdoor | SIDE OF HOME
NJSTRE1546411109 |  | Transition Incentive Program | Howell | 7731 | 17 | 7.48 | Residential | Yes | Behind the Meter | Net-metered residential rooftop and canopy |  | None | Trinity Solar | JCP&L | Accepted | 2020-12-23 | 2020-12-28 | 2021-12-28 | HANWHA 340 (Q.PEAK DUO BLK-G6 340) | HANWHA 340 (Q.PEAK DUO BLK-G6 340) | Solar Panels |  | 0.34 | 8 | 158 | 23 |  | Fixed | Roof
NJSTRE1546411109 |  | Transition Incentive Program | Howell | 7731 | 17 | 7.48 | Residential | Yes | Behind the Meter | Net-metered residential rooftop and canopy |  | None | Trinity Solar | JCP&L | Accepted | 2020-12-23 | 2020-12-28 | 2021-12-28 | HANWHA 340 (Q.PEAK DUO BLK-G6 340) | HANWHA 340 (Q.PEAK DUO BLK-G6 340) | Solar Panels |  | 0.34 | 14 | 158 | 23 |  | Fixed | Roof
NJSTRE1546411115 |  | Transition Incentive Program | New Brunswick | 8901 | 11 | 4.2 | Residential | No | Behind the Meter | Net-metered residential rooftop and canopy |  | None | Pro Custom Solar dba Momentum Solar | PSE&G | Accepted | 2020-12-23 | 2020-12-28 | 2021-12-28 | Enphase | IQ7Plus-72-2-US | Inverters | 290 |  | 15 |  |  | 0.97 |  | Outdoor | Roof
NJSTRE1546411115 |  | Transition Incentive Program | New Brunswick | 8901 | 11 | 4.2 | Residential | No | Behind the Meter | Net-metered residential rooftop and canopy |  | None | Pro Custom Solar dba Momentum Solar | PSE&G | Accepted | 2020-12-23 | 2020-12-28 | 2021-12-28 | LG ELECTRONICS | LG 350N1C-V5 | Solar Panels |  | 0.35 | 12 | 163 | 38 |  | Fixed | Roof
NJSTRE1546411126 |  | Transition Incentive Program | Pleasantville | 8232 | 19 | 5.78 | Residential | Yes | Behind the Meter | Net-metered residential rooftop and canopy |  | None | Trinity Solar | AC Electric | Accepted | 2020-12-23 | 2020-12-28 | 2021-12-28 | Solar Edge | SE5000H-US | Inverters | 5000 |  | 1 |  |  | 0.97 |  | Outside | side of home
NJSTRE1546411126 |  | Transition Incentive Program | Pleasantville | 8232 | 19 | 5.78 | Residential | Yes | Behind the Meter | Net-metered residential rooftop and canopy |  | None | Trinity Solar | AC Electric | Accepted | 2020-12-23 | 2020-12-28 | 2021-12-28 | Hanwha 340 | SE5000H-US | Solar Panels |  | 0.34 | 9 | 306 | 30 |  | Fixed | Roof
NJSTRE1546411126 |  | Transition Incentive Program | Pleasantville | 8232 | 19 | 5.78 | Residential | Yes | Behind the Meter | Net-metered residential rooftop and canopy |  | None | Trinity Solar | AC Electric | Accepted | 2020-12-23 | 2020-12-28 | 2021-12-28 | Hanwha 340 | Q.PEAK DUO BLK-G6 340 | Solar Panels |  | 0.34 | 8 | 126 | 30 |  | Fixed | Roof
NJSTRE1546411132 |  | Transition Incentive Program | Mays Landing | 8330 | 19 | 6.8 | Residential | Yes | Behind the Meter | Net-metered residential rooftop and canopy |  | None | Trinity Solar | AC Electric | Accepted | 2020-12-23 | 2020-12-28 | 2021-12-28 | SOLAR EDGE | SE6000H-US | Inverters | 6000 |  | 1 |  |  | 0.97 |  | Outside | SIDE O FHOME
NJSTRE1546411132 |  | Transition Incentive Program | Mays Landing | 8330 | 19 | 6.8 | Residential | Yes | Behind the Meter | Net-metered residential rooftop and canopy |  | None | Trinity Solar | AC Electric | Accepted | 2020-12-23 | 2020-12-28 | 2021-12-28 | HANWHA 340 (Q.PEAK DUO BLK-G6 340) | HANWHA 340 (Q.PEAK DUO BLK-G6 340) | Solar Panels |  | 0.34 | 8 | 228 | 8 |  | Fixed | Roof
NJSTRE1546411132 |  | Transition Incentive Program | Mays Landing | 8330 | 19 | 6.8 | Residential | Yes | Behind the Meter | Net-metered residential rooftop and canopy |  | None | Trinity Solar | AC Electric | Accepted | 2020-12-23 | 2020-12-28 | 2021-12-28 | HANWHA 340 (Q.PEAK DUO BLK-G6 340) | HANWHA 340 (Q.PEAK DUO BLK-G6 340) | Solar Panels |  | 0.34 | 6 | 220 | 26 |  | Fixed | Roof
NJSTRE1546411132 |  | Transition Incentive Program | Mays Landing | 8330 | 19 | 6.8 | Residential | Yes | Behind the Meter | Net-metered residential rooftop and canopy |  | None | Trinity Solar | AC Electric | Accepted | 2020-12-23 | 2020-12-28 | 2021-12-28 | SOLAR EDGE | HANWHA 340 (Q.PEAK DUO BLK-G6 340) | Solar Panels |  | 0.34 | 6 | 212 | 8 |  | Fixed | Roof
NJSTRE1546411148 |  | Transition Incentive Program | Marlton | 8053 | 13 | 10.88 | Residential | Yes | Behind the Meter | Net-metered residential rooftop and canopy |  | None | Trinity Solar | PSE&G | Accepted | 2020-12-23 | 2020-12-28 | 2021-12-28 | SOLAR EDGE | SE10000H-US | Inverters | 10000 |  | 1 |  |  | 0.97 |  | Outside | SIDE OF HOME
NJSTRE1546411148 |  | Transition Incentive Program | Marlton | 8053 | 13 | 10.88 | Residential | Yes | Behind the Meter | Net-metered residential rooftop and canopy |  | None | Trinity Solar | PSE&G | Accepted | 2020-12-23 | 2020-12-28 | 2021-12-28 | HANWHA 340 (Q.PEAK DUO BLK-G6 340) | HANWHA 340 (Q.PEAK DUO BLK-G6 340) | Solar Panels |  | 0.34 | 20 | 225 | 20 |  | Fixed | Roof
NJSTRE1546411148 |  | Transition Incentive Program | Marlton | 8053 | 13 | 10.88 | Residential | Yes | Behind the Meter | Net-metered residential rooftop and canopy |  | None | Trinity Solar | PSE&G | Accepted | 2020-12-23 | 2020-12-28 | 2021-12-28 | HANWHA 340 (Q.PEAK DUO BLK-G6 340) | HANWHA 340 (Q.PEAK DUO BLK-G6 340) | Solar Panels |  | 0.34 | 12 | 224 | 20 |  | Fixed | Roof
NJSTRE1546411170 |  | Transition Incentive Program | Toms River | 8753 | 18 | 6.72 | Residential | Yes | Behind the Meter | Net-metered residential rooftop and canopy |  | None | Vivint Solar Developer, LLC | JCP&L | Accepted | 2020-12-28 | 2020-12-28 | 2021-12-28 | SolarEdge | SE7600H-US | Inverters | 7600 |  | 1 |  |  | 0.992 |  | Outdoor | Near the Utility Meter
NJSTRE1546411170 |  | Transition Incentive Program | Toms River | 8753 | 18 | 6.72 | Residential | Yes | Behind the Meter | Net-metered residential rooftop and canopy |  | None | Vivint Solar Developer, LLC | JCP&L | Accepted | 2020-12-28 | 2020-12-28 | 2021-12-28 | Jinko Solar | JKM320M-60HBL | Solar Panels |  | 0.32 | 16 | 262 | 28 |  | Fixed | Roof
NJSTRE1546411170 |  | Transition Incentive Program | Toms River | 8753 | 18 | 6.72 | Residential | Yes | Behind the Meter | Net-metered residential rooftop and canopy |  | None | Vivint Solar Developer, LLC | JCP&L | Accepted | 2020-12-28 | 2020-12-28 | 2021-12-28 | Jinko Solar | JKM320M-60HBL | Solar Panels |  | 0.32 | 5 | 82 | 28 |  | Fixed | Roof
NJSTRE1546411188 |  | Transition Incentive Program | Howell | 7731 | 17 | 7.7 | Residential | No | Behind the Meter | Net-metered residential rooftop and canopy |  | None | Pro Custom Solar dba Momentum Solar | JCP&L | Accepted | 2020-12-23 | 2020-12-28 | 2021-12-28 | Enphase | IQ7Plus-72-2-US | Inverters | 290 |  | 22 |  |  | 0.97 |  | Outdoor | Roof
NJSTRE1546411188 |  | Transition Incentive Program | Howell | 7731 | 17 | 7.7 | Residential | No | Behind the Meter | Net-metered residential rooftop and canopy |  | None | Pro Custom Solar dba Momentum Solar | JCP&L | Accepted | 2020-12-23 | 2020-12-28 | 2021-12-28 | LG ELECTRONICS | LG 350N1C-V5 | Solar Panels |  | 0.35 | 14 | 116 | 23 |  | Fixed | Roof
NJSTRE1546411188 |  | Transition Incentive Program | Howell | 7731 | 17 | 7.7 | Residential | No | Behind the Meter | Net-metered residential rooftop and canopy |  | None | Pro Custom Solar dba Momentum Solar | JCP&L | Accepted | 2020-12-23 | 2020-12-28 | 2021-12-28 | LG ELECTRONICS | LG 350N1C-V5 | Solar Panels |  | 0.35 | 8 | 117 | 22 |  | Fixed | Roof
NJSTRE1546411205 |  | Transition Incentive Program | Sewell | 8080 | 15 | 15.64 | Residential | No | Behind the Meter | Net-metered residential rooftop and canopy |  | None | Vision Solar LLC | AC Electric | Accepted | 2020-12-23 | 2020-12-28 | 2021-12-28 | Enphase | IQ7-60-US-2 | Inverters | 0.24 |  | 46 |  |  | 0.96 |  | Outdoor | under each panel
NJSTRE1546411205 |  | Transition Incentive Program | Sewell | 8080 | 15 | 15.64 | Residential | No | Behind the Meter | Net-metered residential rooftop and canopy |  | None | Vision Solar LLC | AC Electric | Accepted | 2020-12-23 | 2020-12-28 | 2021-12-28 | Hanwha | Q.peak Duo Blk-G6+ 340 | Solar Panels |  | 0.34 | 8 | 234 | 20 |  | Fixed | Roof
NJSTRE1546411205 |  | Transition Incentive Program | Sewell | 8080 | 15 | 15.64 | Residential | No | Behind the Meter | Net-metered residential rooftop and canopy |  | None | Vision Solar LLC | AC Electric | Accepted | 2020-12-23 | 2020-12-28 | 2021-12-28 | Hanwha | Q.peak Duo Blk-G6+ 340 | Solar Panels |  | 0.34 | 7 | 144 | 9 |  | Fixed | Roof
NJSTRE1546411205 |  | Transition Incentive Program | Sewell | 8080 | 15 | 15.64 | Residential | No | Behind the Meter | Net-metered residential rooftop and canopy |  | None | Vision Solar LLC | AC Electric | Accepted | 2020-12-23 | 2020-12-28 | 2021-12-28 | Hanwha | Q.peak Duo Blk- G6+ 340 | Solar Panels |  | 0.34 | 22 | 144 | 20 |  | Fixed | Roof
NJSTRE1546411205 |  | Transition Incentive Program | Sewell | 8080 | 15 | 15.64 | Residential | No | Behind the Meter | Net-metered residential rooftop and canopy |  | None | Vision Solar LLC | AC Electric | Accepted | 2020-12-23 | 2020-12-28 | 2021-12-28 | Hanwha | Q.peak Duo Blk-G6+ 340 | Solar Panels |  | 0.34 | 9 | 234 | 22 |  | Fixed | Roof
NJSTRE1546411212 |  | Transition Incentive Program | Beverly | 8010 | 13 | 6.9 | Residential | Yes | Behind the Meter | Net-metered residential rooftop and canopy |  | None | SunPower Corporation, Systems | PSE&G | Final As-Built Received | 2020-12-29 | 2020-12-29 |  | SunPower | SPR-X21-345-C-AC | Solar Panels |  | 0.345 | 11 | 67 | 23 |  | Fixed | Roof
NJSTRE1546411212 |  | Transition Incentive Program | Beverly | 8010 | 13 | 6.9 | Residential | Yes | Behind the Meter | Net-metered residential rooftop and canopy |  | None | SunPower Corporation, Systems | PSE&G | Final As-Built Received | 2020-12-29 | 2020-12-29 |  | SunPower | SPR-X21-345-C-AC | Solar Panels |  | 0.345 | 9 | 247 | 23 |  | Fixed | Roof
NJSTRE1546411212 |  | Transition Incentive Program | Beverly | 8010 | 13 | 6.9 | Residential | Yes | Behind the Meter | Net-metered residential rooftop and canopy |  | None | SunPower Corporation, Systems | PSE&G | Final As-Built Received | 2020-12-29 | 2020-12-29 |  | SunPower | SPR-X21-345-C-AC | Inverters | 320 |  | 20 |  |  | 0.96 |  | Other | under each panel
NJSTRE1546411212 |  | Transition Incentive Program | Beverly | 8010 | 13 | 6.9 | Residential | Yes | Behind the Meter | Net-metered residential rooftop and canopy |  | None | SunPower Corporation, Systems | PSE&G | Final As-Built Received | 2020-12-29 | 2020-12-29 |  | SunPower | PVS5 | Meters |  |  | 1 |  |  |  | Yes | Outdoor
NJSTRE1546411238 |  | Transition Incentive Program | Newark | 7105 | 9 | 4.8 | Residential | No | Behind the Meter | Net-metered residential rooftop and canopy |  | None | Maier Solar Engineering dba Solar Me | PSE&G | Accepted | 2020-12-23 | 2020-12-28 | 2021-12-28 | Enphase | IQ7+ | Inverters | 290 |  | 12 |  |  | 0.96 |  | Outdoor | Next to meter
NJSTRE1546411238 |  | Transition Incentive Program | Newark | 7105 | 9 | 4.8 | Residential | No | Behind the Meter | Net-metered residential rooftop and canopy |  | None | Maier Solar Engineering dba Solar Me | PSE&G | Accepted | 2020-12-23 | 2020-12-28 | 2021-12-28 | Hanwha | Q.PEAK DUO LG5.2 400W | Solar Panels |  | 0.4 | 6 | 53 | 40 |  | Fixed | Roof
NJSTRE1546411238 |  | Transition Incentive Program | Newark | 7105 | 9 | 4.8 | Residential | No | Behind the Meter | Net-metered residential rooftop and canopy |  | None | Maier Solar Engineering dba Solar Me | PSE&G | Accepted | 2020-12-23 | 2020-12-28 | 2021-12-28 | Hanwha | Q.PEAK DUO LG5.2 400W | Solar Panels |  | 0.4 | 6 | 233 | 40 |  | Fixed | Roof
NJSTRE1546411247 |  | Transition Incentive Program | Roselle | 7203 | 10 | 8 | Residential | Yes | Behind the Meter | Net-metered residential rooftop and canopy |  | None | Vivint Solar Developer, LLC | PSE&G | Accepted | 2020-12-28 | 2020-12-28 | 2021-12-28 | SolarEdge | SE7600H-US | Inverters | 7600 |  | 1 |  |  | 0.992 |  | Outdoor | Near the Utility Meter
NJSTRE1546411247 |  | Transition Incentive Program | Roselle | 7203 | 10 | 8 | Residential | Yes | Behind the Meter | Net-metered residential rooftop and canopy |  | None | Vivint Solar Developer, LLC | PSE&G | Accepted | 2020-12-28 | 2020-12-28 | 2021-12-28 | Jinko Solar | JKM320M-60HBL | Solar Panels |  | 0.32 | 14 | 260 | 33 |  | Fixed | Roof
NJSTRE1546411247 |  | Transition Incentive Program | Roselle | 7203 | 10 | 8 | Residential | Yes | Behind the Meter | Net-metered residential rooftop and canopy |  | None | Vivint Solar Developer, LLC | PSE&G | Accepted | 2020-12-28 | 2020-12-28 | 2021-12-28 | Jinko Solar | JKM320M-60HBL | Solar Panels |  | 0.32 | 6 | 80 | 9 |  | Fixed | Roof
NJSTRE1546411247 |  | Transition Incentive Program | Roselle | 7203 | 10 | 8 | Residential | Yes | Behind the Meter | Net-metered residential rooftop and canopy |  | None | Vivint Solar Developer, LLC | PSE&G | Accepted | 2020-12-28 | 2020-12-28 | 2021-12-28 | Jinko Solar | JKM320M-60HBL | Solar Panels |  | 0.32 | 3 | 79 | 33 |  | Fixed | Roof
NJSTRE1546411247 |  | Transition Incentive Program | Roselle | 7203 | 10 | 8 | Residential | Yes | Behind the Meter | Net-metered residential rooftop and canopy |  | None | Vivint Solar Developer, LLC | PSE&G | Accepted | 2020-12-28 | 2020-12-28 | 2021-12-28 | Jinko Solar | JKM320M-60HBL | Solar Panels |  | 0.32 | 2 | 169 | 29 |  | Fixed | Roof
NJSTRE1546411479 |  | Transition Incentive Program | Hopatcong | 7843 | 1 | 6.8 | Residential | No | Behind the Meter | Net-metered residential rooftop and canopy |  | None | Trinity Solar | JCP&L | Accepted | 2020-12-23 | 2020-12-28 | 2021-12-28 | Solar Edge | SE6000 | Inverters | 6000 |  | 1 |  |  | 0.97 |  | Outside | side of home
NJSTRE1546411479 |  | Transition Incentive Program | Hopatcong | 7843 | 1 | 6.8 | Residential | No | Behind the Meter | Net-metered residential rooftop and canopy |  | None | Trinity Solar | JCP&L | Accepted | 2020-12-23 | 2020-12-28 | 2021-12-28 | Hanwha | Q.PEAK DUO BLK-G6 340 | Solar Panels |  | 0.34 | 3 | 197 | 19 |  | Fixed | Roof
NJSTRE1546411479 |  | Transition Incentive Program | Hopatcong | 7843 | 1 | 6.8 | Residential | No | Behind the Meter | Net-metered residential rooftop and canopy |  | None | Trinity Solar | JCP&L | Accepted | 2020-12-23 | 2020-12-28 | 2021-12-28 | Hanwha | Q.PEAK DUO BLK-G6 340 | Solar Panels |  | 0.34 | 3 | 108 | 23 |  | Fixed | Roof
NJSTRE1546411479 |  | Transition Incentive Program | Hopatcong | 7843 | 1 | 6.8 | Residential | No | Behind the Meter | Net-metered residential rooftop and canopy |  | None | Trinity Solar | JCP&L | Accepted | 2020-12-23 | 2020-12-28 | 2021-12-28 | Hanwha | Q.PEAK DUO BLK-G6 340 | Solar Panels |  | 0.34 | 7 | 288 | 5 |  | Fixed | Roof
NJSTRE1546411479 |  | Transition Incentive Program | Hopatcong | 7843 | 1 | 6.8 | Residential | No | Behind the Meter | Net-metered residential rooftop and canopy |  | None | Trinity Solar | JCP&L | Accepted | 2020-12-23 | 2020-12-28 | 2021-12-28 | Hanwha | Q.PEAK DUO BLK-G6 340 | Solar Panels |  | 0.34 | 7 | 198 | 23 |  | Fixed | Roof
NJSTRE1546411587 |  | Transition Incentive Program | Marlboro Township | 7751 | 17 | 4.55 | Residential | No | Behind the Meter | Net-metered residential rooftop and canopy |  | None | Pro Custom Solar dba Momentum Solar | JCP&L | Accepted | 2020-12-23 | 2020-12-28 | 2021-12-28 | Enphase | IQ7Plus-72-2-US | Inverters | 290 |  | 13 |  |  | 0.97 |  | Outdoor | Roof
NJSTRE1546411587 |  | Transition Incentive Program | Marlboro Township | 7751 | 17 | 4.55 | Residential | No | Behind the Meter | Net-metered residential rooftop and canopy |  | None | Pro Custom Solar dba Momentum Solar | JCP&L | Accepted | 2020-12-23 | 2020-12-28 | 2021-12-28 | LG ELECTRONICS | LG 350N1C-V5 | Solar Panels |  | 0.35 | 6 | 154 | 29 |  | Fixed | Roof
NJSTRE1546411587 |  | Transition Incentive Program | Marlboro Township | 7751 | 17 | 4.55 | Residential | No | Behind the Meter | Net-metered residential rooftop and canopy |  | None | Pro Custom Solar dba Momentum Solar | JCP&L | Accepted | 2020-12-23 | 2020-12-28 | 2021-12-28 | LG ELECTRONICS | LG 350N1C-V5 | Solar Panels |  | 0.35 | 4 | 244 | 28 |  | Fixed | Roof
NJSTRE1546411587 |  | Transition Incentive Program | Marlboro Township | 7751 | 17 | 4.55 | Residential | No | Behind the Meter | Net-metered residential rooftop and canopy |  | None | Pro Custom Solar dba Momentum Solar | JCP&L | Accepted | 2020-12-23 | 2020-12-28 | 2021-12-28 | LG ELECTRONICS | LG 350N1C-V5 | Solar Panels |  | 0.35 | 3 | 64 | 27 |  | Fixed | Roof
NJSTRE1546411599 |  | Transition Incentive Program | Williamstown | 8094 | 15 | 4.08 | Residential | Yes | Behind the Meter | Net-metered residential rooftop and canopy |  | None | Tesla Energy Operations Inc. | AC Electric | Accepted | 2020-12-23 | 2020-12-28 | 2021-12-28 | SolarEdge Technologies | SE3800H-US [240V] | Inverters | 3800 |  | 1 |  |  | 0.99 |  | Outside | Outside
NJSTRE1546411599 |  | Transition Incentive Program | Williamstown | 8094 | 15 | 4.08 | Residential | Yes | Behind the Meter | Net-metered residential rooftop and canopy |  | None | Tesla Energy Operations Inc. | AC Electric | Accepted | 2020-12-23 | 2020-12-28 | 2021-12-28 | Hanwha Q-CELLS | Q.Peak DUO BLK-G6+ 340 | Solar Panels |  | 0.34 | 12 | 156 | 27 |  | Fixed | Roof
NJSTRE1546411613 |  | Transition Incentive Program | Wenonah | 8090 | 15 | 9.77 | Residential | No | Behind the Meter | Net-metered residential rooftop and canopy |  | None | Advanced Renewable Solutions | AC Electric | Accepted | 2020-12-23 | 2020-12-28 | 2021-12-28 | ENPHASE | IQ7-60-2-US | Inverters | 7440 |  | 31 |  |  | 0.973 |  | Outdoor | Micro-inverters are mounted to underside of each solar
NJSTRE1546411613 |  | Transition Incentive Program | Wenonah | 8090 | 15 | 9.77 | Residential | No | Behind the Meter | Net-metered residential rooftop and canopy |  | None | Advanced Renewable Solutions | AC Electric | Accepted | 2020-12-23 | 2020-12-28 | 2021-12-28 | CertainTeed | CT315M11-02 | Solar Panels |  | 0.315 | 2 | 287 | 30 |  | Fixed | Roof
NJSTRE1546411613 |  | Transition Incentive Program | Wenonah | 8090 | 15 | 9.77 | Residential | No | Behind the Meter | Net-metered residential rooftop and canopy |  | None | Advanced Renewable Solutions | AC Electric | Accepted | 2020-12-23 | 2020-12-28 | 2021-12-28 | CertainTeed | CT315M11-02 | Solar Panels |  | 0.315 | 17 | 287 | 30 |  | Fixed | Roof
NJSTRE1546411613 |  | Transition Incentive Program | Wenonah | 8090 | 15 | 9.77 | Residential | No | Behind the Meter | Net-metered residential rooftop and canopy |  | None | Advanced Renewable Solutions | AC Electric | Accepted | 2020-12-23 | 2020-12-28 | 2021-12-28 | CertainTeed | CT315M11-02 | Solar Panels |  | 0.315 | 8 | 107 | 30 |  | Fixed | Roof
NJSTRE1546411613 |  | Transition Incentive Program | Wenonah | 8090 | 15 | 9.77 | Residential | No | Behind the Meter | Net-metered residential rooftop and canopy |  | None | Advanced Renewable Solutions | AC Electric | Accepted | 2020-12-23 | 2020-12-28 | 2021-12-28 | CertainTeed | CT315M11-02 | Solar Panels |  | 0.315 | 1 | 107 | 30 |  | Fixed | Roof
NJSTRE1546411613 |  | Transition Incentive Program | Wenonah | 8090 | 15 | 9.77 | Residential | No | Behind the Meter | Net-metered residential rooftop and canopy |  | None | Advanced Renewable Solutions | AC Electric | Accepted | 2020-12-23 | 2020-12-28 | 2021-12-28 | CertainTeed | CT315M11-02 | Solar Panels |  | 0.315 | 3 | 197 | 40 |  | Fixed | Roof
NJSTRE1546411614 |  | Transition Incentive Program | West Orange | 7052 | 9 | 10.88 | Residential | No | Behind the Meter | Net-metered residential rooftop and canopy |  | None | Maier Solar Engineering dba Solar Me | PSE&G | Accepted | 2020-12-23 | 2020-12-28 | 2021-12-28 | Enphase | IQ7+ | Inverters | 290 |  | 32 |  |  | 0.96 |  | Outdoor | Next to meter
NJSTRE1546411614 |  | Transition Incentive Program | West Orange | 7052 | 9 | 10.88 | Residential | No | Behind the Meter | Net-metered residential rooftop and canopy |  | None | Maier Solar Engineering dba Solar Me | PSE&G | Accepted | 2020-12-23 | 2020-12-28 | 2021-12-28 | Hanwha | Q.PEAK DUO BLK BLK-G6 340W | Solar Panels |  | 0.34 | 17 | 290 | 20 |  | Fixed | Roof
NJSTRE1546411614 |  | Transition Incentive Program | West Orange | 7052 | 9 | 10.88 | Residential | No | Behind the Meter | Net-metered residential rooftop and canopy |  | None | Maier Solar Engineering dba Solar Me | PSE&G | Accepted | 2020-12-23 | 2020-12-28 | 2021-12-28 | Hanwha | Q.PEAK DUO BLK BLK-G6 340W | Solar Panels |  | 0.34 | 15 | 1110 | 20 |  | Fixed | Roof
NJSTRE1546411619 |  | Transition Incentive Program | Washington | 7882 | 2 | 8.84 | Residential | Yes | Behind the Meter | Net-metered residential rooftop and canopy |  | None | Freedom Forever New Jersey LLC | JCP&L | Accepted | 2020-12-29 | 2020-12-29 | 2021-12-29 | Solar Edge | SE7600H-US [SI1] RGM | Inverters | 7600 |  | 1 |  |  | 0.99 |  | Outdoor | n/a
NJSTRE1546411619 |  | Transition Incentive Program | Washington | 7882 | 2 | 8.84 | Residential | Yes | Behind the Meter | Net-metered residential rooftop and canopy |  | None | Freedom Forever New Jersey LLC | JCP&L | Accepted | 2020-12-29 | 2020-12-29 | 2021-12-29 | Hanwha | Q.PLUS BFR-G4.1/TAA 285 | Solar Panels |  | 0.285 | 8 | 164 | 28 |  | Fixed | Roof | n/a
NJSTRE1546411619 |  | Transition Incentive Program | Washington | 7882 | 2 | 8.84 | Residential | Yes | Behind the Meter | Net-metered residential rooftop and canopy |  | None | Freedom Forever New Jersey LLC | JCP&L | Accepted | 2020-12-29 | 2020-12-29 | 2021-12-29 | Hanwha | Q.PLUS BFR-G4.1/TAA 285 | Solar Panels |  | 0.285 | 17 | 344 | 28 |  | Fixed | Roof | n/a
NJSTRE1546411619 |  | Transition Incentive Program | Washington | 7882 | 2 | 8.84 | Residential | Yes | Behind the Meter | Net-metered residential rooftop and canopy |  | None | Freedom Forever New Jersey LLC | JCP&L | Accepted | 2020-12-29 | 2020-12-29 | 2021-12-29 | Hanwha | Q.PLUS BFR-G4.1/TAA 285 | Solar Panels |  | 0.285 | 6 | 164 | 28 |  | Fixed | Roof | n/a
NJSTRE1546411622 |  | Transition Incentive Program | Montclair TWP | 7042 | 9 | 5.78 | Residential | Yes | Behind the Meter | Net-metered residential rooftop and canopy |  | None | Tesla Energy Operations Inc. | PSE&G | Accepted | 2020-12-23 | 2020-12-29 | 2021-12-29 | Delta Electronics | M8-TL-US [240V] | Inverters | 7680 |  | 1 |  |  | 0.975 |  | Indoor | Inside garage
NJSTRE1546411622 |  | Transition Incentive Program | Montclair TWP | 7042 | 9 | 5.78 | Residential | Yes | Behind the Meter | Net-metered residential rooftop and canopy |  | None | Tesla Energy Operations Inc. | PSE&G | Accepted | 2020-12-23 | 2020-12-29 | 2021-12-29 | Hanwha Q-CELLS | Q.Peak DUO BLK-G6+ 340 | Solar Panels |  | 0.34 | 8 | 306 | 26 |  | Fixed | Roof
NJSTRE1546411622 |  | Transition Incentive Program | Montclair TWP | 7042 | 9 | 5.78 | Residential | Yes | Behind the Meter | Net-metered residential rooftop and canopy |  | None | Tesla Energy Operations Inc. | PSE&G | Accepted | 2020-12-23 | 2020-12-29 | 2021-12-29 | Hanwha Q-CELLS | Q.Peak DUO BLK-G6+ 340 | Solar Panels |  | 0.34 | 9 | 126 | 26 |  | Fixed | Roof
NJSTRE1546411625 |  | Transition Incentive Program | Toms River | 8753 | 18 | 6.4 | Residential | Yes | Behind the Meter | Net-metered residential rooftop and canopy |  | None | Vivint Solar Developer, LLC | JCP&L | Accepted | 2020-12-28 | 2020-12-29 | 2021-12-29 | SolarEdge | SE7600H-US | Inverters | 7600 |  | 1 |  |  | 0.992 |  | Outdoor | Near the Utility Meter
NJSTRE1546411625 |  | Transition Incentive Program | Toms River | 8753 | 18 | 6.4 | Residential | Yes | Behind the Meter | Net-metered residential rooftop and canopy |  | None | Vivint Solar Developer, LLC | JCP&L | Accepted | 2020-12-28 | 2020-12-29 | 2021-12-29 | Jinko Solar | JKM320M-60HBL | Solar Panels |  | 0.32 | 12 | 153 | 28 |  | Fixed | Roof
NJSTRE1546411625 |  | Transition Incentive Program | Toms River | 8753 | 18 | 6.4 | Residential | Yes | Behind the Meter | Net-metered residential rooftop and canopy |  | None | Vivint Solar Developer, LLC | JCP&L | Accepted | 2020-12-28 | 2020-12-29 | 2021-12-29 | Jinko Solar | JKM320M-60HBL | Solar Panels |  | 0.32 | 8 | 243 | 29 |  | Fixed | Roof
NJSTRE1546411628 |  | Transition Incentive Program | Runnemede | 8078 | 14 | 7.82 | Residential | Yes | Behind the Meter | Net-metered residential rooftop and canopy |  | None | Trinity Solar | PSE&G | Accepted | 2020-12-23 | 2020-12-29 | 2021-12-29 | SOLAR EDGE | SE6000H-US | Inverters | 6000 |  | 1 |  |  | 0.97 |  | Outside | SIDE OF HOME
NJSTRE1546411628 |  | Transition Incentive Program | Runnemede | 8078 | 14 | 7.82 | Residential | Yes | Behind the Meter | Net-metered residential rooftop and canopy |  | None | Trinity Solar | PSE&G | Accepted | 2020-12-23 | 2020-12-29 | 2021-12-29 | HANWHA 340 (Q.PEAK DUO BLK-G6 340) | HANWHA 340 (Q.PEAK DUO BLK-G6 340) | Solar Panels |  | 0.34 | 15 | 310 | 20 |  | Fixed | Roof
NJSTRE1546411628 |  | Transition Incentive Program | Runnemede | 8078 | 14 | 7.82 | Residential | Yes | Behind the Meter | Net-metered residential rooftop and canopy |  | None | Trinity Solar | PSE&G | Accepted | 2020-12-23 | 2020-12-29 | 2021-12-29 | HANWHA 340 (Q.PEAK DUO BLK-G6 340) | HANWHA 340 (Q.PEAK DUO BLK-G6 340) | Solar Panels |  | 0.34 | 8 | 130 | 20 |  | Fixed | Roof
NJSTRE1546411645 |  | Transition Incentive Program | Paterson | 7513 | 6 | 3.06 | Residential | Yes | Behind the Meter | Net-metered residential rooftop and canopy |  | None | Trinity Solar | PSE&G | Accepted | 2020-12-23 | 2020-12-28 | 2021-12-28 | SOLAR EDGE | SE3000H-US | Inverters | 3000 |  | 1 |  |  | 0.97 |  | Outside | SIDE OF HOME
NJSTRE1546411645 |  | Transition Incentive Program | Paterson | 7513 | 6 | 3.06 | Residential | Yes | Behind the Meter | Net-metered residential rooftop and canopy |  | None | Trinity Solar | PSE&G | Accepted | 2020-12-23 | 2020-12-28 | 2021-12-28 | HANWHA 340 (Q.PEAK DUO BLK-G6 340) | HANWHA 340 (Q.PEAK DUO BLK-G6 340) | Solar Panels |  | 0.34 | 3 | 99 | 42 |  | Fixed | Roof
NJSTRE1546411645 |  | Transition Incentive Program | Paterson | 7513 | 6 | 3.06 | Residential | Yes | Behind the Meter | Net-metered residential rooftop and canopy |  | None | Trinity Solar | PSE&G | Accepted | 2020-12-23 | 2020-12-28 | 2021-12-28 | HANWHA 340 (Q.PEAK DUO BLK-G6 340) | HANWHA 340 (Q.PEAK DUO BLK-G6 340) | Solar Panels |  | 0.34 | 6 | 99 | 23 |  | Fixed | Roof
NJSTRE1546411650 |  | Transition Incentive Program | Lawrenceville | 8648 | 12 | 9.43 | Residential | No | Behind the Meter | Net-metered residential rooftop and canopy |  | None | EMT Renewables | PSE&G | Accepted | 2020-12-23 | 2020-12-28 | 2021-12-28 | enphase | iq7-60-2-us | Inverters | 0.24 |  | 29 |  |  | 0.97 |  | Other | behind panels
NJSTRE1546411650 |  | Transition Incentive Program | Lawrenceville | 8648 | 12 | 9.43 | Residential | No | Behind the Meter | Net-metered residential rooftop and canopy |  | None | EMT Renewables | PSE&G | Accepted | 2020-12-23 | 2020-12-28 | 2021-12-28 | hanwha qcells | 325-DD06M.05(II) | Solar Panels |  | 0.325 | 11 | 290 | 30 |  | Fixed | Roof
NJSTRE1546411650 |  | Transition Incentive Program | Lawrenceville | 8648 | 12 | 9.43 | Residential | No | Behind the Meter | Net-metered residential rooftop and canopy |  | None | EMT Renewables | PSE&G | Accepted | 2020-12-23 | 2020-12-28 | 2021-12-28 | hanwha qcells | 325-DD06M.05(II) | Solar Panels |  | 0.325 | 4 | 110 | 30 |  | Fixed | Roof
NJSTRE1546411650 |  | Transition Incentive Program | Lawrenceville | 8648 | 12 | 9.43 | Residential | No | Behind the Meter | Net-metered residential rooftop and canopy |  | None | EMT Renewables | PSE&G | Accepted | 2020-12-23 | 2020-12-28 | 2021-12-28 | trina tsm | 325-DD06M.05(II) | Solar Panels |  | 0.325 | 14 | 110 | 30 |  | Fixed | Roof
NJSTRE1546411656 |  | Transition Incentive Program | Brick | 8723 | 18 | 40.4 | Commercial | No | Behind the Meter | Net-metered non-residential rooftop and canopy |  | None | Powerlutions | JCP&L | Accepted | 2020-12-23 | 2020-12-28 | 2021-12-28 | SolarEdge | SE14.4KUS | Inverters | 14.4 |  | 2 |  |  | 0.99 |  | Outdoor | near meter
NJSTRE1546411656 |  | Transition Incentive Program | Brick | 8723 | 18 | 40.4 | Commercial | No | Behind the Meter | Net-metered non-residential rooftop and canopy |  | None | Powerlutions | JCP&L | Accepted | 2020-12-23 | 2020-12-28 | 2021-12-28 | Axitec | AC-400MH/144S | Solar Panels |  | 0.4 | 101 | 206 | 5 |  | Fixed | Roof
NJSTRE1546411658 |  | Transition Incentive Program | Elmwood Park Boro | 7407 | 7 | 5.7 | Residential | Yes | Behind the Meter | Net-metered residential rooftop and canopy |  | None | Freedom Forever New Jersey LLC | PSE&G | Accepted | 2020-12-23 | 2020-12-30 | 2021-12-30 | Solar Edge | SE5000H-US [SI1] RGM | Inverters | 5000 |  | 1 |  |  | 0.99 |  | Outdoor | n/a
NJSTRE1546411658 |  | Transition Incentive Program | Elmwood Park Boro | 7407 | 7 | 5.7 | Residential | Yes | Behind the Meter | Net-metered residential rooftop and canopy |  | None | Freedom Forever New Jersey LLC | PSE&G | Accepted | 2020-12-23 | 2020-12-30 | 2021-12-30 | Hanwha | Q.PLUS BFR-G4.1/TAA 285 | Solar Panels |  | 0.285 | 12 | 341 | 37 |  | Fixed | Roof | n/a
NJSTRE1546411658 |  | Transition Incentive Program | Elmwood Park Boro | 7407 | 7 | 5.7 | Residential | Yes | Behind the Meter | Net-metered residential rooftop and canopy |  | None | Freedom Forever New Jersey LLC | PSE&G | Accepted | 2020-12-23 | 2020-12-30 | 2021-12-30 | Hanwha | Q.PLUS BFR-G4.1/TAA 285 | Solar Panels |  | 0.285 | 8 | 161 | 37 |  | Fixed | Roof | n/a
NJSTRE1546411662 |  | Transition Incentive Program | Westampton | 8060 | 13 | 8.84 | Residential | Yes | Behind the Meter | Net-metered residential rooftop and canopy |  | None | Trinity Solar | PSE&G | Accepted | 2020-12-23 | 2020-12-28 | 2021-12-28 | SOLAR EDGE | SE7600H-US | Inverters | 7600 |  | 1 |  |  | 0.97 |  | Outside | SIDE OF HOME
NJSTRE1546411662 |  | Transition Incentive Program | Westampton | 8060 | 13 | 8.84 | Residential | Yes | Behind the Meter | Net-metered residential rooftop and canopy |  | None | Trinity Solar | PSE&G | Accepted | 2020-12-23 | 2020-12-28 | 2021-12-28 | HANWHA 340 (Q.PEAK DUO BLK-G6 340) | HANWHA 340 (Q.PEAK DUO BLK-G6 340) | Solar Panels |  | 0.34 | 26 | 196 | 37 |  | Fixed | Roof
NJSTRE1546411679 |  | Transition Incentive Program | Springfield | 7081 | 10 | 6.8 | Residential | Yes | Behind the Meter | Net-metered residential rooftop and canopy |  | None | Trinity Solar | JCP&L | Accepted | 2020-12-23 | 2020-12-28 | 2021-12-28 | Solar Edge | SE6000 | Inverters | 6000 |  | 1 |  |  | 0.97 |  | Outside | side of home
NJSTRE1546411679 |  | Transition Incentive Program | Springfield | 7081 | 10 | 6.8 | Residential | Yes | Behind the Meter | Net-metered residential rooftop and canopy |  | None | Trinity Solar | JCP&L | Accepted | 2020-12-23 | 2020-12-28 | 2021-12-28 | Hanwha | Q.PEAK DUO BLK-G6 340 | Solar Panels |  | 0.34 | 15 | 216 | 23 |  | Fixed | Roof
NJSTRE1546411679 |  | Transition Incentive Program | Springfield | 7081 | 10 | 6.8 | Residential | Yes | Behind the Meter | Net-metered residential rooftop and canopy |  | None | Trinity Solar | JCP&L | Accepted | 2020-12-23 | 2020-12-28 | 2021-12-28 | Hanwha | Q.PEAK DUO BLK-G6 340 | Solar Panels |  | 0.34 | 5 | 216 | 15 |  | Fixed | Roof
NJSTRE1546411685 |  | Transition Incentive Program | Hamilton Township | 8690 | 12 | 8.78 | Residential | No | Behind the Meter | Net-metered residential rooftop and canopy |  | None | EMT Renewables | PSE&G | Accepted | 2020-12-23 | 2020-12-29 | 2021-12-29 | enphase | iq7-60-2-us | Inverters | 0.24 |  | 27 |  |  | 0.97 |  | Other | behind panels
NJSTRE1546411685 |  | Transition Incentive Program | Hamilton Township | 8690 | 12 | 8.78 | Residential | No | Behind the Meter | Net-metered residential rooftop and canopy |  | None | EMT Renewables | PSE&G | Accepted | 2020-12-23 | 2020-12-29 | 2021-12-29 | trina | tsm-325-DD06M.05(II) | Solar Panels |  | 0.325 | 12 | 273 | 22 |  | Fixed | Roof
NJSTRE1546411685 |  | Transition Incentive Program | Hamilton Township | 8690 | 12 | 8.78 | Residential | No | Behind the Meter | Net-metered residential rooftop and canopy |  | None | EMT Renewables | PSE&G | Accepted | 2020-12-23 | 2020-12-29 | 2021-12-29 | trina | tsm-325-DD06M.05(II) | Solar Panels |  | 0.325 | 4 | 93 | 18 |  | Fixed | Roof
NJSTRE1546411685 |  | Transition Incentive Program | Hamilton Township | 8690 | 12 | 8.78 | Residential | No | Behind the Meter | Net-metered residential rooftop and canopy |  | None | EMT Renewables | PSE&G | Accepted | 2020-12-23 | 2020-12-29 | 2021-12-29 | trina | tsm-325-DD06M.05(II) | Solar Panels |  | 0.325 | 4 | 273 | 45 |  | Fixed | Roof
NJSTRE1546411685 |  | Transition Incentive Program | Hamilton Township | 8690 | 12 | 8.78 | Residential | No | Behind the Meter | Net-metered residential rooftop and canopy |  | None | EMT Renewables | PSE&G | Accepted | 2020-12-23 | 2020-12-29 | 2021-12-29 | trina | tsm-325-DD06M.05(II) | Solar Panels |  | 0.325 | 3 | 183 | 22 |  | Fixed | Roof
NJSTRE1546411685 |  | Transition Incentive Program | Hamilton Township | 8690 | 12 | 8.78 | Residential | No | Behind the Meter | Net-metered residential rooftop and canopy |  | None | EMT Renewables | PSE&G | Accepted | 2020-12-23 | 2020-12-29 | 2021-12-29 | trina | tsm-325-dd06m.05(II) | Solar Panels |  | 0.325 | 4 | 93 | 22 |  | Fixed | Roof
NJSTRE1546411687 |  | Transition Incentive Program | Franklin TWP SOM | 8873 | 5 | 16.32 | Residential | Yes | Behind the Meter | Net-metered residential rooftop and canopy |  | None | Tesla Energy Operations Inc. | PSE&G | Accepted | 2020-12-23 | 2020-12-29 | 2021-12-29 | Tesla | AC Powerwall 2.0 | Electric Storage Battery |  |  | 2 |  |  |  | Lithium Ion |  | Inside garage
NJSTRE1546411687 |  | Transition Incentive Program | Franklin TWP SOM | 8873 | 5 | 16.32 | Residential | Yes | Behind the Meter | Net-metered residential rooftop and canopy |  | None | Tesla Energy Operations Inc. | PSE&G | Accepted | 2020-12-23 | 2020-12-29 | 2021-12-29 | Delta Electronics | M8-TL-US [240V] | Inverters | 7680 |  | 2 |  |  | 0.975 |  | Indoor | Inside garage
NJSTRE1546411687 |  | Transition Incentive Program | Franklin TWP SOM | 8873 | 5 | 16.32 | Residential | Yes | Behind the Meter | Net-metered residential rooftop and canopy |  | None | Tesla Energy Operations Inc. | PSE&G | Accepted | 2020-12-23 | 2020-12-29 | 2021-12-29 | Hanwha Q-CELLS | Q.Peak DUO BLK-G6+ 340 | Solar Panels |  | 0.34 | 8 | 216 | 23 |  | Fixed | Roof
NJSTRE1546411687 |  | Transition Incentive Program | Franklin TWP SOM | 8873 | 5 | 16.32 | Residential | Yes | Behind the Meter | Net-metered residential rooftop and canopy |  | None | Tesla Energy Operations Inc. | PSE&G | Accepted | 2020-12-23 | 2020-12-29 | 2021-12-29 | Hanwha Q-CELLS | Q.Peak DUO BLK-G6+ 340 | Solar Panels |  | 0.34 | 20 | 37 | 23 |  | Fixed | Roof
NJSTRE1546411687 |  | Transition Incentive Program | Franklin TWP SOM | 8873 | 5 | 16.32 | Residential | Yes | Behind the Meter | Net-metered residential rooftop and canopy |  | None | Tesla Energy Operations Inc. | PSE&G | Accepted | 2020-12-23 | 2020-12-29 | 2021-12-29 | Hanwha Q-CELLS | Q.Peak DUO BLK-G6+ 340 | Solar Panels |  | 0.34 | 12 | 217 | 23 |  | Fixed | Roof
NJSTRE1546411687 |  | Transition Incentive Program | Franklin TWP SOM | 8873 | 5 | 16.32 | Residential | Yes | Behind the Meter | Net-metered residential rooftop and canopy |  | None | Tesla Energy Operations Inc. | PSE&G | Accepted | 2020-12-23 | 2020-12-29 | 2021-12-29 | Hanwha Q-CELLS | Q.Peak DUO BLK-G6+ 340 | Solar Panels |  | 0.34 | 8 | 36 | 23 |  | Fixed | Roof
NJSTRE1546411696 |  | Transition Incentive Program | Somerdale | 8083 | 14 | 10.85 | Residential | Yes | Behind the Meter | Net-metered residential rooftop and canopy |  | None | Pro Custom Solar dba Momentum Solar | PSE&G | Accepted | 2020-12-23 | 2020-12-28 | 2021-12-28 | Enphase | IQ7Plus-72-2-US | Inverters | 290 |  | 31 |  |  | 0.97 |  | Outdoor | Roof
NJSTRE1546411696 |  | Transition Incentive Program | Somerdale | 8083 | 14 | 10.85 | Residential | Yes | Behind the Meter | Net-metered residential rooftop and canopy |  | None | Pro Custom Solar dba Momentum Solar | PSE&G | Accepted | 2020-12-23 | 2020-12-28 | 2021-12-28 | LG ELECTRONICS | LG 350N1C-V5 | Solar Panels |  | 0.35 | 19 | 252 | 27 |  | Fixed | Roof
NJSTRE1546411696 |  | Transition Incentive Program | Somerdale | 8083 | 14 | 10.85 | Residential | Yes | Behind the Meter | Net-metered residential rooftop and canopy |  | None | Pro Custom Solar dba Momentum Solar | PSE&G | Accepted | 2020-12-23 | 2020-12-28 | 2021-12-28 | LG ELECTRONICS | LG 350N1C-V5 | Solar Panels |  | 0.35 | 12 | 72 | 27 |  | Fixed | Roof
NJSTRE1546411698 |  | Transition Incentive Program | Piscataway | 8854 | 11 | 6.8 | Residential | Yes | Behind the Meter | Net-metered residential rooftop and canopy |  | None | Trinity Solar | PSE&G | Accepted | 2020-12-23 | 2020-12-28 | 2021-12-28 | SOLAR EDGE | SE6000H-US | Inverters | 6000 |  | 1 |  |  | 0.97 |  | Outdoor | SIDE OF HOME
NJSTRE1546411698 |  | Transition Incentive Program | Piscataway | 8854 | 11 | 6.8 | Residential | Yes | Behind the Meter | Net-metered residential rooftop and canopy |  | None | Trinity Solar | PSE&G | Accepted | 2020-12-23 | 2020-12-28 | 2021-12-28 | HANWHA 340 (Q.PEAK DUO BLK-G6 340) | HANWHA 340 (Q.PEAK DUO BLK-G6 340) | Solar Panels |  | 0.34 | 10 | 154 | 24 |  | Fixed | Roof
NJSTRE1546411698 |  | Transition Incentive Program | Piscataway | 8854 | 11 | 6.8 | Residential | Yes | Behind the Meter | Net-metered residential rooftop and canopy |  | None | Trinity Solar | PSE&G | Accepted | 2020-12-23 | 2020-12-28 | 2021-12-28 | HANWHA 340 (Q.PEAK DUO BLK-G6 340) | HANWHA 340 (Q.PEAK DUO BLK-G6 340) | Solar Panels |  | 0.34 | 10 | 154 | 13 |  | Fixed | Roof
NJSTRE1546411718 |  | Transition Incentive Program | Kenilworth | 7033 | 10 | 446 | School Public K-12 | Yes | Behind the Meter | Net-metered non-residential rooftop and canopy |  | None | HESP Construction, LLC | PSE&G | Accepted | 2020-12-23 | 2020-12-29 | 2021-12-29 | Solectria | PVI 60TL | Inverters | 360 |  | 6 |  |  | 0.99 |  | Outdoor | near arrays
NJSTRE1546411718 |  | Transition Incentive Program | Kenilworth | 7033 | 10 | 446 | School Public K-12 | Yes | Behind the Meter | Net-metered non-residential rooftop and canopy |  | None | HESP Construction, LLC | PSE&G | Accepted | 2020-12-23 | 2020-12-29 | 2021-12-29 | Trina Solar | TSM-DE15M(11) PERC MONO 400W | Solar Panels |  | 0.4 | 1115 | 172 | 5 |  | Fixed | Roof
NJSTRE1546411721 |  | Transition Incentive Program | Rockaway | 7866 | 3 | 9.77 | Residential | Yes | Behind the Meter | Net-metered residential rooftop and canopy |  | None | Solar Energy World | JCP&L | Accepted | 2020-12-23 | 2020-12-28 | 2021-12-28 | SolarEdge Technologies | SE10000H-USRGM | Inverters | 10000 |  | 1 |  |  | 0.98 |  | Outside | near meter
NJSTRE1546411721 |  | Transition Incentive Program | Rockaway | 7866 | 3 | 9.77 | Residential | Yes | Behind the Meter | Net-metered residential rooftop and canopy |  | None | Solar Energy World | JCP&L | Accepted | 2020-12-23 | 2020-12-28 | 2021-12-28 | Hanwha | Q.PEAK DUO BLK-G5 315 | Solar Panels |  | 0.315 | 31 | 168 | 29 |  | Fixed | Roof
NJSTRE1546411727 |  | Transition Incentive Program | Brick | 8723 | 18 | 387.04 | School Public K-12 | Yes | Behind the Meter | Net-metered non-residential rooftop and canopy |  | None | Brightcore Energy, LLC | JCP&L | Accepted | 2020-12-24 | 2020-12-29 | 2021-12-29 | Elkor Mark II | WattsOn | Meters |  |  | 1 |  |  |  | Yes | Outdoor
NJSTRE1546411727 |  | Transition Incentive Program | Brick | 8723 | 18 | 387.04 | School Public K-12 | Yes | Behind the Meter | Net-metered non-residential rooftop and canopy |  | None | Brightcore Energy, LLC | JCP&L | Accepted | 2020-12-24 | 2020-12-29 | 2021-12-29 | SolarEdge | SE100KUS / SE30KUS | Inverters | 330000 |  | 4 |  |  | 0.85 |  | Outdoor | Rooftop
NJSTRE1546411727 |  | Transition Incentive Program | Brick | 8723 | 18 | 387.04 | School Public K-12 | Yes | Behind the Meter | Net-metered non-residential rooftop and canopy |  | None | Brightcore Energy, LLC | JCP&L | Accepted | 2020-12-24 | 2020-12-29 | 2021-12-29 | Canadian Solar | CS3W-410P | Solar Panels |  | 0.41 | 944 | 146 | 10 |  | Fixed | Roof
NJSTRE1546411731 |  | Transition Incentive Program | Columbus | 8022 | 13 | 2.72 | Residential | Yes | Behind the Meter | Net-metered residential rooftop and canopy |  | None | Trinity Solar | PSE&G | Accepted | 2020-12-23 | 2020-12-29 | 2021-12-29 | Solar edge | SE3000 | Inverters | 3000 |  | 1 |  |  | 0.97 |  | Outside | side of home
NJSTRE1546411731 |  | Transition Incentive Program | Columbus | 8022 | 13 | 2.72 | Residential | Yes | Behind the Meter | Net-metered residential rooftop and canopy |  | None | Trinity Solar | PSE&G | Accepted | 2020-12-23 | 2020-12-29 | 2021-12-29 | Hanwha | Q.PEAK DUO BLK-G6 340 | Solar Panels |  | 0.34 | 8 | 168 | 34 |  | Fixed | Roof
NJSTRE1546411736 |  | Transition Incentive Program | Paterson | 7524 | 6 | 12.96 | Residential | Yes | Behind the Meter | Net-metered residential rooftop and canopy |  | None | SunPower Corporation, Systems | PSE&G | Final As-Built Received | 2020-12-23 | 2020-12-28 |  | SunPower | SPR-X22-360-C-AC | Solar Panels |  | 0.36 | 36 | 193 | 28 |  | Fixed | Roof
NJSTRE1546411736 |  | Transition Incentive Program | Paterson | 7524 | 6 | 12.96 | Residential | Yes | Behind the Meter | Net-metered residential rooftop and canopy |  | None | SunPower Corporation, Systems | PSE&G | Final As-Built Received | 2020-12-23 | 2020-12-28 |  | SunPower | SPR-X22-360-C-AC | Inverters | 320 |  | 36 |  |  | 0.96 |  | Other | under each panel
NJSTRE1546411736 |  | Transition Incentive Program | Paterson | 7524 | 6 | 12.96 | Residential | Yes | Behind the Meter | Net-metered residential rooftop and canopy |  | None | SunPower Corporation, Systems | PSE&G | Final As-Built Received | 2020-12-23 | 2020-12-28 |  | Sunpower | PVS5 | Meters |  |  | 1 |  |  |  | Yes | Outdoor
NJSTRE1546411738 |  | Transition Incentive Program | Piscataway | 8854 | 11 | 4.9 | Residential | Yes | Behind the Meter | Net-metered residential rooftop and canopy |  | None | Pro Custom | PSE&G | Accepted | 2020-12-23 | 2020-12-28 | 2021-12-28 | Enphase | IQ7Plus-72-2-US | Inverters | 290 |  | 14 |  |  | 0.97 |  | Outdoor | Roof
NJSTRE1546411738 |  | Transition Incentive Program | Piscataway | 8854 | 11 | 4.9 | Residential | Yes | Behind the Meter | Net-metered residential rooftop and canopy |  | None | Pro Custom | PSE&G | Accepted | 2020-12-23 | 2020-12-28 | 2021-12-28 | Enphase | IQ7Plus-72-2-US | Solar Panels |  | 0.35 | 14 | 147 | 15 |  | Fixed | Roof
NJSTRE1546411745 |  | Transition Incentive Program | Williamstown | 8094 | 15 | 6.4 | Residential | Yes | Behind the Meter | Net-metered residential rooftop and canopy |  | None | RCL Enterprises Inc. | AC Electric | Accepted | 2020-12-23 | 2020-12-28 | 2021-12-28 | Enphase | IQ7 | Inverters | 240 |  | 20 |  |  | 0.96 |  | Outdoor | under panels
NJSTRE1546411745 |  | Transition Incentive Program | Williamstown | 8094 | 15 | 6.4 | Residential | Yes | Behind the Meter | Net-metered residential rooftop and canopy |  | None | RCL Enterprises Inc. | AC Electric | Accepted | 2020-12-23 | 2020-12-28 | 2021-12-28 | Trina Solar | TSM-320DD06M | Solar Panels |  | 0.32 | 20 | 170 | 28 |  | Fixed | Roof
NJSTRE1546411755 |  | Transition Incentive Program | Mantua | 8051 | 15 | 8.16 | Residential | Yes | Behind the Meter | Net-metered residential rooftop and canopy |  | None | Trinity Solar | AC Electric | Accepted | 2020-12-23 | 2020-12-29 | 2021-12-29 | Solar Edge | SE7600H-US | Inverters | 7600 |  | 1 |  |  | 0.97 |  | Outside | side of home
NJSTRE1546411755 |  | Transition Incentive Program | Mantua | 8051 | 15 | 8.16 | Residential | Yes | Behind the Meter | Net-metered residential rooftop and canopy |  | None | Trinity Solar | AC Electric | Accepted | 2020-12-23 | 2020-12-29 | 2021-12-29 | Hanwha 340 | Q.PEAK DUO BLK-G6 340 | Solar Panels |  | 0.34 | 24 | 205 | 26 |  | Fixed | Roof
NJSTRE1546411764 |  | Transition Incentive Program | Voorhees | 8043 | 14 | 18.7 | Commercial | No | Behind the Meter | Net-metered non-residential rooftop and canopy |  | None | Kaitanna Solar, LLC | AC Electric | Accepted | 2020-12-23 | 2020-12-28 | 2021-12-28 | Enphase | Envoy | Meters |  |  | 1 |  |  |  | Yes
NJSTRE1546411764 |  | Transition Incentive Program | Voorhees | 8043 | 14 | 18.7 | Commercial | No | Behind the Meter | Net-metered non-residential rooftop and canopy |  | None | Kaitanna Solar, LLC | AC Electric | Accepted | 2020-12-23 | 2020-12-28 | 2021-12-28 | Enphase | IQ7+ | Inverters | 290 |  | 55 |  |  | 0.97 |  | Outdoor | Under Modules
NJSTRE1546411764 |  | Transition Incentive Program | Voorhees | 8043 | 14 | 18.7 | Commercial | No | Behind the Meter | Net-metered non-residential rooftop and canopy |  | None | Kaitanna Solar, LLC | AC Electric | Accepted | 2020-12-23 | 2020-12-28 | 2021-12-28 | Hanwha | QCEll 340 | Solar Panels |  | 0.34 | 39 | 131 | 20 |  | Fixed | Roof
NJSTRE1546411764 |  | Transition Incentive Program | Voorhees | 8043 | 14 | 18.7 | Commercial | No | Behind the Meter | Net-metered non-residential rooftop and canopy |  | None | Kaitanna Solar, LLC | AC Electric | Accepted | 2020-12-23 | 2020-12-28 | 2021-12-28 | Hanwha | QCell 340 | Solar Panels |  | 0.34 | 16 | 311 | 30 |  | Fixed | Roof
NJSTRE1546411767 |  | Transition Incentive Program | Hillsborough | 8844 | 5 | 16.2 | Residential | Yes | Behind the Meter | Net-metered residential rooftop and canopy |  | None | SunPower Corporation, Systems | PSE&G | Final As-Built Received | 2020-12-23 | 2020-12-29 |  | SunPower | SPR-X22-360-C-AC | Solar Panels |  | 0.36 | 5 | 205 | 21 |  | Fixed | Roof
NJSTRE1546411767 |  | Transition Incentive Program | Hillsborough | 8844 | 5 | 16.2 | Residential | Yes | Behind the Meter | Net-metered residential rooftop and canopy |  | None | SunPower Corporation, Systems | PSE&G | Final As-Built Received | 2020-12-23 | 2020-12-29 |  | SunPower | SPR-X22-360-C-AC | Solar Panels |  | 0.36 | 19 | 116 | 40 |  | Fixed | Roof
NJSTRE1546411767 |  | Transition Incentive Program | Hillsborough | 8844 | 5 | 16.2 | Residential | Yes | Behind the Meter | Net-metered residential rooftop and canopy |  | None | SunPower Corporation, Systems | PSE&G | Final As-Built Received | 2020-12-23 | 2020-12-29 |  | SunPower | SPR-X22-360-C-AC | Solar Panels |  | 0.36 | 21 | 116 | 41 |  | Fixed | Roof
NJSTRE1546411767 |  | Transition Incentive Program | Hillsborough | 8844 | 5 | 16.2 | Residential | Yes | Behind the Meter | Net-metered residential rooftop and canopy |  | None | SunPower Corporation, Systems | PSE&G | Final As-Built Received | 2020-12-23 | 2020-12-29 |  | SunPower | SPR-X22-360-C-AC | Inverters | 320 |  | 45 |  |  | 0.96 |  | Other | under each panel
NJSTRE1546411767 |  | Transition Incentive Program | Hillsborough | 8844 | 5 | 16.2 | Residential | Yes | Behind the Meter | Net-metered residential rooftop and canopy |  | None | SunPower Corporation, Systems | PSE&G | Final As-Built Received | 2020-12-23 | 2020-12-29 |  | Sunpower | PVS5 | Meters |  |  | 1 |  |  |  | Yes | Outdoor
NJSTRE1546411771 |  | Transition Incentive Program | Voorhees | 8043 | 14 | 8.84 | Residential | No | Behind the Meter | Net-metered residential rooftop and canopy |  | None | Kaitanna Solar, LLC | AC Electric | Accepted | 2020-12-23 | 2020-12-29 | 2021-12-29 | Enphase | Envoy | Meters |  |  | 1 |  |  |  | Yes
NJSTRE1546411771 |  | Transition Incentive Program | Voorhees | 8043 | 14 | 8.84 | Residential | No | Behind the Meter | Net-metered residential rooftop and canopy |  | None | Kaitanna Solar, LLC | AC Electric | Accepted | 2020-12-23 | 2020-12-29 | 2021-12-29 | Enphase | IQ7+ | Inverters | 290 |  | 26 |  |  | 0.97 |  | Outdoor | Under Modules
NJSTRE1546411771 |  | Transition Incentive Program | Voorhees | 8043 | 14 | 8.84 | Residential | No | Behind the Meter | Net-metered residential rooftop and canopy |  | None | Kaitanna Solar, LLC | AC Electric | Accepted | 2020-12-23 | 2020-12-29 | 2021-12-29 | Hanwha | QCell340 | Solar Panels |  | 0.34 | 26 | 131 | 23 |  | Fixed | Roof
NJSTRE1546411776 |  | Transition Incentive Program | Maplewood | 7040 | 9 | 6.46 | Residential | No | Behind the Meter | Net-metered residential rooftop and canopy |  | None | Trinity Solar | PSE&G | Accepted | 2020-12-23 | 2020-12-29 | 2021-12-29 | Solar Edge | SE5000 | Inverters | 5000 |  | 1 |  |  | 0.97 |  | Outside | side of home
NJSTRE1546411776 |  | Transition Incentive Program | Maplewood | 7040 | 9 | 6.46 | Residential | No | Behind the Meter | Net-metered residential rooftop and canopy |  | None | Trinity Solar | PSE&G | Accepted | 2020-12-23 | 2020-12-29 | 2021-12-29 | Hanwha | Q.PEAK DUO BLK-G6 340 | Solar Panels |  | 0.34 | 19 | 132 | 35 |  | Fixed | Roof
NJSTRE1546411783 |  | Transition Incentive Program | Kenilworth | 7033 | 10 | 304.8 | School Public K-12 | Yes | Behind the Meter | Net-metered non-residential rooftop and canopy |  | None | HESP Construction, LLC | PSE&G | Accepted | 2020-12-23 | 2020-12-29 | 2021-12-29 | Solectria | PVI 60TL | Inverters | 240 |  | 6 |  |  | 0.99 |  | Outdoor | near arrays
NJSTRE1546411783 |  | Transition Incentive Program | Kenilworth | 7033 | 10 | 304.8 | School Public K-12 | Yes | Behind the Meter | Net-metered non-residential rooftop and canopy |  | None | HESP Construction, LLC | PSE&G | Accepted | 2020-12-23 | 2020-12-29 | 2021-12-29 | Trina Solar | TSM-DE15M(11) PERC MONO 400W | Solar Panels |  | 0.4 | 762 | 172 | 5 |  | Fixed | Roof
NJSTRE1546411793 |  | Transition Incentive Program | Sewell | 8080 | 15 | 17.6 | Residential | Yes | Behind the Meter | Net-metered residential rooftop and canopy |  | None | SunPower Corporation, Systems | AC Electric | Final As-Built Received | 2020-12-23 | 2020-12-29 |  | SunPower | SPR-X21-345-C-AC | Solar Panels |  | 0.345 | 15 | 15 | 7 |  | Fixed | Roof
NJSTRE1546411793 |  | Transition Incentive Program | Sewell | 8080 | 15 | 17.6 | Residential | Yes | Behind the Meter | Net-metered residential rooftop and canopy |  | None | SunPower Corporation, Systems | AC Electric | Final As-Built Received | 2020-12-23 | 2020-12-29 |  | SunPower | SunPower | Solar Panels |  | 0.345 | 13 | 13 | 19 |  | Fixed | Roof
NJSTRE1546411793 |  | Transition Incentive Program | Sewell | 8080 | 15 | 17.6 | Residential | Yes | Behind the Meter | Net-metered residential rooftop and canopy |  | None | SunPower Corporation, Systems | AC Electric | Final As-Built Received | 2020-12-23 | 2020-12-29 |  | SunPower | SPR-X21-345-C-AC | Solar Panels |  | 0.345 | 5 | 39 | 19 |  | Fixed | Roof
NJSTRE1546411793 |  | Transition Incentive Program | Sewell | 8080 | 15 | 17.6 | Residential | Yes | Behind the Meter | Net-metered residential rooftop and canopy |  | None | SunPower Corporation, Systems | AC Electric | Final As-Built Received | 2020-12-23 | 2020-12-29 |  | SunPower | SPR-X21-345-C-AC | Solar Panels |  | 0.345 | 18 | 219 | 19 |  | Fixed | Roof
NJSTRE1546411793 |  | Transition Incentive Program | Sewell | 8080 | 15 | 17.6 | Residential | Yes | Behind the Meter | Net-metered residential rooftop and canopy |  | None | SunPower Corporation, Systems | AC Electric | Final As-Built Received | 2020-12-23 | 2020-12-29 |  | SunPower | SPR-X21-345-C-AC | Inverters | 320 |  | 51 |  |  | 0.96 |  | Other | under each panel
NJSTRE1546411793 |  | Transition Incentive Program | Sewell | 8080 | 15 | 17.6 | Residential | Yes | Behind the Meter | Net-metered residential rooftop and canopy |  | None | SunPower Corporation, Systems | AC Electric | Final As-Built Received | 2020-12-23 | 2020-12-29 |  | SunPower | PVS6 | Meters |  |  | 1 |  |  |  | Yes | Outdoor
NJSTRE1546411831 |  | Transition Incentive Program | South Hackensack | 7606 | 7 | 107.1 | Commercial | No | Behind the Meter | Net-metered non-residential rooftop and canopy |  | None | Geoscape Solar | PSE&G | Accepted | 2020-12-23 | 2020-12-29 | 2021-12-29 | Solar Edge | SE66.6k-us | Inverters | 66600 |  | 1 |  |  | 0.97 |  | Outside | adj to utility meter
NJSTRE1546411831 |  | Transition Incentive Program | South Hackensack | 7606 | 7 | 107.1 | Commercial | No | Behind the Meter | Net-metered non-residential rooftop and canopy |  | None | Geoscape Solar | PSE&G | Accepted | 2020-12-23 | 2020-12-29 | 2021-12-29 | Solar Edge | SE20Kus | Inverters | 20000 |  | 1 |  |  | 0.97 |  | Outside | adj to utility meter
NJSTRE1546411831 |  | Transition Incentive Program | South Hackensack | 7606 | 7 | 107.1 | Commercial | No | Behind the Meter | Net-metered non-residential rooftop and canopy |  | None | Geoscape Solar | PSE&G | Accepted | 2020-12-23 | 2020-12-29 | 2021-12-29 | Hanwah | Q Peak Duo L-G8.2 | Solar Panels |  | 0.425 | 252 | 197 | 5 |  | Fixed | Roof
NJSTRE1546412376 |  | Transition Incentive Program | Hightstown | 8520 | 12 | 6.12 | Residential | Yes | Behind the Meter | Net-metered residential rooftop and canopy |  | None | Trinity Solar | JCP&L | Accepted | 2020-12-23 | 2020-12-29 | 2021-12-29 | SOLAR EDGE | SE5000H-US | Inverters | 5000 |  | 1 |  |  | 0.97 |  | Outside | SIDE OF HOME
NJSTRE1546412376 |  | Transition Incentive Program | Hightstown | 8520 | 12 | 6.12 | Residential | Yes | Behind the Meter | Net-metered residential rooftop and canopy |  | None | Trinity Solar | JCP&L | Accepted | 2020-12-23 | 2020-12-29 | 2021-12-29 | HANWHA 340 (Q.PEAK DUO BLK-G6 340) | HANWHA 340 (Q.PEAK DUO BLK-G6 340) | Solar Panels |  | 0.34 | 18 | 214 | 20 |  | Fixed | Roof
NJSTRE1546412392 |  | Transition Incentive Program | Barnegat | 8005 | 18 | 5.44 | Residential | Yes | Behind the Meter | Net-metered residential rooftop and canopy |  | None | Trinity Solar | AC Electric | Accepted | 2020-12-23 | 2020-12-29 | 2021-12-29 | SOLAR EDGE | SE5000H-US | Inverters | 5000 |  | 1 |  |  | 0.97 |  | Outside | SIDE OF HOME
NJSTRE1546412392 |  | Transition Incentive Program | Barnegat | 8005 | 18 | 5.44 | Residential | Yes | Behind the Meter | Net-metered residential rooftop and canopy |  | None | Trinity Solar | AC Electric | Accepted | 2020-12-23 | 2020-12-29 | 2021-12-29 | HANWHA 320 (Q.PEAK DUO BLK-G5 320) | HANWHA 320 (Q.PEAK DUO BLK-G5 320) | Solar Panels |  | 0.32 | 3 | 256 | 30 |  | Fixed | Roof
NJSTRE1546412392 |  | Transition Incentive Program | Barnegat | 8005 | 18 | 5.44 | Residential | Yes | Behind the Meter | Net-metered residential rooftop and canopy |  | None | Trinity Solar | AC Electric | Accepted | 2020-12-23 | 2020-12-29 | 2021-12-29 | HANWHA 320 (Q.PEAK DUO BLK-G5 320) | HANWHA 320 (Q.PEAK DUO BLK-G5 320) | Solar Panels |  | 0.32 | 2 | 76 | 30 |  | Fixed | Roof
NJSTRE1546412392 |  | Transition Incentive Program | Barnegat | 8005 | 18 | 5.44 | Residential | Yes | Behind the Meter | Net-metered residential rooftop and canopy |  | None | Trinity Solar | AC Electric | Accepted | 2020-12-23 | 2020-12-29 | 2021-12-29 | HANWHA 320 (Q.PEAK DUO BLK-G5 320) | HANWHA 320 (Q.PEAK DUO BLK-G5 320) | Solar Panels |  | 0.32 | 3 | 346 | 30 |  | Fixed | Roof
NJSTRE1546412392 |  | Transition Incentive Program | Barnegat | 8005 | 18 | 5.44 | Residential | Yes | Behind the Meter | Net-metered residential rooftop and canopy |  | None | Trinity Solar | AC Electric | Accepted | 2020-12-23 | 2020-12-29 | 2021-12-29 | HANWHA 320 (Q.PEAK DUO BLK-G5 320) | HANWHA 320 (Q.PEAK DUO BLK-G5 320) | Solar Panels |  | 0.32 | 9 | 166 | 30 |  | Fixed | Roof
NJSTRE1546412394 |  | Transition Incentive Program | Mansfield | 8022 | 13 | 10.71 | Residential | Yes | Behind the Meter | Net-metered residential rooftop and canopy |  | None | Solar Energy World | PSE&G | Accepted | 2020-12-23 | 2020-12-29 | 2021-12-29 | SolarEdge Technologies | SE10000H-USRGM | Inverters | 10000 |  | 1 |  |  | 0.98 |  | Other | near meter
NJSTRE1546412394 |  | Transition Incentive Program | Mansfield | 8022 | 13 | 10.71 | Residential | Yes | Behind the Meter | Net-metered residential rooftop and canopy |  | None | Solar Energy World | PSE&G | Accepted | 2020-12-23 | 2020-12-29 | 2021-12-29 | Hanwha | Q.PEAK DUO BLK-G5 315 | Solar Panels |  | 0.315 | 34 | 161 | 18 |  | Fixed | Pole
NJSTRE1546412397 |  | Transition Incentive Program | Summit | 7901 | 10 | 4.08 | Residential | Yes | Behind the Meter | Net-metered residential rooftop and canopy |  | None | Tesla Energy Operations Inc. | JCP&L | Accepted | 2020-12-23 | 2020-12-29 | 2021-12-29 | Tesla | AC Powerwall 2.0 | Electric Storage Battery |  |  | 1 |  |  |  | Lithium Ion |  | Outside
NJSTRE1546412397 |  | Transition Incentive Program | Summit | 7901 | 10 | 4.08 | Residential | Yes | Behind the Meter | Net-metered residential rooftop and canopy |  | None | Tesla Energy Operations Inc. | JCP&L | Accepted | 2020-12-23 | 2020-12-29 | 2021-12-29 | SolarEdge Technologies | SE3800H-US [240V] | Inverters | 3800 |  | 1 |  |  | 0.99 |  | Outside | Outside
NJSTRE1546412397 |  | Transition Incentive Program | Summit | 7901 | 10 | 4.08 | Residential | Yes | Behind the Meter | Net-metered residential rooftop and canopy |  | None | Tesla Energy Operations Inc. | JCP&L | Accepted | 2020-12-23 | 2020-12-29 | 2021-12-29 | Hanwha Q-CELLS | Q.Peak DUO BLK-G6+ 340 | Solar Panels |  | 0.34 | 12 | 189 | 23 |  | Fixed | Roof
NJSTRE1546412437 |  | Transition Incentive Program | Englewood | 7631 | 7 | 10.44 | Residential | Yes | Behind the Meter | Net-metered residential rooftop and canopy |  | None | SunPower Corporation, Systems | PSE&G | Final As-Built Received | 2020-12-28 | 2020-12-29 |  | SunPower | SPR-X22-360-C-AC | Solar Panels |  | 0.36 | 3 | 149 | 34 |  | Fixed | Roof
NJSTRE1546412437 |  | Transition Incentive Program | Englewood | 7631 | 7 | 10.44 | Residential | Yes | Behind the Meter | Net-metered residential rooftop and canopy |  | None | SunPower Corporation, Systems | PSE&G | Final As-Built Received | 2020-12-28 | 2020-12-29 |  | SunPower | SPR-X22-360-C-AC | Solar Panels |  | 0.36 | 4 | 329 | 30 |  | Fixed | Roof
NJSTRE1546412437 |  | Transition Incentive Program | Englewood | 7631 | 7 | 10.44 | Residential | Yes | Behind the Meter | Net-metered residential rooftop and canopy |  | None | SunPower Corporation, Systems | PSE&G | Final As-Built Received | 2020-12-28 | 2020-12-29 |  | SunPower | SPR-X22-360-C-AC | Solar Panels |  | 0.36 | 10 | 59 | 34 |  | Fixed | Roof
NJSTRE1546412437 |  | Transition Incentive Program | Englewood | 7631 | 7 | 10.44 | Residential | Yes | Behind the Meter | Net-metered residential rooftop and canopy |  | None | SunPower Corporation, Systems | PSE&G | Final As-Built Received | 2020-12-28 | 2020-12-29 |  | SunPower | SPR-X22-360-C-AC | Solar Panels |  | 0.36 | 12 | 239 | 30 |  | Fixed | Roof
NJSTRE1546412437 |  | Transition Incentive Program | Englewood | 7631 | 7 | 10.44 | Residential | Yes | Behind the Meter | Net-metered residential rooftop and canopy |  | None | SunPower Corporation, Systems | PSE&G | Final As-Built Received | 2020-12-28 | 2020-12-29 |  | SunPower | SPR-X22-360-C-AC | Inverters | 320 |  | 29 |  |  | 0.96 |  | Other | under each panel
NJSTRE1546412437 |  | Transition Incentive Program | Englewood | 7631 | 7 | 10.44 | Residential | Yes | Behind the Meter | Net-metered residential rooftop and canopy |  | None | SunPower Corporation, Systems | PSE&G | Final As-Built Received | 2020-12-28 | 2020-12-29 |  | SunPower | PVS5 | Meters |  |  | 1 |  |  |  | Yes | Outdoor
NJSTRE1546412441 |  | Transition Incentive Program | Ventnor City | 8406 | 19 | 23.31 | Residential | No | Behind the Meter | Net-metered residential rooftop and canopy |  | None | All Season Solar | AC Electric | Accepted | 2020-12-23 | 2020-12-29 | 2021-12-29 | Enphase | IQ7 | Inverters | 240 |  | 74 |  |  | 0.97 |  | Outdoor | under module
NJSTRE1546412441 |  | Transition Incentive Program | Ventnor City | 8406 | 19 | 23.31 | Residential | No | Behind the Meter | Net-metered residential rooftop and canopy |  | None | All Season Solar | AC Electric | Accepted | 2020-12-23 | 2020-12-29 | 2021-12-29 | Certainteed | CT315HC11-04 | Solar Panels |  | 0.315 | 4 | 57 | 11 |  | Fixed | Roof
NJSTRE1546412441 |  | Transition Incentive Program | Ventnor City | 8406 | 19 | 23.31 | Residential | No | Behind the Meter | Net-metered residential rooftop and canopy |  | None | All Season Solar | AC Electric | Accepted | 2020-12-23 | 2020-12-29 | 2021-12-29 | Certainteed | CT315HC11-04 | Solar Panels |  | 0.315 | 4 | 237 | 11 |  | Fixed | Roof
NJSTRE1546412441 |  | Transition Incentive Program | Ventnor City | 8406 | 19 | 23.31 | Residential | No | Behind the Meter | Net-metered residential rooftop and canopy |  | None | All Season Solar | AC Electric | Accepted | 2020-12-23 | 2020-12-29 | 2021-12-29 | Certainteed | CT315HC11-04 | Solar Panels |  | 0.315 | 13 | 237 | 34 |  | Fixed | Roof
NJSTRE1546412441 |  | Transition Incentive Program | Ventnor City | 8406 | 19 | 23.31 | Residential | No | Behind the Meter | Net-metered residential rooftop and canopy |  | None | All Season Solar | AC Electric | Accepted | 2020-12-23 | 2020-12-29 | 2021-12-29 | Certainteed | CT315HC11-04 | Solar Panels |  | 0.315 | 23 | 57 | 27 |  | Fixed | Roof
NJSTRE1546412441 |  | Transition Incentive Program | Ventnor City | 8406 | 19 | 23.31 | Residential | No | Behind the Meter | Net-metered residential rooftop and canopy |  | None | All Season Solar | AC Electric | Accepted | 2020-12-23 | 2020-12-29 | 2021-12-29 | Certainteed | CT315HC11-04 | Solar Panels |  | 0.315 | 2 | 237 | 24 |  | Fixed | Roof
NJSTRE1546412441 |  | Transition Incentive Program | Ventnor City | 8406 | 19 | 23.31 | Residential | No | Behind the Meter | Net-metered residential rooftop and canopy |  | None | All Season Solar | AC Electric | Accepted | 2020-12-23 | 2020-12-29 | 2021-12-29 | Certainteed | CT315HC11-04 | Solar Panels |  | 0.315 | 18 | 237 | 27 |  | Fixed | Roof
NJSTRE1546412441 |  | Transition Incentive Program | Ventnor City | 8406 | 19 | 23.31 | Residential | No | Behind the Meter | Net-metered residential rooftop and canopy |  | None | All Season Solar | AC Electric | Accepted | 2020-12-23 | 2020-12-29 | 2021-12-29 | Certainteed | CT315HC11-04 | Solar Panels |  | 0.315 | 2 | 57 | 24 |  | Fixed | Roof
NJSTRE1546412441 |  | Transition Incentive Program | Ventnor City | 8406 | 19 | 23.31 | Residential | No | Behind the Meter | Net-metered residential rooftop and canopy |  | None | All Season Solar | AC Electric | Accepted | 2020-12-23 | 2020-12-29 | 2021-12-29 | Certainteed | CT315HC11-04 | Solar Panels |  | 0.315 | 8 | 147 | 24 |  | Fixed | Roof
NJSTRE1546412461 |  | Transition Incentive Program | Monroe Township | 8831 | 11 | 8.16 | Residential | Yes | Behind the Meter | Net-metered residential rooftop and canopy |  | None | Tesla Energy Operations Inc. | JCP&L | Accepted | 2020-12-23 | 2020-12-29 | 2021-12-29 | Tesla | AC Powerwall 2.0 | Electric Storage Battery |  |  | 1 |  |  |  | Lithium Ion |  | Inside garage
NJSTRE1546412461 |  | Transition Incentive Program | Monroe Township | 8831 | 11 | 8.16 | Residential | Yes | Behind the Meter | Net-metered residential rooftop and canopy |  | None | Tesla Energy Operations Inc. | JCP&L | Accepted | 2020-12-23 | 2020-12-29 | 2021-12-29 | SolarEdge Technologies | SE7600H-US [240V] | Inverters | 7600 |  | 1 |  |  | 0.99 |  | Indoor | Inside garage
NJSTRE1546412461 |  | Transition Incentive Program | Monroe Township | 8831 | 11 | 8.16 | Residential | Yes | Behind the Meter | Net-metered residential rooftop and canopy |  | None | Tesla Energy Operations Inc. | JCP&L | Accepted | 2020-12-23 | 2020-12-29 | 2021-12-29 | Hanwha Q-CELLS | Q.Peak DUO BLK-G6+ 340 | Solar Panels |  | 0.34 | 8 | 278 | 34 |  | Fixed | Roof
NJSTRE1546412461 |  | Transition Incentive Program | Monroe Township | 8831 | 11 | 8.16 | Residential | Yes | Behind the Meter | Net-metered residential rooftop and canopy |  | None | Tesla Energy Operations Inc. | JCP&L | Accepted | 2020-12-23 | 2020-12-29 | 2021-12-29 | Hanwha Q-CELLS | Q.Peak DUO BLK-G6+ 340 | Solar Panels |  | 0.34 | 16 | 98 | 34 |  | Fixed | Roof
NJSTRE1546412469 |  | Transition Incentive Program | South Bound Brook | 8880 | 5 | 4.2 | Residential | Yes | Behind the Meter | Net-metered residential rooftop and canopy |  | None | Pro Custom Solar dba Momentum Solar | PSE&G | Accepted | 2020-12-23 | 2020-12-29 | 2021-12-29 | Enphase | IQ7Plus-72-2-US | Inverters | 290 |  | 12 |  |  | 0.97 |  | Outdoor | Roof
NJSTRE1546412469 |  | Transition Incentive Program | South Bound Brook | 8880 | 5 | 4.2 | Residential | Yes | Behind the Meter | Net-metered residential rooftop and canopy |  | None | Pro Custom Solar dba Momentum Solar | PSE&G | Accepted | 2020-12-23 | 2020-12-29 | 2021-12-29 | LG ELECTRONICS | LG 350N1C-V5 | Solar Panels |  | 0.35 | 12 | 26 | 199 |  | Fixed | Roof
NJSTRE1546412476 |  | Transition Incentive Program | Bridgewater | 8807 | 5 | 10.44 | Residential | Yes | Behind the Meter | Net-metered residential rooftop and canopy |  | None | SunPower Corporation, Systems | PSE&G | Final As-Built Received | 2020-12-23 | 2020-12-29 |  | SunPower | SPR-X22-360-D-AC | Solar Panels |  | 0.36 | 7 | 188 | 18 |  | Fixed | Roof
NJSTRE1546412476 |  | Transition Incentive Program | Bridgewater | 8807 | 5 | 10.44 | Residential | Yes | Behind the Meter | Net-metered residential rooftop and canopy |  | None | SunPower Corporation, Systems | PSE&G | Final As-Built Received | 2020-12-23 | 2020-12-29 |  | SunPower | SPR-X22-360-D-AC | Solar Panels |  | 0.36 | 4 | 99 | 18 |  | Fixed | Roof
NJSTRE1546412476 |  | Transition Incentive Program | Bridgewater | 8807 | 5 | 10.44 | Residential | Yes | Behind the Meter | Net-metered residential rooftop and canopy |  | None | SunPower Corporation, Systems | PSE&G | Final As-Built Received | 2020-12-23 | 2020-12-29 |  | SunPower | SPR-X22-360-D-AC | Solar Panels |  | 0.36 | 18 | 189 | 18 |  | Fixed | Roof
NJSTRE1546412476 |  | Transition Incentive Program | Bridgewater | 8807 | 5 | 10.44 | Residential | Yes | Behind the Meter | Net-metered residential rooftop and canopy |  | None | SunPower Corporation, Systems | PSE&G | Final As-Built Received | 2020-12-23 | 2020-12-29 |  | SunPower | SPR-X22-360-D-AC | Inverters | 320 |  | 29 |  |  | 0.96 |  | Other | under each panel
NJSTRE1546412476 |  | Transition Incentive Program | Bridgewater | 8807 | 5 | 10.44 | Residential | Yes | Behind the Meter | Net-metered residential rooftop and canopy |  | None | SunPower Corporation, Systems | PSE&G | Final As-Built Received | 2020-12-23 | 2020-12-29 |  | SunPower | PVS5 | Meters |  |  | 1 |  |  |  | Yes | Outdoor
NJSTRE1546412609 |  | Transition Incentive Program | Forked River | 8731 | 18 | 6.48 | Residential | Yes | Behind the Meter | Net-metered residential rooftop and canopy |  | None | SunPower Corporation, Systems | JCP&L | Final As-Built Received | 2020-12-23 | 2020-12-29 |  | SunPower | SPR-X22-360-C-AC | Solar Panels |  | 0.36 | 18 | 185 | 25 |  | Fixed | Roof
NJSTRE1546412609 |  | Transition Incentive Program | Forked River | 8731 | 18 | 6.48 | Residential | Yes | Behind the Meter | Net-metered residential rooftop and canopy |  | None | SunPower Corporation, Systems | JCP&L | Final As-Built Received | 2020-12-23 | 2020-12-29 |  | SunPower | SPR-X22-360-C-AC | Inverters | 320 |  | 18 |  |  | 0.96 |  | Other | under each panel
NJSTRE1546412609 |  | Transition Incentive Program | Forked River | 8731 | 18 | 6.48 | Residential | Yes | Behind the Meter | Net-metered residential rooftop and canopy |  | None | SunPower Corporation, Systems | JCP&L | Final As-Built Received | 2020-12-23 | 2020-12-29 |  | SunPower | PVS5 | Meters |  |  | 1 |  |  |  | Yes | Outdoor
NJSTRE1546412616 |  | Transition Incentive Program | Plainsboro | 8536 | 11 | 11.39 | Residential | No | Behind the Meter | Net-metered residential rooftop and canopy |  | None | Ad Energy LLC | PSE&G | Accepted | 2020-12-23 | 2020-12-29 | 2021-12-29 | Enphase Energy | IQ7XS-96-ACM-US | Inverters | 315 |  | 34 |  |  | 0.975 |  | Outdoor | At each panel
NJSTRE1546412616 |  | Transition Incentive Program | Plainsboro | 8536 | 11 | 11.39 | Residential | No | Behind the Meter | Net-metered residential rooftop and canopy |  | None | Ad Energy LLC | PSE&G | Accepted | 2020-12-23 | 2020-12-29 | 2021-12-29 | SunPower | SPR-X21-335-BLK-E-AC | Solar Panels |  | 0.335 | 4 | 83 | 34 |  | Fixed | Roof
NJSTRE1546412616 |  | Transition Incentive Program | Plainsboro | 8536 | 11 | 11.39 | Residential | No | Behind the Meter | Net-metered residential rooftop and canopy |  | None | Ad Energy LLC | PSE&G | Accepted | 2020-12-23 | 2020-12-29 | 2021-12-29 | SunPower | SPR-X21-335-BLK-E-AC | Solar Panels |  | 0.335 | 7 | 173 | 34 |  | Fixed | Roof
NJSTRE1546412616 |  | Transition Incentive Program | Plainsboro | 8536 | 11 | 11.39 | Residential | No | Behind the Meter | Net-metered residential rooftop and canopy |  | None | Ad Energy LLC | PSE&G | Accepted | 2020-12-23 | 2020-12-29 | 2021-12-29 | SunPower | SPR-X21-335-BLK-E-AC | Solar Panels |  | 0.335 | 23 | 263 | 34 |  | Fixed | Roof
NJSTRE1546412630 |  | Transition Incentive Program | Summit | 7901 | 10 | 16.32 | Residential | Yes | Behind the Meter | Net-metered residential rooftop and canopy |  | None | Tesla Energy Operations Inc. | JCP&L | Accepted | 2020-12-23 | 2020-12-30 | 2021-12-30 | Tesla | AC Powerwall 2.0 | Electric Storage Battery |  |  | 4 |  |  |  | Lithium Ion |  | Outside
NJSTRE1546412630 |  | Transition Incentive Program | Summit | 7901 | 10 | 16.32 | Residential | Yes | Behind the Meter | Net-metered residential rooftop and canopy |  | None | Tesla Energy Operations Inc. | JCP&L | Accepted | 2020-12-23 | 2020-12-30 | 2021-12-30 | SolarEdge Technologies | SE7600H-US000BSC4 | Inverters | 7600 |  | 2 |  |  | 0.99 |  | Outside | Outside
NJSTRE1546412630 |  | Transition Incentive Program | Summit | 7901 | 10 | 16.32 | Residential | Yes | Behind the Meter | Net-metered residential rooftop and canopy |  | None | Tesla Energy Operations Inc. | JCP&L | Accepted | 2020-12-23 | 2020-12-30 | 2021-12-30 | Hanwha Q CELLS | Q.PEAK DUO-G6+/SC 340 | Solar Panels |  | 0.34 | 12 | 187 | 23 |  | Fixed | Roof
NJSTRE1546412630 |  | Transition Incentive Program | Summit | 7901 | 10 | 16.32 | Residential | Yes | Behind the Meter | Net-metered residential rooftop and canopy |  | None | Tesla Energy Operations Inc. | JCP&L | Accepted | 2020-12-23 | 2020-12-30 | 2021-12-30 | Hanwha Q CELLS | Q.PEAK DUO-G6+/SC 340 | Solar Panels |  | 0.34 | 15 | 97 | 27 |  | Fixed | Roof
NJSTRE1546412630 |  | Transition Incentive Program | Summit | 7901 | 10 | 16.32 | Residential | Yes | Behind the Meter | Net-metered residential rooftop and canopy |  | None | Tesla Energy Operations Inc. | JCP&L | Accepted | 2020-12-23 | 2020-12-30 | 2021-12-30 | Hanwha Q CELLS | Q.PEAK DUO-G6+/SC 340 | Solar Panels |  | 0.34 | 13 | 186 | 25 |  | Fixed | Roof
NJSTRE1546412630 |  | Transition Incentive Program | Summit | 7901 | 10 | 16.32 | Residential | Yes | Behind the Meter | Net-metered residential rooftop and canopy |  | None | Tesla Energy Operations Inc. | JCP&L | Accepted | 2020-12-23 | 2020-12-30 | 2021-12-30 | Hanwha Q CELLS | Q.PEAK DUO-G6+/SC 340 | Solar Panels |  | 0.34 | 8 | 186 | 25 |  | Fixed | Roof
NJSTRE1546414412 |  | Transition Incentive Program | Princeton | 8540 | 12 | 9.45 | Residential | No | Behind the Meter | Net-metered residential rooftop and canopy |  | None | Suntuity Solar LLC | PSE&G | Accepted | 2020-12-24 | 2020-12-30 | 2021-12-30 | Enphase Energy | IQ7-60-2-US | Inverters | 240 |  | 27 |  |  | 0.97 |  | Outdoor | Behind the PV Modules
NJSTRE1546414412 |  | Transition Incentive Program | Princeton | 8540 | 12 | 9.45 | Residential | No | Behind the Meter | Net-metered residential rooftop and canopy |  | None | Suntuity Solar LLC | PSE&G | Accepted | 2020-12-24 | 2020-12-30 | 2021-12-30 | Longi | LR4-60HPB-350M | Solar Panels |  | 0.35 | 4 | 225 | 44 |  | Fixed | Roof
NJSTRE1546414412 |  | Transition Incentive Program | Princeton | 8540 | 12 | 9.45 | Residential | No | Behind the Meter | Net-metered residential rooftop and canopy |  | None | Suntuity Solar LLC | PSE&G | Accepted | 2020-12-24 | 2020-12-30 | 2021-12-30 | Longi | LR4-60HPB-350M | Solar Panels |  | 0.35 | 23 | 135 | 40 |  | Fixed | Roof
NJSTRE1546414413 |  | Transition Incentive Program | Woodbury | 8096 | 15 | 8.4 | Residential | No | Behind the Meter | Net-metered residential rooftop and canopy |  | None | Suntuity Solar LLC | PSE&G | Accepted | 2020-12-24 | 2020-12-30 | 2021-12-30 | Enphase Energy | IQ7-60-2-US | Inverters | 240 |  | 24 |  |  | 0.97 |  | Outdoor | Behind the PV Modules
NJSTRE1546414413 |  | Transition Incentive Program | Woodbury | 8096 | 15 | 8.4 | Residential | No | Behind the Meter | Net-metered residential rooftop and canopy |  | None | Suntuity Solar LLC | PSE&G | Accepted | 2020-12-24 | 2020-12-30 | 2021-12-30 | Longi | LR4-60HPB-350M | Solar Panels |  | 0.35 | 7 | 110 | 26 |  | Fixed | Roof
NJSTRE1546414413 |  | Transition Incentive Program | Woodbury | 8096 | 15 | 8.4 | Residential | No | Behind the Meter | Net-metered residential rooftop and canopy |  | None | Suntuity Solar LLC | PSE&G | Accepted | 2020-12-24 | 2020-12-30 | 2021-12-30 | Longi | LR4-60HPB-350M | Solar Panels |  | 0.35 | 8 | 110 | 32 |  | Fixed | Roof
NJSTRE1546414413 |  | Transition Incentive Program | Woodbury | 8096 | 15 | 8.4 | Residential | No | Behind the Meter | Net-metered residential rooftop and canopy |  | None | Suntuity Solar LLC | PSE&G | Accepted | 2020-12-24 | 2020-12-30 | 2021-12-30 | Longi | LR4-60HPB-350M | Solar Panels |  | 0.35 | 4 | 110 | 26 |  | Fixed | Roof
NJSTRE1546414413 |  | Transition Incentive Program | Woodbury | 8096 | 15 | 8.4 | Residential | No | Behind the Meter | Net-metered residential rooftop and canopy |  | None | Suntuity Solar LLC | PSE&G | Accepted | 2020-12-24 | 2020-12-30 | 2021-12-30 | Longi | LR4-60HPB-350M | Solar Panels |  | 0.35 | 5 | 290 | 26 |  | Fixed | Roof
NJSTRE1546414414 |  | Transition Incentive Program | Stafford Township | 8050 | 18 | 9.8 | Residential | No | Behind the Meter | Net-metered residential rooftop and canopy |  | None | Suntuity Solar LLC | AC Electric | Accepted | 2020-12-24 | 2020-12-30 | 2021-12-30 | Enphase Energy | IQ7-60-2-US | Inverters | 240 |  | 28 |  |  | 0.97 |  | Outdoor | Behind the PV Modules
NJSTRE1546414414 |  | Transition Incentive Program | Stafford Township | 8050 | 18 | 9.8 | Residential | No | Behind the Meter | Net-metered residential rooftop and canopy |  | None | Suntuity Solar LLC | AC Electric | Accepted | 2020-12-24 | 2020-12-30 | 2021-12-30 | Longi | LR4-60HPB-350M | Solar Panels |  | 0.35 | 20 | 11 | 23 |  | Fixed | Roof
NJSTRE1546414414 |  | Transition Incentive Program | Stafford Township | 8050 | 18 | 9.8 | Residential | No | Behind the Meter | Net-metered residential rooftop and canopy |  | None | Suntuity Solar LLC | AC Electric | Accepted | 2020-12-24 | 2020-12-30 | 2021-12-30 | Longi | LR4-60HPB-350M | Solar Panels |  | 0.35 | 8 | 191 | 23 |  | Fixed | Roof
NJSTRE1546414415 |  | Transition Incentive Program | Hillsborough | 8844 | 5 | 9.45 | Residential | No | Behind the Meter | Net-metered residential rooftop and canopy |  | None | Suntuity Solar LLC | PSE&G | Accepted | 2020-12-24 | 2020-12-30 | 2021-12-30 | Enphase Energy | IQ7-60-2-US | Inverters | 240 |  | 27 |  |  | 0.97 |  | Outdoor | Behind the PV Modules
NJSTRE1546414415 |  | Transition Incentive Program | Hillsborough | 8844 | 5 | 9.45 | Residential | No | Behind the Meter | Net-metered residential rooftop and canopy |  | None | Suntuity Solar LLC | PSE&G | Accepted | 2020-12-24 | 2020-12-30 | 2021-12-30 | Longi | LR4-60HPB-350M | Solar Panels |  | 0.35 | 15 | 84 | 33 |  | Fixed | Roof
NJSTRE1546414415 |  | Transition Incentive Program | Hillsborough | 8844 | 5 | 9.45 | Residential | No | Behind the Meter | Net-metered residential rooftop and canopy |  | None | Suntuity Solar LLC | PSE&G | Accepted | 2020-12-24 | 2020-12-30 | 2021-12-30 | Longi | LR4-60HPB-350M | Solar Panels |  | 0.35 | 12 | 264 | 33 |  | Fixed | Roof
NJSTRE1546414416 |  | Transition Incentive Program | Bayville | 8721 | 18 | 10.85 | Residential | No | Behind the Meter | Net-metered residential rooftop and canopy |  | None | Suntuity Solar LLC | JCP&L | Accepted | 2020-12-24 | 2020-12-30 | 2021-12-30 | Enphase Energy | IQ7-60-2-US 240 | Inverters | 240 |  | 31 |  |  | 0.97 |  | Outdoor | Behind the PV Modules
NJSTRE1546414416 |  | Transition Incentive Program | Bayville | 8721 | 18 | 10.85 | Residential | No | Behind the Meter | Net-metered residential rooftop and canopy |  | None | Suntuity Solar LLC | JCP&L | Accepted | 2020-12-24 | 2020-12-30 | 2021-12-30 | Longi | LR4-60HPB-350M | Solar Panels |  | 0.35 | 15 | 289 | 27 |  | Fixed | Roof
NJSTRE1546414416 |  | Transition Incentive Program | Bayville | 8721 | 18 | 10.85 | Residential | No | Behind the Meter | Net-metered residential rooftop and canopy |  | None | Suntuity Solar LLC | JCP&L | Accepted | 2020-12-24 | 2020-12-30 | 2021-12-30 | Longi | LR4-60HPB-350M | Solar Panels |  | 0.35 | 16 | 109 | 27 |  | Fixed | Roof
NJSTRE1546414417 |  | Transition Incentive Program | East Brunswick | 8816 | 11 | 6.65 | Residential | Yes | Behind the Meter | Net-metered residential rooftop and canopy |  | None | Suntuity Solar LLC | PSE&G | Accepted | 2020-12-24 | 2020-12-29 | 2021-12-29 | Enphase Energy | IQ7-60-2-US | Inverters | 240 |  | 19 |  |  | 0.97 |  | Outdoor | Behind the PV Modules
NJSTRE1546414417 |  | Transition Incentive Program | East Brunswick | 8816 | 11 | 6.65 | Residential | Yes | Behind the Meter | Net-metered residential rooftop and canopy |  | None | Suntuity Solar LLC | PSE&G | Accepted | 2020-12-24 | 2020-12-29 | 2021-12-29 | Longi | LR4-60HPB-350M | Solar Panels |  | 0.35 | 8 | 352 | 26 |  | Fixed | Roof
NJSTRE1546414417 |  | Transition Incentive Program | East Brunswick | 8816 | 11 | 6.65 | Residential | Yes | Behind the Meter | Net-metered residential rooftop and canopy |  | None | Suntuity Solar LLC | PSE&G | Accepted | 2020-12-24 | 2020-12-29 | 2021-12-29 | Longi | LR4-60HPB-350M | Solar Panels |  | 0.35 | 3 | 352 | 24 |  | Fixed | Roof
NJSTRE1546414417 |  | Transition Incentive Program | East Brunswick | 8816 | 11 | 6.65 | Residential | Yes | Behind the Meter | Net-metered residential rooftop and canopy |  | None | Suntuity Solar LLC | PSE&G | Accepted | 2020-12-24 | 2020-12-29 | 2021-12-29 | Longi | LR4-60HPB-350M | Solar Panels |  | 0.35 | 5 | 172 | 26 |  | Fixed | Roof
NJSTRE1546414417 |  | Transition Incentive Program | East Brunswick | 8816 | 11 | 6.65 | Residential | Yes | Behind the Meter | Net-metered residential rooftop and canopy |  | None | Suntuity Solar LLC | PSE&G | Accepted | 2020-12-24 | 2020-12-29 | 2021-12-29 | Longi | LR4-60HPB-350M | Solar Panels |  | 0.35 | 3 | 172 | 24 |  | Fixed | Roof
NJSTRE1546414418 |  | Transition Incentive Program | Deptford | 8096 | 15 | 5.25 | Residential | Yes | Behind the Meter | Net-metered residential rooftop and canopy |  | None | Suntuity Solar LLC | PSE&G | Accepted | 2020-12-24 | 2020-12-29 | 2021-12-29 | Enphase Energy | IQ7-60-2-US | Inverters | 240 |  | 15 |  |  | 0.97 |  | Outdoor | Behind the PV Modules
NJSTRE1546414418 |  | Transition Incentive Program | Deptford | 8096 | 15 | 5.25 | Residential | Yes | Behind the Meter | Net-metered residential rooftop and canopy |  | None | Suntuity Solar LLC | PSE&G | Accepted | 2020-12-24 | 2020-12-29 | 2021-12-29 | Longi | LR4-60HPB-350M | Solar Panels |  | 0.35 | 15 | 286 | 42 |  | Fixed | Roof
NJSTRE1546414419 |  | Transition Incentive Program | Westwood | 7675 | 7 | 5.25 | Residential | Yes | Behind the Meter | Net-metered residential rooftop and canopy |  | None | Suntuity Solar LLC | PSE&G | Accepted | 2020-12-24 | 2020-12-29 | 2021-12-29 | Enphase Energy | IQ7-60-2-US | Inverters | 240 |  | 15 |  |  | 0.97 |  | Outdoor | Behind the PV Modules
NJSTRE1546414419 |  | Transition Incentive Program | Westwood | 7675 | 7 | 5.25 | Residential | Yes | Behind the Meter | Net-metered residential rooftop and canopy |  | None | Suntuity Solar LLC | PSE&G | Accepted | 2020-12-24 | 2020-12-29 | 2021-12-29 | Longi | LR4-60HPB-350M | Solar Panels |  | 0.35 | 3 | 96 | 25 |  | Fixed | Roof
NJSTRE1546414419 |  | Transition Incentive Program | Westwood | 7675 | 7 | 5.25 | Residential | Yes | Behind the Meter | Net-metered residential rooftop and canopy |  | None | Suntuity Solar LLC | PSE&G | Accepted | 2020-12-24 | 2020-12-29 | 2021-12-29 | Longi | LR4-60HPB-350M | Solar Panels |  | 0.35 | 8 | 186 | 35 |  | Fixed | Roof
NJSTRE1546414419 |  | Transition Incentive Program | Westwood | 7675 | 7 | 5.25 | Residential | Yes | Behind the Meter | Net-metered residential rooftop and canopy |  | None | Suntuity Solar LLC | PSE&G | Accepted | 2020-12-24 | 2020-12-29 | 2021-12-29 | Longi | LR4-60HPB-350M | Solar Panels |  | 0.35 | 4 | 276 | 25 |  | Fixed | Roof
NJSTRE1546414420 |  | Transition Incentive Program | Gloucester City | 8030 | 14 | 4.2 | Residential | No | Behind the Meter | Net-metered residential rooftop and canopy |  | None | Suntuity Solar LLC | PSE&G | Accepted | 2020-12-24 | 2020-12-29 | 2021-12-29 | Enphase Energy | IQ7-60-2-US | Inverters | 240 |  | 12 |  |  | 0.97 |  | Outdoor | Behind the PV Modules
NJSTRE1546414420 |  | Transition Incentive Program | Gloucester City | 8030 | 14 | 4.2 | Residential | No | Behind the Meter | Net-metered residential rooftop and canopy |  | None | Suntuity Solar LLC | PSE&G | Accepted | 2020-12-24 | 2020-12-29 | 2021-12-29 | Longi | LR4-60HPB-350M | Solar Panels |  | 0.35 | 12 | 93 | 22 |  | Fixed | Roof
NJSTRE1546414421 |  | Transition Incentive Program | Mullica Hill | 8096 | 15 | 11.9 | Residential | No | Behind the Meter | Net-metered residential rooftop and canopy |  | None | Suntuity Solar LLC | AC Electric | Accepted | 2020-12-24 | 2020-12-29 | 2021-12-29 | Enphase Energy | IQ7-60-2-US | Inverters | 240 |  | 34 |  |  | 0.97 |  | Outdoor | Behind the PV Modules
NJSTRE1546414421 |  | Transition Incentive Program | Mullica Hill | 8096 | 15 | 11.9 | Residential | No | Behind the Meter | Net-metered residential rooftop and canopy |  | None | Suntuity Solar LLC | AC Electric | Accepted | 2020-12-24 | 2020-12-29 | 2021-12-29 | Longi | LR4-60HPB-350M | Solar Panels |  | 0.35 | 6 | 147 | 37 |  | Fixed | Roof
NJSTRE1546414421 |  | Transition Incentive Program | Mullica Hill | 8096 | 15 | 11.9 | Residential | No | Behind the Meter | Net-metered residential rooftop and canopy |  | None | Suntuity Solar LLC | AC Electric | Accepted | 2020-12-24 | 2020-12-29 | 2021-12-29 | Longi | LR4-60HPB-350M | Solar Panels |  | 0.35 | 28 | 147 | 37 |  | Fixed | Roof
NJSTRE1546414422 |  | Transition Incentive Program | Cinnaminson | 8077 | 13 | 11.9 | Residential | No | Behind the Meter | Net-metered residential rooftop and canopy |  | None | Suntuity Solar LLC | PSE&G | Accepted | 2020-12-24 | 2020-12-29 | 2021-12-29 | Enphase Energy | IQ7-60-2-US | Inverters | 240 |  | 34 |  |  | 0.97 |  | Outdoor | Behind the PV Modules
NJSTRE1546414422 |  | Transition Incentive Program | Cinnaminson | 8077 | 13 | 11.9 | Residential | No | Behind the Meter | Net-metered residential rooftop and canopy |  | None | Suntuity Solar LLC | PSE&G | Accepted | 2020-12-24 | 2020-12-29 | 2021-12-29 | Longi | LR4-60HPB-350M | Solar Panels |  | 0.35 | 12 | 120 | 22 |  | Fixed | Roof
NJSTRE1546414422 |  | Transition Incentive Program | Cinnaminson | 8077 | 13 | 11.9 | Residential | No | Behind the Meter | Net-metered residential rooftop and canopy |  | None | Suntuity Solar LLC | PSE&G | Accepted | 2020-12-24 | 2020-12-29 | 2021-12-29 | Longi | LR4-60HPB-350M | Solar Panels |  | 0.35 | 22 | 300 | 21 |  | Fixed | Roof
NJSTRE1546414425 |  | Transition Incentive Program | Voorhees | 8043 | 14 | 28.12 | Residential | No | Behind the Meter | Net-metered residential rooftop and canopy |  | None | Whitman Construction, LLC | AC Electric | Accepted | 2020-12-24 | 2020-12-29 | 2021-12-29 | enphase energy | iq7plus-72-2-us | Inverters | 295 |  | 76 |  |  | 0.975 |  | Outdoor | microinverters located under modules
NJSTRE1546414425 |  | Transition Incentive Program | Voorhees | 8043 | 14 | 28.12 | Residential | No | Behind the Meter | Net-metered residential rooftop and canopy |  | None | Whitman Construction, LLC | AC Electric | Accepted | 2020-12-24 | 2020-12-29 | 2021-12-29 | solaria power | xt 370r pd | Solar Panels |  | 0.37 | 3 | 143 | 30 |  | Fixed | Roof
NJSTRE1546414425 |  | Transition Incentive Program | Voorhees | 8043 | 14 | 28.12 | Residential | No | Behind the Meter | Net-metered residential rooftop and canopy |  | None | Whitman Construction, LLC | AC Electric | Accepted | 2020-12-24 | 2020-12-29 | 2021-12-29 | solaria power | xt 370r pd | Solar Panels |  | 0.37 | 5 | 325 | 75 |  | Fixed | Roof
NJSTRE1546414425 |  | Transition Incentive Program | Voorhees | 8043 | 14 | 28.12 | Residential | No | Behind the Meter | Net-metered residential rooftop and canopy |  | None | Whitman Construction, LLC | AC Electric | Accepted | 2020-12-24 | 2020-12-29 | 2021-12-29 | solaria power | xt 370r pd | Solar Panels |  | 0.37 | 14 | 235 | 30 |  | Fixed | Roof
NJSTRE1546414425 |  | Transition Incentive Program | Voorhees | 8043 | 14 | 28.12 | Residential | No | Behind the Meter | Net-metered residential rooftop and canopy |  | None | Whitman Construction, LLC | AC Electric | Accepted | 2020-12-24 | 2020-12-29 | 2021-12-29 | solaria power | xt 370r pd | Solar Panels |  | 0.37 | 3 | 143 | 30 |  | Fixed | Roof
NJSTRE1546414425 |  | Transition Incentive Program | Voorhees | 8043 | 14 | 28.12 | Residential | No | Behind the Meter | Net-metered residential rooftop and canopy |  | None | Whitman Construction, LLC | AC Electric | Accepted | 2020-12-24 | 2020-12-29 | 2021-12-29 | solaria power | xt 370r pd | Solar Panels |  | 0.37 | 10 | 325 | 30 |  | Fixed | Roof
NJSTRE1546414425 |  | Transition Incentive Program | Voorhees | 8043 | 14 | 28.12 | Residential | No | Behind the Meter | Net-metered residential rooftop and canopy |  | None | Whitman Construction, LLC | AC Electric | Accepted | 2020-12-24 | 2020-12-29 | 2021-12-29 | solaria power | xt 370r pd | Solar Panels |  | 0.37 | 9 | 233 | 30 |  | Fixed | Roof
NJSTRE1546414425 |  | Transition Incentive Program | Voorhees | 8043 | 14 | 28.12 | Residential | No | Behind the Meter | Net-metered residential rooftop and canopy |  | None | Whitman Construction, LLC | AC Electric | Accepted | 2020-12-24 | 2020-12-29 | 2021-12-29 | solaria power | xt 370r pd | Solar Panels |  | 0.37 | 13 | 53 | 30 |  | Fixed | Roof
NJSTRE1546414425 |  | Transition Incentive Program | Voorhees | 8043 | 14 | 28.12 | Residential | No | Behind the Meter | Net-metered residential rooftop and canopy |  | None | Whitman Construction, LLC | AC Electric | Accepted | 2020-12-24 | 2020-12-29 | 2021-12-29 | solaria power | xt 370r pd | Solar Panels |  | 0.37 | 9 | 53 | 30 |  | Fixed | Roof
NJSTRE1546414425 |  | Transition Incentive Program | Voorhees | 8043 | 14 | 28.12 | Residential | No | Behind the Meter | Net-metered residential rooftop and canopy |  | None | Whitman Construction, LLC | AC Electric | Accepted | 2020-12-24 | 2020-12-29 | 2021-12-29 | solaria power | xt 370r pd | Solar Panels |  | 0.37 | 10 | 143 | 30 |  | Fixed | Roof
NJSTRE1546414451 |  | Transition Incentive Program | Marlton | 8053 | 13 | 3.4 | Residential | Yes | Behind the Meter | Net-metered residential rooftop and canopy |  | None | Trinity Solar | PSE&G | Accepted | 2020-12-24 | 2020-12-29 | 2021-12-29 | Solar Edge | SE3000 | Inverters | 3000 |  | 1 |  |  | 0.97 |  | Outside | side of home
NJSTRE1546414451 |  | Transition Incentive Program | Marlton | 8053 | 13 | 3.4 | Residential | Yes | Behind the Meter | Net-metered residential rooftop and canopy |  | None | Trinity Solar | PSE&G | Accepted | 2020-12-24 | 2020-12-29 | 2021-12-29 | Hanwha | Q.PEAK DUO BLK-G6 340 | Solar Panels |  | 0.34 | 10 | 247 | 20 |  | Fixed | Roof
NJSTRE1546414465 |  | Transition Incentive Program | East Orange | 7017 | 9 | 124.08 | Commercial | No | Behind the Meter | Net-metered non-residential rooftop and canopy |  | None | Seabright Solar | PSE&G | Accepted | 2020-12-24 | 2020-12-29 | 2021-12-29 | SMA | SMA CORE1 62-US | Inverters | 0.32 |  | 1 |  |  | 0.99 |  | Outside | On top of Carport
NJSTRE1546414465 |  | Transition Incentive Program | East Orange | 7017 | 9 | 124.08 | Commercial | No | Behind the Meter | Net-metered non-residential rooftop and canopy |  | None | Seabright Solar | PSE&G | Accepted | 2020-12-24 | 2020-12-29 | 2021-12-29 | SMA | SMA CORE1 50-U | Inverters | 0.32 |  | 1 |  |  | 0.99 |  | Outside | On top of Carport
NJSTRE1546414465 |  | Transition Incentive Program | East Orange | 7017 | 9 | 124.08 | Commercial | No | Behind the Meter | Net-metered non-residential rooftop and canopy |  | None | Seabright Solar | PSE&G | Accepted | 2020-12-24 | 2020-12-29 | 2021-12-29 | Sunpower | SPR-A440-COM | Solar Panels |  | 0.44 | 156 | 262 | 5 |  | Fixed | Parking Lot
NJSTRE1546414465 |  | Transition Incentive Program | East Orange | 7017 | 9 | 124.08 | Commercial | No | Behind the Meter | Net-metered non-residential rooftop and canopy |  | None | Seabright Solar | PSE&G | Accepted | 2020-12-24 | 2020-12-29 | 2021-12-29 | Sunpower | SPR-A440-COM | Solar Panels |  | 0.44 | 126 | 284 | 5 |  | Fixed | Parking Lot
NJSTRE1546414468 |  | Transition Incentive Program | Whiting | 8759 | 18 | 7.14 | Residential | Yes | Behind the Meter | Net-metered residential rooftop and canopy |  | None | Trinity Solar | JCP&L | Accepted | 2020-12-24 | 2020-12-29 | 2021-12-29 | Solar Edge | SE6000 | Inverters | 6000 |  | 1 |  |  | 0.97 |  | Outdoor | side of home
NJSTRE1546414468 |  | Transition Incentive Program | Whiting | 8759 | 18 | 7.14 | Residential | Yes | Behind the Meter | Net-metered residential rooftop and canopy |  | None | Trinity Solar | JCP&L | Accepted | 2020-12-24 | 2020-12-29 | 2021-12-29 | Hanwha | Q.PEAK DUO BLK-G6 340 | Solar Panels |  | 0.34 | 21 | 239 | 17 |  | Fixed | Roof
NJSTRE1546414475 |  | Transition Incentive Program | Galloway | 8205 | 19 | 13.6 | Residential | Yes | Behind the Meter | Net-metered residential rooftop and canopy |  | None | Trinity Solar | AC Electric | Accepted | 2020-12-24 | 2020-12-29 | 2021-12-29 | Solar Edge | SE11400 | Inverters | 11400 |  | 1 |  |  | 0.97 |  | Outside | side of home
NJSTRE1546414475 |  | Transition Incentive Program | Galloway | 8205 | 19 | 13.6 | Residential | Yes | Behind the Meter | Net-metered residential rooftop and canopy |  | None | Trinity Solar | AC Electric | Accepted | 2020-12-24 | 2020-12-29 | 2021-12-29 | Hanwha | Q.PEAK DUO BLK-G6 340 | Solar Panels |  | 0.34 | 19 | 222 | 28 |  | Fixed | Roof
NJSTRE1546414475 |  | Transition Incentive Program | Galloway | 8205 | 19 | 13.6 | Residential | Yes | Behind the Meter | Net-metered residential rooftop and canopy |  | None | Trinity Solar | AC Electric | Accepted | 2020-12-24 | 2020-12-29 | 2021-12-29 | Hanwha | Q.PEAK DUO BLK-G6 340 | Solar Panels |  | 0.34 | 21 | 221 | 14 |  | Fixed | Roof
NJSTRE1546414503 |  | Transition Incentive Program | Kearny | 7032 | 8 | 71.61 | Commercial | No | Behind the Meter | Net-metered non-residential rooftop and canopy |  | None | Ampericon | PSE&G | Accepted | 2020-12-24 | 2020-12-29 | 2021-12-29 | Chinnt CPS | CPS-SCA25KTL-DO-US-208 | Inverters | 25000 |  | 3 |  |  | 0.965 |  | Other | Roof
NJSTRE1546414503 |  | Transition Incentive Program | Kearny | 7032 | 8 | 71.61 | Commercial | No | Behind the Meter | Net-metered non-residential rooftop and canopy |  | None | Ampericon | PSE&G | Accepted | 2020-12-24 | 2020-12-29 | 2021-12-29 | Phono Solar | PS385M-24TH | Solar Panels |  | 0.385 | 93 | 143 | 25 |  | Fixed | Roof
NJSTRE1546414503 |  | Transition Incentive Program | Kearny | 7032 | 8 | 71.61 | Commercial | No | Behind the Meter | Net-metered non-residential rooftop and canopy |  | None | Ampericon | PSE&G | Accepted | 2020-12-24 | 2020-12-29 | 2021-12-29 | Phono Solar | PS385M-24TH | Solar Panels |  | 0.385 | 93 | 143 | 25 |  | Fixed | Roof
NJSTRE1546414511 |  | Transition Incentive Program | Elizabeth | 7208 | 10 | 14.4 | Residential | No | Behind the Meter | Net-metered residential rooftop and canopy |  | None | Ampericon | PSE&G | Accepted | 2020-12-24 | 2020-12-29 | 2021-12-29 | EnPhase | IQ7 | Inverters | 240 |  | 36 |  |  | 0.965 |  | Other | Roof
NJSTRE1546414511 |  | Transition Incentive Program | Elizabeth | 7208 | 10 | 14.4 | Residential | No | Behind the Meter | Net-metered residential rooftop and canopy |  | None | Ampericon | PSE&G | Accepted | 2020-12-24 | 2020-12-29 | 2021-12-29 | Solaria | PowerXT┬«-400R-PM | Solar Panels |  | 0.4 | 10 | 121 | 20 |  | Fixed | Roof
NJSTRE1546414511 |  | Transition Incentive Program | Elizabeth | 7208 | 10 | 14.4 | Residential | No | Behind the Meter | Net-metered residential rooftop and canopy |  | None | Ampericon | PSE&G | Accepted | 2020-12-24 | 2020-12-29 | 2021-12-29 | Solaria | PowerXT┬«-400R-PM | Solar Panels |  | 0.4 | 18 | 211 | 20 |  | Fixed | Roof
NJSTRE1546414511 |  | Transition Incentive Program | Elizabeth | 7208 | 10 | 14.4 | Residential | No | Behind the Meter | Net-metered residential rooftop and canopy |  | None | Ampericon | PSE&G | Accepted | 2020-12-24 | 2020-12-29 | 2021-12-29 | Solaria | PowerXT┬«-400R-PM | Solar Panels |  | 0.4 | 8 | 301 | 20 |  | Fixed | Roof
NJSTRE1546414513 |  | Transition Incentive Program | Randolph | 7869 | 3 | 11.9 | Residential | Yes | Behind the Meter | Net-metered residential rooftop and canopy |  | None | Trinity Solar | JCP&L | Accepted | 2020-12-24 | 2020-12-29 | 2021-12-29 | Solar Edge | SE10000 | Inverters | 10000 |  | 1 |  |  | 0.97 |  | Outside | side of home
NJSTRE1546414513 |  | Transition Incentive Program | Randolph | 7869 | 3 | 11.9 | Residential | Yes | Behind the Meter | Net-metered residential rooftop and canopy |  | None | Trinity Solar | JCP&L | Accepted | 2020-12-24 | 2020-12-29 | 2021-12-29 | Hanwha | Q.PEAK DUO BLK-G6 340 | Solar Panels |  | 0.34 | 5 | 229 | 25 |  | Fixed | Roof
NJSTRE1546414513 |  | Transition Incentive Program | Randolph | 7869 | 3 | 11.9 | Residential | Yes | Behind the Meter | Net-metered residential rooftop and canopy |  | None | Trinity Solar | JCP&L | Accepted | 2020-12-24 | 2020-12-29 | 2021-12-29 | Hanwha | Q.PEAK DUO BLK-G6 340 | Solar Panels |  | 0.34 | 9 | 139 | 38 |  | Fixed | Roof
NJSTRE1546414513 |  | Transition Incentive Program | Randolph | 7869 | 3 | 11.9 | Residential | Yes | Behind the Meter | Net-metered residential rooftop and canopy |  | None | Trinity Solar | JCP&L | Accepted | 2020-12-24 | 2020-12-29 | 2021-12-29 | Hanwha | Q.PEAK DUO BLK-G6 340 | Solar Panels |  | 0.34 | 3 | 229 | 25 |  | Fixed | Roof
NJSTRE1546414513 |  | Transition Incentive Program | Randolph | 7869 | 3 | 11.9 | Residential | Yes | Behind the Meter | Net-metered residential rooftop and canopy |  | None | Trinity Solar | JCP&L | Accepted | 2020-12-24 | 2020-12-29 | 2021-12-29 | Hanwha | Q.PEAK DUO BLK-G6 340 | Solar Panels |  | 0.34 | 6 | 139 | 38 |  | Fixed | Roof
NJSTRE1546414513 |  | Transition Incentive Program | Randolph | 7869 | 3 | 11.9 | Residential | Yes | Behind the Meter | Net-metered residential rooftop and canopy |  | None | Trinity Solar | JCP&L | Accepted | 2020-12-24 | 2020-12-29 | 2021-12-29 | Hanwha | Q.PEAK DUO BLK-G6 340 | Solar Panels |  | 0.34 | 12 | 49 | 27 |  | Fixed | Roof
NJSTRE1546414520 |  | Transition Incentive Program | Clayton | 8312 | 15 | 13.86 | Residential | No | Behind the Meter | Net-metered residential rooftop and canopy |  | None | All Season Solar | AC Electric | Accepted | 2020-12-24 | 2020-12-29 | 2021-12-29 | Enphase | IQ7 | Inverters | 240 |  | 44 |  |  | 0.97 |  | Outdoor | under module
NJSTRE1546414520 |  | Transition Incentive Program | Clayton | 8312 | 15 | 13.86 | Residential | No | Behind the Meter | Net-metered residential rooftop and canopy |  | None | All Season Solar | AC Electric | Accepted | 2020-12-24 | 2020-12-29 | 2021-12-29 | Certainteed | CT315HC11-04 | Solar Panels |  | 0.315 | 22 | 79 | 19 |  | Fixed | Roof
NJSTRE1546414520 |  | Transition Incentive Program | Clayton | 8312 | 15 | 13.86 | Residential | No | Behind the Meter | Net-metered residential rooftop and canopy |  | None | All Season Solar | AC Electric | Accepted | 2020-12-24 | 2020-12-29 | 2021-12-29 | Certainteed | CT315HC11-04 | Solar Panels |  | 0.315 | 22 | 259 | 19 |  | Fixed | Roof
NJSTRE1546414538 |  | Transition Incentive Program | Vineland | 8360 | 20 | 5.44 | Residential | Yes | Behind the Meter | Net-metered residential rooftop and canopy |  | None | Trinity Solar | Vineland Muni Electric | Accepted | 2020-12-24 | 2020-12-29 | 2021-12-29 | Solar Edge | SE5000 | Inverters | 5000 |  | 1 |  |  | 0.97 |  | Outside | side of home
NJSTRE1546414538 |  | Transition Incentive Program | Vineland | 8360 | 20 | 5.44 | Residential | Yes | Behind the Meter | Net-metered residential rooftop and canopy |  | None | Trinity Solar | Vineland Muni Electric | Accepted | 2020-12-24 | 2020-12-29 | 2021-12-29 | Hanwha | Q.PEAK DUO BLK-G6 340 | Solar Panels |  | 0.34 | 16 | 184 | 23 |  | Fixed | Roof
NJSTRE1546414542 |  | Transition Incentive Program | Jackson | 8527 | 18 | 9.57 | Residential | Yes | Behind the Meter | Net-metered residential rooftop and canopy |  | None | Powerlutions | JCP&L | Accepted | 2020-12-24 | 2020-12-29 | 2021-12-29 | SolaerEdge | se7600h-us | Inverters | 7.6 |  | 1 |  |  | 0.99 |  | Outdoor | near meter
NJSTRE1546414542 |  | Transition Incentive Program | Jackson | 8527 | 18 | 9.57 | Residential | Yes | Behind the Meter | Net-metered residential rooftop and canopy |  | None | Powerlutions | JCP&L | Accepted | 2020-12-24 | 2020-12-29 | 2021-12-29 | REC | 330NP | Solar Panels |  | 0.33 | 14 | 220 | 32 |  | Fixed | Roof
NJSTRE1546414542 |  | Transition Incentive Program | Jackson | 8527 | 18 | 9.57 | Residential | Yes | Behind the Meter | Net-metered residential rooftop and canopy |  | None | Powerlutions | JCP&L | Accepted | 2020-12-24 | 2020-12-29 | 2021-12-29 | REC | 330NP | Solar Panels |  | 0.33 | 6 | 130 | 42 |  | Fixed | Roof
NJSTRE1546414542 |  | Transition Incentive Program | Jackson | 8527 | 18 | 9.57 | Residential | Yes | Behind the Meter | Net-metered residential rooftop and canopy |  | None | Powerlutions | JCP&L | Accepted | 2020-12-24 | 2020-12-29 | 2021-12-29 | REC | 330NP | Solar Panels |  | 0.33 | 4 | 130 | 42 |  | Fixed | Roof
NJSTRE1546414542 |  | Transition Incentive Program | Jackson | 8527 | 18 | 9.57 | Residential | Yes | Behind the Meter | Net-metered residential rooftop and canopy |  | None | Powerlutions | JCP&L | Accepted | 2020-12-24 | 2020-12-29 | 2021-12-29 | REC | 330NP | Solar Panels |  | 0.33 | 5 | 130 | 42 |  | Fixed | Roof
NJSTRE1546414548 |  | Transition Incentive Program | Franklin Twp | 8540 | 12 | 3.15 | Residential | No | Behind the Meter | Net-metered residential rooftop and canopy |  | None | All Season Solar | PSE&G | Accepted | 2020-12-24 | 2020-12-29 | 2021-12-29 | Enphase | IQ7 | Inverters | 240 |  | 10 |  |  | 0.97 |  | Outside | under module
NJSTRE1546414548 |  | Transition Incentive Program | Franklin Twp | 8540 | 12 | 3.15 | Residential | No | Behind the Meter | Net-metered residential rooftop and canopy |  | None | All Season Solar | PSE&G | Accepted | 2020-12-24 | 2020-12-29 | 2021-12-29 | Certainteed | CT315HC11-04 | Solar Panels |  | 0.315 | 10 | 225 | 26 |  | Fixed | Roof
NJSTRE1546414559 |  | Transition Incentive Program | Point Pleasant | 8742 | 18 | 5.1 | Residential | No | Behind the Meter | Net-metered residential rooftop and canopy |  | None | Trinity Solar | JCP&L | Accepted | 2020-12-24 | 2020-12-29 | 2021-12-29 | Solar Edge | SE3800 | Inverters | 3800 |  | 1 |  |  | 0.97 |  | Outside | side of home
NJSTRE1546414559 |  | Transition Incentive Program | Point Pleasant | 8742 | 18 | 5.1 | Residential | No | Behind the Meter | Net-metered residential rooftop and canopy |  | None | Trinity Solar | JCP&L | Accepted | 2020-12-24 | 2020-12-29 | 2021-12-29 | Hanwha | Q.PEAK DUO BLK-G6 340 | Solar Panels |  | 0.34 | 15 | 200 | 21 |  | Fixed | Roof
NJSTRE1546414562 |  | Transition Incentive Program | Princeton | 8540 | 12 | 23.45 | Residential | No | Behind the Meter | Net-metered residential rooftop and canopy |  | None | Ad Energy LLC | PSE&G | Accepted | 2020-12-24 | 2020-12-29 | 2021-12-29 | Enphase Energy | IQ7XS-96-ACM-US | Inverters | 315 |  | 70 |  |  | 0.975 |  | Outdoor | At each panel
NJSTRE1546414562 |  | Transition Incentive Program | Princeton | 8540 | 12 | 23.45 | Residential | No | Behind the Meter | Net-metered residential rooftop and canopy |  | None | Ad Energy LLC | PSE&G | Accepted | 2020-12-24 | 2020-12-29 | 2021-12-29 | SunPower | SPR-X21-335-BLK-E-AC | Solar Panels |  | 0.335 | 17 | 68 | 30 |  | Fixed | Roof
NJSTRE1546414562 |  | Transition Incentive Program | Princeton | 8540 | 12 | 23.45 | Residential | No | Behind the Meter | Net-metered residential rooftop and canopy |  | None | Ad Energy LLC | PSE&G | Accepted | 2020-12-24 | 2020-12-29 | 2021-12-29 | SunPower | SPR-X21-335-BLK-E-AC | Solar Panels |  | 0.335 | 24 | 248 | 30 |  | Fixed | Roof
NJSTRE1546414562 |  | Transition Incentive Program | Princeton | 8540 | 12 | 23.45 | Residential | No | Behind the Meter | Net-metered residential rooftop and canopy |  | None | Ad Energy LLC | PSE&G | Accepted | 2020-12-24 | 2020-12-29 | 2021-12-29 | SunPower | SPR-X21-335-BLK-E-AC | Solar Panels |  | 0.335 | 17 | 158 | 26 |  | Fixed | Roof
NJSTRE1546414562 |  | Transition Incentive Program | Princeton | 8540 | 12 | 23.45 | Residential | No | Behind the Meter | Net-metered residential rooftop and canopy |  | None | Ad Energy LLC | PSE&G | Accepted | 2020-12-24 | 2020-12-29 | 2021-12-29 | SunPower | SPR-X21-335-BLK-E-AC | Solar Panels |  | 0.335 | 12 | 248 | 30 |  | Fixed | Roof
NJSTRE1546414572 |  | Transition Incentive Program | Deptford | 8096 | 15 | 9.18 | Residential | Yes | Behind the Meter | Net-metered residential rooftop and canopy |  | None | Trinity Solar | PSE&G | Accepted | 2020-12-24 | 2020-12-29 | 2021-12-29 | Solar Edge | SE7600 | Inverters | 7600 |  | 1 |  |  | 0.97 |  | Outside | side of home
NJSTRE1546414572 |  | Transition Incentive Program | Deptford | 8096 | 15 | 9.18 | Residential | Yes | Behind the Meter | Net-metered residential rooftop and canopy |  | None | Trinity Solar | PSE&G | Accepted | 2020-12-24 | 2020-12-29 | 2021-12-29 | Hanwha | Q.PEAK DUO BLK-G6 340 | Solar Panels |  | 0.34 | 5 | 309 | 35 |  | Fixed | Roof
NJSTRE1546414572 |  | Transition Incentive Program | Deptford | 8096 | 15 | 9.18 | Residential | Yes | Behind the Meter | Net-metered residential rooftop and canopy |  | None | Trinity Solar | PSE&G | Accepted | 2020-12-24 | 2020-12-29 | 2021-12-29 | Hanwha | Q.PEAK DUO BLK-G6 340 | Solar Panels |  | 0.34 | 13 | 234 | 36 |  | Fixed | Roof
NJSTRE1546414572 |  | Transition Incentive Program | Deptford | 8096 | 15 | 9.18 | Residential | Yes | Behind the Meter | Net-metered residential rooftop and canopy |  | None | Trinity Solar | PSE&G | Accepted | 2020-12-24 | 2020-12-29 | 2021-12-29 | Hanwha | Q.PEAK DUO BLK-G6 340 | Solar Panels |  | 0.34 | 9 | 129 | 35 |  | Fixed | Roof
NJSTRE1546414585 |  | Transition Incentive Program | Egg Harbor Twp | 8234 | 19 | 6.93 | Residential | No | Behind the Meter | Net-metered residential rooftop and canopy |  | None | All Season Solar | AC Electric | Accepted | 2020-12-24 | 2020-12-29 | 2021-12-29 | Enphase | IQ7 | Inverters | 240 |  | 22 |  |  | 0.97 |  | Outside | under module
NJSTRE1546414585 |  | Transition Incentive Program | Egg Harbor Twp | 8234 | 19 | 6.93 | Residential | No | Behind the Meter | Net-metered residential rooftop and canopy |  | None | All Season Solar | AC Electric | Accepted | 2020-12-24 | 2020-12-29 | 2021-12-29 | Certainteed | CT315HC11-04 | Solar Panels |  | 0.315 | 22 | 123 | 27 |  | Fixed | Roof
NJSTRE1546414595 |  | Transition Incentive Program | Matawan | 7747 | 17 | 7.14 | Residential | Yes | Behind the Meter | Net-metered residential rooftop and canopy |  | None | Trinity Solar | JCP&L | Accepted | 2020-12-24 | 2020-12-29 | 2021-12-29 | Solar Edge | SE6000 | Inverters | 6000 |  | 1 |  |  | 0.97 |  | Outside | side of home
NJSTRE1546414595 |  | Transition Incentive Program | Matawan | 7747 | 17 | 7.14 | Residential | Yes | Behind the Meter | Net-metered residential rooftop and canopy |  | None | Trinity Solar | JCP&L | Accepted | 2020-12-24 | 2020-12-29 | 2021-12-29 | Hanwha | Q.PEAK DUO BLK-G6 340 | Solar Panels |  | 0.34 | 15 | 206 | 24 |  | Fixed | Roof
NJSTRE1546414595 |  | Transition Incentive Program | Matawan | 7747 | 17 | 7.14 | Residential | Yes | Behind the Meter | Net-metered residential rooftop and canopy |  | None | Trinity Solar | JCP&L | Accepted | 2020-12-24 | 2020-12-29 | 2021-12-29 | Hanwha | Q.PEAK DUO BLK-G6 340 | Solar Panels |  | 0.34 | 6 | 206 | 20 |  | Fixed | Roof
NJSTRE1546414674 |  | Transition Incentive Program | Pennsauken | 8109 | 14 | 524.56 | Commercial | No | Behind the Meter | Net-metered non-residential rooftop and canopy |  | None | EVERGREEN ENERGY | PSE&G | Accepted | 2020-12-24 | 2020-12-29 | 2021-12-29 | SolarEdge | SE100KUS | Inverters | 100000 |  | 4 |  |  | 0.985 |  | Outdoor | Near SE
NJSTRE1546414674 |  | Transition Incentive Program | Pennsauken | 8109 | 14 | 524.56 | Commercial | No | Behind the Meter | Net-metered non-residential rooftop and canopy |  | None | EVERGREEN ENERGY | PSE&G | Accepted | 2020-12-24 | 2020-12-29 | 2021-12-29 | SolarEdge | SE33.3KUS | Inverters | 33300 |  | 1 |  |  | 0.985 |  | Outdoor | Near SE
NJSTRE1546414674 |  | Transition Incentive Program | Pennsauken | 8109 | 14 | 524.56 | Commercial | No | Behind the Meter | Net-metered non-residential rooftop and canopy |  | None | EVERGREEN ENERGY | PSE&G | Accepted | 2020-12-24 | 2020-12-29 | 2021-12-29 | Hanwha | Q.PEAK DUO L-G5.2 | Solar Panels |  | 0.395 | 1328 | 171 | 10 |  | Fixed | Roof
NJSTRE1546414709 |  | Transition Incentive Program | CMCH | 8210 | 21 | 16.7 | Residential | No | Behind the Meter | Net-metered residential rooftop and canopy |  | None | All Season Solar | AC Electric | Accepted | 2020-12-24 | 2020-12-29 | 2021-12-29 | Enphase | IQ7 | Inverters | 240 |  | 53 |  |  | 0.97 |  | Outdoor | under module
NJSTRE1546414709 |  | Transition Incentive Program | CMCH | 8210 | 21 | 16.7 | Residential | No | Behind the Meter | Net-metered residential rooftop and canopy |  | None | All Season Solar | AC Electric | Accepted | 2020-12-24 | 2020-12-29 | 2021-12-29 | Certainteed | CT315HC11-04 | Solar Panels |  | 0.315 | 31 | 257 | 26 |  | Fixed | Roof
NJSTRE1546414709 |  | Transition Incentive Program | CMCH | 8210 | 21 | 16.7 | Residential | No | Behind the Meter | Net-metered residential rooftop and canopy |  | None | All Season Solar | AC Electric | Accepted | 2020-12-24 | 2020-12-29 | 2021-12-29 | Certainteed | CT315HC11-04 | Solar Panels |  | 0.315 | 3 | 77 | 26 |  | Fixed | Roof
NJSTRE1546414709 |  | Transition Incentive Program | CMCH | 8210 | 21 | 16.7 | Residential | No | Behind the Meter | Net-metered residential rooftop and canopy |  | None | All Season Solar | AC Electric | Accepted | 2020-12-24 | 2020-12-29 | 2021-12-29 | Certainteed | CT315HC11-04 | Solar Panels |  | 0.315 | 5 | 77 | 26 |  | Fixed | Roof
NJSTRE1546414709 |  | Transition Incentive Program | CMCH | 8210 | 21 | 16.7 | Residential | No | Behind the Meter | Net-metered residential rooftop and canopy |  | None | All Season Solar | AC Electric | Accepted | 2020-12-24 | 2020-12-29 | 2021-12-29 | Certainteed | CT315HC11-04 | Solar Panels |  | 0.315 | 14 | 257 | 26 |  | Fixed | Roof
NJSTRE1546414724 |  | Transition Incentive Program | Howell | 7731 | 17 | 12.92 | Residential | No | Behind the Meter | Net-metered residential rooftop and canopy |  | None | All Season Solar | JCP&L | Accepted | 2020-12-24 | 2020-12-30 | 2021-12-30 | Enphase | IQ7 | Inverters | 240 |  | 41 |  |  | 0.97 |  | Outside | under module
NJSTRE1546414724 |  | Transition Incentive Program | Howell | 7731 | 17 | 12.92 | Residential | No | Behind the Meter | Net-metered residential rooftop and canopy |  | None | All Season Solar | JCP&L | Accepted | 2020-12-24 | 2020-12-30 | 2021-12-30 | Certainteed | CT315HC11-04 | Solar Panels |  | 0.315 | 28 | 123 | 21 |  | Fixed | Roof
NJSTRE1546414724 |  | Transition Incentive Program | Howell | 7731 | 17 | 12.92 | Residential | No | Behind the Meter | Net-metered residential rooftop and canopy |  | None | All Season Solar | JCP&L | Accepted | 2020-12-24 | 2020-12-30 | 2021-12-30 | Certainteed | CT315HC11-04 | Solar Panels |  | 0.315 | 13 | 213 | 19 |  | Fixed | Roof
NJSTRE1546415575 |  | Transition Incentive Program | Toms River | 8755 | 18 | 26.4 | Residential | No | Behind the Meter | Net-metered residential rooftop and canopy |  | None | Powerlutions | JCP&L | Accepted | 2020-12-25 | 2020-12-29 | 2021-12-29 | SolarEdge | SE10000H-US | Inverters | 10 |  | 2 |  |  | 0.99 |  | Outdoor | near meter
NJSTRE1546415575 |  | Transition Incentive Program | Toms River | 8755 | 18 | 26.4 | Residential | No | Behind the Meter | Net-metered residential rooftop and canopy |  | None | Powerlutions | JCP&L | Accepted | 2020-12-25 | 2020-12-29 | 2021-12-29 | REC | REC 330NP | Solar Panels |  | 0.33 | 62 | 125 | 30 |  | Fixed | Roof
NJSTRE1546415575 |  | Transition Incentive Program | Toms River | 8755 | 18 | 26.4 | Residential | No | Behind the Meter | Net-metered residential rooftop and canopy |  | None | Powerlutions | JCP&L | Accepted | 2020-12-25 | 2020-12-29 | 2021-12-29 | REC | REC 330NP | Solar Panels |  | 0.33 | 18 | 304 | 25 |  | Fixed | Roof
NJSTRE1546415786 |  | Transition Incentive Program | Sparta | 7871 | 1 | 3.85 | Residential | No | Behind the Meter | Net-metered residential rooftop and canopy |  | None | Suntuity Solar LLC | JCP&L | Accepted | 2020-12-26 | 2020-12-29 | 2021-12-29 | Enphase Energy | IQ7-60-2-US | Inverters | 240 |  | 11 |  |  | 0.97 |  | Outdoor | Behind the PV Modules
NJSTRE1546415786 |  | Transition Incentive Program | Sparta | 7871 | 1 | 3.85 | Residential | No | Behind the Meter | Net-metered residential rooftop and canopy |  | None | Suntuity Solar LLC | JCP&L | Accepted | 2020-12-26 | 2020-12-29 | 2021-12-29 | Longi | LR4-60HPB-350M | Solar Panels |  | 0.35 | 11 | 152 | 26 |  | Fixed | Roof
NJSTRE1546415788 |  | Transition Incentive Program | Millville | 8332 | 20 | 9.8 | Residential | No | Behind the Meter | Net-metered residential rooftop and canopy |  | None | Suntuity Solar LLC | AC Electric | Accepted | 2020-12-26 | 2020-12-29 | 2021-12-29 | Enphase Energy | IQ7-60-2-US | Inverters | 240 |  | 28 |  |  | 0.97 |  | Outdoor | Behind the PV Modules
NJSTRE1546415788 |  | Transition Incentive Program | Millville | 8332 | 20 | 9.8 | Residential | No | Behind the Meter | Net-metered residential rooftop and canopy |  | None | Suntuity Solar LLC | AC Electric | Accepted | 2020-12-26 | 2020-12-29 | 2021-12-29 | Longi | LR4-60HPB-350M | Solar Panels |  | 0.35 | 28 | 200 | 40 |  | Fixed | Roof
NJSTRE1546415790 |  | Transition Incentive Program | Williamstown | 8094 | 15 | 9.45 | Residential | No | Behind the Meter | Net-metered residential rooftop and canopy |  | None | Suntuity Solar LLC | AC Electric | Accepted | 2020-12-26 | 2020-12-29 | 2021-12-29 | Enphase Energy | IQ7-60-2-US | Inverters | 240 |  | 27 |  |  | 0.97 |  | Outdoor | Behind the PV Modules
NJSTRE1546415790 |  | Transition Incentive Program | Williamstown | 8094 | 15 | 9.45 | Residential | No | Behind the Meter | Net-metered residential rooftop and canopy |  | None | Suntuity Solar LLC | AC Electric | Accepted | 2020-12-26 | 2020-12-29 | 2021-12-29 | Longi | LR4-60HPB-350M | Solar Panels |  | 0.35 | 4 | 173 | 27 |  | Fixed | Roof
NJSTRE1546415790 |  | Transition Incentive Program | Williamstown | 8094 | 15 | 9.45 | Residential | No | Behind the Meter | Net-metered residential rooftop and canopy |  | None | Suntuity Solar LLC | AC Electric | Accepted | 2020-12-26 | 2020-12-29 | 2021-12-29 | Longi | LR4-60HPB-350M | Solar Panels |  | 0.35 | 9 | 263 | 27 |  | Fixed | Roof
NJSTRE1546415790 |  | Transition Incentive Program | Williamstown | 8094 | 15 | 9.45 | Residential | No | Behind the Meter | Net-metered residential rooftop and canopy |  | None | Suntuity Solar LLC | AC Electric | Accepted | 2020-12-26 | 2020-12-29 | 2021-12-29 | Longi | LR4-60HPB-350M | Solar Panels |  | 0.35 | 5 | 173 | 27 |  | Fixed | Roof
NJSTRE1546415790 |  | Transition Incentive Program | Williamstown | 8094 | 15 | 9.45 | Residential | No | Behind the Meter | Net-metered residential rooftop and canopy |  | None | Suntuity Solar LLC | AC Electric | Accepted | 2020-12-26 | 2020-12-29 | 2021-12-29 | Longi | LR4-60HPB-350M | Solar Panels |  | 0.35 | 5 | 83 | 27 |  | Fixed | Roof
NJSTRE1546415790 |  | Transition Incentive Program | Williamstown | 8094 | 15 | 9.45 | Residential | No | Behind the Meter | Net-metered residential rooftop and canopy |  | None | Suntuity Solar LLC | AC Electric | Accepted | 2020-12-26 | 2020-12-29 | 2021-12-29 | Longi | LR4-60HPB-350M | Solar Panels |  | 0.35 | 4 | 353 | 27 |  | Fixed | Roof
NJSTRE1546415791 |  | Transition Incentive Program | Manchester Township | 8759 | 18 | 9.8 | Residential | No | Behind the Meter | Net-metered residential rooftop and canopy |  | None | Suntuity Solar LLC | JCP&L | Accepted | 2020-12-26 | 2020-12-29 | 2021-12-29 | Enphase Energy | IQ7-60-2-US | Inverters | 240 |  | 28 |  |  | 0.97 |  | Outdoor | Behind the PV Modules
NJSTRE1546415791 |  | Transition Incentive Program | Manchester Township | 8759 | 18 | 9.8 | Residential | No | Behind the Meter | Net-metered residential rooftop and canopy |  | None | Suntuity Solar LLC | JCP&L | Accepted | 2020-12-26 | 2020-12-29 | 2021-12-29 | Longi | LR4-60HPB-350M | Solar Panels |  | 0.35 | 24 | 220 | 19 |  | Fixed | Roof
NJSTRE1546415791 |  | Transition Incentive Program | Manchester Township | 8759 | 18 | 9.8 | Residential | No | Behind the Meter | Net-metered residential rooftop and canopy |  | None | Suntuity Solar LLC | JCP&L | Accepted | 2020-12-26 | 2020-12-29 | 2021-12-29 | Longi | LR4-60HPB-350M | Solar Panels |  | 0.35 | 4 | 40 | 19 |  | Fixed | Roof
NJSTRE1546415792 |  | Transition Incentive Program | Fords | 8863 | 11 | 5.6 | Residential | Yes | Behind the Meter | Net-metered residential rooftop and canopy |  | None | Suntuity Solar LLC | PSE&G | Accepted | 2020-12-26 | 2020-12-29 | 2021-12-29 | Enphase Energy | IQ7-60-2-US | Inverters | 240 |  | 16 |  |  | 0.97 |  | Outdoor | Behind the PV Modules
NJSTRE1546415792 |  | Transition Incentive Program | Fords | 8863 | 11 | 5.6 | Residential | Yes | Behind the Meter | Net-metered residential rooftop and canopy |  | None | Suntuity Solar LLC | PSE&G | Accepted | 2020-12-26 | 2020-12-29 | 2021-12-29 | Longi | LR4-60HPB-350M | Solar Panels |  | 0.35 | 4 | 333 | 23 |  | Fixed | Roof
NJSTRE1546415792 |  | Transition Incentive Program | Fords | 8863 | 11 | 5.6 | Residential | Yes | Behind the Meter | Net-metered residential rooftop and canopy |  | None | Suntuity Solar LLC | PSE&G | Accepted | 2020-12-26 | 2020-12-29 | 2021-12-29 | Longi | LR4-60HPB-350M | Solar Panels |  | 0.35 | 8 | 153 | 23 |  | Fixed | Roof
NJSTRE1546415792 |  | Transition Incentive Program | Fords | 8863 | 11 | 5.6 | Residential | Yes | Behind the Meter | Net-metered residential rooftop and canopy |  | None | Suntuity Solar LLC | PSE&G | Accepted | 2020-12-26 | 2020-12-29 | 2021-12-29 | Longi | LR4-60HPB-350M | Solar Panels |  | 0.35 | 4 | 153 | 23 |  | Fixed | Roof
NJSTRE1546415872 |  | Transition Incentive Program | Linden City | 7036 | 10 | 7.6 | Residential | Yes | Behind the Meter | Net-metered residential rooftop and canopy |  | None | Bright Planet Solar | PSE&G | Accepted | 2020-12-26 | 2020-12-29 | 2021-12-29 | SOLAREDGE | SE6000H-USRGM | Inverters | 6000 |  | 1 |  |  | 0.98 |  | Outdoor | OUTSIDE
NJSTRE1546415872 |  | Transition Incentive Program | Linden City | 7036 | 10 | 7.6 | Residential | Yes | Behind the Meter | Net-metered residential rooftop and canopy |  | None | Bright Planet Solar | PSE&G | Accepted | 2020-12-26 | 2020-12-29 | 2021-12-29 | SUNPOWER | SPR-A400 | Solar Panels |  | 0.4 | 2 | 315 | 18 |  | Fixed | Roof
NJSTRE1546415872 |  | Transition Incentive Program | Linden City | 7036 | 10 | 7.6 | Residential | Yes | Behind the Meter | Net-metered residential rooftop and canopy |  | None | Bright Planet Solar | PSE&G | Accepted | 2020-12-26 | 2020-12-29 | 2021-12-29 | SUNPOWER | SPR-A400 | Solar Panels |  | 0.4 | 7 | 315 | 39 |  | Fixed | Roof
NJSTRE1546415872 |  | Transition Incentive Program | Linden City | 7036 | 10 | 7.6 | Residential | Yes | Behind the Meter | Net-metered residential rooftop and canopy |  | None | Bright Planet Solar | PSE&G | Accepted | 2020-12-26 | 2020-12-29 | 2021-12-29 | SUNPOWER | SPR-A400 | Solar Panels |  | 0.4 | 10 | 135 | 18 |  | Fixed | Roof
NJSTRE1546415873 |  | Transition Incentive Program | Atlantic City | 8401 | 19 | 3.78 | Residential | Yes | Behind the Meter | Net-metered residential rooftop and canopy |  | None | Bright Planet Solar | AC Electric | Accepted | 2020-12-26 | 2020-12-29 | 2021-12-29 | SOLAREDGE | SE3000H-USRGM | Inverters | 3000 |  | 1 |  |  | 0.98 |  | Outdoor | OUTSIDE
NJSTRE1546415873 |  | Transition Incentive Program | Atlantic City | 8401 | 19 | 3.78 | Residential | Yes | Behind the Meter | Net-metered residential rooftop and canopy |  | None | Bright Planet Solar | AC Electric | Accepted | 2020-12-26 | 2020-12-29 | 2021-12-29 | HANWHA Q-CELLS | Q.PEAK DUO BLK-G5 315W | Solar Panels |  | 0.315 | 5 | 153 | 33 |  | Fixed | Roof
NJSTRE1546415873 |  | Transition Incentive Program | Atlantic City | 8401 | 19 | 3.78 | Residential | Yes | Behind the Meter | Net-metered residential rooftop and canopy |  | None | Bright Planet Solar | AC Electric | Accepted | 2020-12-26 | 2020-12-29 | 2021-12-29 | HANWHA Q-CELLS | Q.PEAK DUO BLK-G5 315W | Solar Panels |  | 0.315 | 7 | 153 | 33 |  | Fixed | Roof
NJSTRE1546415876 |  | Transition Incentive Program | Union Twp Uni | 7083 | 10 | 2.75 | Residential | Yes | Behind the Meter | Net-metered residential rooftop and canopy |  | None | Bright Planet Solar | PSE&G | Accepted | 2020-12-26 | 2020-12-31 | 2021-12-31 | SOLAREDGE | SE3000H-USRGM | Inverters | 3000 |  | 1 |  |  | 0.98 |  | Outdoor | OUTSIDE
NJSTRE1546415876 |  | Transition Incentive Program | Union Twp Uni | 7083 | 10 | 2.75 | Residential | Yes | Behind the Meter | Net-metered residential rooftop and canopy |  | None | Bright Planet Solar | PSE&G | Accepted | 2020-12-26 | 2020-12-31 | 2021-12-31 | LONGI | LR6-60HPB-305M | Solar Panels |  | 0.305 | 9 | 186 | 22 |  | Fixed | Roof
NJSTRE1546415884 |  | Transition Incentive Program | Freehold | 7728 | 17 | 8.82 | Residential | Yes | Behind the Meter | Net-metered residential rooftop and canopy |  | None | Bright Planet Solar | JCP&L | Accepted | 2020-12-27 | 2020-12-31 | 2021-12-31 | SOLAREDGE | SE7600H-USRGM | Inverters | 7600 |  | 1 |  |  | 0.98 |  | Outdoor | OUTSIDE
NJSTRE1546415884 |  | Transition Incentive Program | Freehold | 7728 | 17 | 8.82 | Residential | Yes | Behind the Meter | Net-metered residential rooftop and canopy |  | None | Bright Planet Solar | JCP&L | Accepted | 2020-12-27 | 2020-12-31 | 2021-12-31 | HANWHA Q-CELLS | Q.PEAK DUO BLK-G5 315W | Solar Panels |  | 0.315 | 18 | 227 | 39 |  | Fixed | Roof
NJSTRE1546415884 |  | Transition Incentive Program | Freehold | 7728 | 17 | 8.82 | Residential | Yes | Behind the Meter | Net-metered residential rooftop and canopy |  | None | Bright Planet Solar | JCP&L | Accepted | 2020-12-27 | 2020-12-31 | 2021-12-31 | HANWHA Q-CELLS | Q.PEAK DUO BLK-G5 315W | Solar Panels |  | 0.315 | 10 | 47 | 39 |  | Fixed | Roof
NJSTRE1546416233 |  | Transition Incentive Program | North Bergen Twp | 7047 | 8 | 4.41 | Residential | Yes | Behind the Meter | Net-metered residential rooftop and canopy |  | None | Bright Planet Solar | PSE&G | Accepted | 2020-12-27 | 2020-12-30 | 2021-12-30 | SOLAREDGE | SE3800H-USRGM | Inverters | 3800 |  | 1 |  |  | 0.98 |  | Outdoor | OUTSIDE
NJSTRE1546416233 |  | Transition Incentive Program | North Bergen Twp | 7047 | 8 | 4.41 | Residential | Yes | Behind the Meter | Net-metered residential rooftop and canopy |  | None | Bright Planet Solar | PSE&G | Accepted | 2020-12-27 | 2020-12-30 | 2021-12-30 | HANWHA Q-CELLS | Q.PEAK DUO BLK-G5 315W | Solar Panels |  | 0.315 | 14 | 216 | 9 |  | Fixed | Roof
NJSTRE1546416272 |  | Transition Incentive Program | Brigantine | 8203 | 19 | 5.89 | Residential | Yes | Behind the Meter | Net-metered residential rooftop and canopy |  | None | Bright Planet Solar | AC Electric | Accepted | 2020-12-27 | 2020-12-30 | 2021-12-30 | SOLAREDGE | SE5000H-USRGM | Inverters | 5000 |  | 1 |  |  | 0.98 |  | Outdoor | OUTSIDE
NJSTRE1546416272 |  | Transition Incentive Program | Brigantine | 8203 | 19 | 5.89 | Residential | Yes | Behind the Meter | Net-metered residential rooftop and canopy |  | None | Bright Planet Solar | AC Electric | Accepted | 2020-12-27 | 2020-12-30 | 2021-12-30 | HANWHA Q-CELLS | Q.PEAK DUO BLK-G5 310W | Solar Panels |  | 0.31 | 8 | 145 | 9 |  | Fixed | Roof
NJSTRE1546416272 |  | Transition Incentive Program | Brigantine | 8203 | 19 | 5.89 | Residential | Yes | Behind the Meter | Net-metered residential rooftop and canopy |  | None | Bright Planet Solar | AC Electric | Accepted | 2020-12-27 | 2020-12-30 | 2021-12-30 | HANWHA Q-CELLS | Q.PEAK DUO BLK-G5 310W | Solar Panels |  | 0.31 | 11 | 145 | 9 |  | Fixed | Roof
NJSTRE1546416273 |  | Transition Incentive Program | Sewell | 8080 | 15 | 8.24 | Residential | Yes | Behind the Meter | Net-metered residential rooftop and canopy |  | None | Bright Planet Solar | AC Electric | Accepted | 2020-12-27 | 2020-12-30 | 2021-12-30 | SOLAREDGE | SE7600H-USRGM | Inverters | 7600 |  | 1 |  |  | 0.98 |  | Outdoor | OUTSIDE
NJSTRE1546416273 |  | Transition Incentive Program | Sewell | 8080 | 15 | 8.24 | Residential | Yes | Behind the Meter | Net-metered residential rooftop and canopy |  | None | Bright Planet Solar | AC Electric | Accepted | 2020-12-27 | 2020-12-30 | 2021-12-30 | LONGI | LR6-60HPB-305M | Solar Panels |  | 0.305 | 13 | 144 | 22 |  | Fixed | Roof
NJSTRE1546416273 |  | Transition Incentive Program | Sewell | 8080 | 15 | 8.24 | Residential | Yes | Behind the Meter | Net-metered residential rooftop and canopy |  | None | Bright Planet Solar | AC Electric | Accepted | 2020-12-27 | 2020-12-30 | 2021-12-30 | LONGI | LR6-60HPB-305M | Solar Panels |  | 0.305 | 4 | 53 | 22 |  | Fixed | Roof
NJSTRE1546416273 |  | Transition Incentive Program | Sewell | 8080 | 15 | 8.24 | Residential | Yes | Behind the Meter | Net-metered residential rooftop and canopy |  | None | Bright Planet Solar | AC Electric | Accepted | 2020-12-27 | 2020-12-30 | 2021-12-30 | LONGI | LR6-60HPB-305M | Solar Panels |  | 0.305 | 10 | 233 | 22 |  | Fixed | Roof
NJSTRE1546417005 |  | Transition Incentive Program | Medford | 8055 | 13 | 19.2 | Residential | Yes | Behind the Meter | Net-metered residential rooftop and canopy |  | None | Solar Mite Solutions | AC Electric | Accepted | 2020-12-28 | 2020-12-30 | 2021-12-30 | Enphase | IQ7-60-2 | Inverters | 0.24 |  | 60 |  |  | 0.98 |  | Outdoor | Under Solar Modules
NJSTRE1546417005 |  | Transition Incentive Program | Medford | 8055 | 13 | 19.2 | Residential | Yes | Behind the Meter | Net-metered residential rooftop and canopy |  | None | Solar Mite Solutions | AC Electric | Accepted | 2020-12-28 | 2020-12-30 | 2021-12-30 | Hanwha | Q.PEAK DUO BLK-G5 | Solar Panels |  | 0.32 | 21 | 263 | 20 |  | Fixed | Roof | array 3
NJSTRE1546417005 |  | Transition Incentive Program | Medford | 8055 | 13 | 19.2 | Residential | Yes | Behind the Meter | Net-metered residential rooftop and canopy |  | None | Solar Mite Solutions | AC Electric | Accepted | 2020-12-28 | 2020-12-30 | 2021-12-30 | Hanwha | Q.PEAK DUO BLK-G5 | Solar Panels |  | 0.32 | 8 | 354 | 20 |  | Fixed | Roof | array 4
NJSTRE1546417005 |  | Transition Incentive Program | Medford | 8055 | 13 | 19.2 | Residential | Yes | Behind the Meter | Net-metered residential rooftop and canopy |  | None | Solar Mite Solutions | AC Electric | Accepted | 2020-12-28 | 2020-12-30 | 2021-12-30 | Hanwha | Q.PEAK DUO BLK-G5 320 | Solar Panels |  | 0.32 | 8 | 174 | 20 |  | Fixed | Roof | array 1
NJSTRE1546417005 |  | Transition Incentive Program | Medford | 8055 | 13 | 19.2 | Residential | Yes | Behind the Meter | Net-metered residential rooftop and canopy |  | None | Solar Mite Solutions | AC Electric | Accepted | 2020-12-28 | 2020-12-30 | 2021-12-30 | Hanwha | Q.PEAK DUO BLK-G5 | Solar Panels |  | 0.32 | 23 | 84 | 20 |  | Fixed | Roof | array 2
NJSTRE1546417013 |  | Transition Incentive Program | Belleville | 7109 | 9 | 7.14 | Residential | Yes | Behind the Meter | Net-metered residential rooftop and canopy |  | None | Trinity Solar | PSE&G | Accepted | 2020-12-28 | 2020-12-30 | 2021-12-30 | Solar edge | SE6000 | Inverters | 6000 |  | 1 |  |  | 0.97 |  | Outside | side of home
NJSTRE1546417013 |  | Transition Incentive Program | Belleville | 7109 | 9 | 7.14 | Residential | Yes | Behind the Meter | Net-metered residential rooftop and canopy |  | None | Trinity Solar | PSE&G | Accepted | 2020-12-28 | 2020-12-30 | 2021-12-30 | Hanwha | Q.PEAK DUO BLK-G6 340 | Solar Panels |  | 0.34 | 15 | 197 | 29 |  | Fixed | Roof
NJSTRE1546417013 |  | Transition Incentive Program | Belleville | 7109 | 9 | 7.14 | Residential | Yes | Behind the Meter | Net-metered residential rooftop and canopy |  | None | Trinity Solar | PSE&G | Accepted | 2020-12-28 | 2020-12-30 | 2021-12-30 | Hanwha | Q.PEAK DUO BLK-G6 340 | Solar Panels |  | 0.34 | 6 | 197 | 29 |  | Fixed | Roof
NJSTRE1546417040 |  | Transition Incentive Program | Cliffside Park Boro | 07010-1018 |  | 6.08 | Residential | No | Behind the Meter | Net-metered residential rooftop and canopy |  | None | Sundial Solar Innovations | PSE&G | Accepted | 2020-12-28 | 2020-12-30 | 2021-12-30 | Enphase | IQ7+ | Inverters | 5.51 |  | 19 |  |  | 0.96 |  | Outdoor | roof
NJSTRE1546417040 |  | Transition Incentive Program | Cliffside Park Boro | 07010-1018 |  | 6.08 | Residential | No | Behind the Meter | Net-metered residential rooftop and canopy |  | None | Sundial Solar Innovations | PSE&G | Accepted | 2020-12-28 | 2020-12-30 | 2021-12-30 | Hanwha | QCell 320 | Solar Panels |  | 0.32 | 19 | 200 | 30 |  | Fixed | Roof | outside
NJSTRE1546417047 |  | Transition Incentive Program | Tenafly | 7670 | 7 | 37.4 | Commercial | No | Behind the Meter | Net-metered non-residential rooftop and canopy |  | None | MOORE ENERGY LLC | PSE&G | Accepted | 2020-12-28 | 2020-12-30 | 2021-12-30 | CONTINENTAL CONTROLS | WATTNODE RWNC208V | Meters |  |  | 1 |  |  |  | Yes | Indoor
NJSTRE1546417047 |  | Transition Incentive Program | Tenafly | 7670 | 7 | 37.4 | Commercial | No | Behind the Meter | Net-metered non-residential rooftop and canopy |  | None | MOORE ENERGY LLC | PSE&G | Accepted | 2020-12-28 | 2020-12-30 | 2021-12-30 | SOLAREDGE | 14.4K | Inverters | 14400 |  | 2 |  |  | 0.975 |  | Indoor | ELECTRICAL ROOM
NJSTRE1546417047 |  | Transition Incentive Program | Tenafly | 7670 | 7 | 37.4 | Commercial | No | Behind the Meter | Net-metered non-residential rooftop and canopy |  | None | MOORE ENERGY LLC | PSE&G | Accepted | 2020-12-28 | 2020-12-30 | 2021-12-30 | QCELL | DUO 425 | Solar Panels |  | 0.425 | 88 | 216 | 10 |  | Fixed | Roof
NJSTRE1546417081 |  | Transition Incentive Program | Linden | 7036 | 10 | 5.67 | Residential | No | Behind the Meter | Net-metered residential rooftop and canopy |  | None | Palmetto Solar LLC | PSE&G | Accepted | 2020-12-28 | 2020-12-30 | 2021-12-30 | SolarEdge Technologies | SE5000H-US | Meters | 5000 |  | 1 |  |  |  | Yes | Outdoor
NJSTRE1546417081 |  | Transition Incentive Program | Linden | 7036 | 10 | 5.67 | Residential | No | Behind the Meter | Net-metered residential rooftop and canopy |  | None | Palmetto Solar LLC | PSE&G | Accepted | 2020-12-28 | 2020-12-30 | 2021-12-30 | SolarEdge Technologies | SE5000H-US | Inverters | 5000 |  | 1 |  |  | 0.9 |  | Outside | side of the house
NJSTRE1546417081 |  | Transition Incentive Program | Linden | 7036 | 10 | 5.67 | Residential | No | Behind the Meter | Net-metered residential rooftop and canopy |  | None | Palmetto Solar LLC | PSE&G | Accepted | 2020-12-28 | 2020-12-30 | 2021-12-30 | Yingli | YL315D-30B | Solar Panels |  | 0.315 | 18 | 218 | 23 |  | Fixed | Roof
NJSTRE1546417104 |  | Transition Incentive Program | Mount Laurel | 8054 | 13 | 5.36 | Residential | Yes | Behind the Meter | Net-metered residential rooftop and canopy |  | None | Trinity Solar | PSE&G | Accepted | 2020-12-28 | 2020-12-30 | 2021-12-30 | SOLAR EDGE | SE5000H-US | Inverters | 5000 |  | 1 |  |  | 0.97 |  | Outside | SIDE OF HOME
NJSTRE1546417104 |  | Transition Incentive Program | Mount Laurel | 8054 | 13 | 5.36 | Residential | Yes | Behind the Meter | Net-metered residential rooftop and canopy |  | None | Trinity Solar | PSE&G | Accepted | 2020-12-28 | 2020-12-30 | 2021-12-30 | HANWHA 315 (Q.PEAK DUO BLK-G5 315) | HANWHA 315 (Q.PEAK DUO BLK-G5 315) | Solar Panels |  | 0.315 | 6 | 263 | 31 |  | Fixed | Roof
NJSTRE1546417104 |  | Transition Incentive Program | Mount Laurel | 8054 | 13 | 5.36 | Residential | Yes | Behind the Meter | Net-metered residential rooftop and canopy |  | None | Trinity Solar | PSE&G | Accepted | 2020-12-28 | 2020-12-30 | 2021-12-30 | HANWHA 315 (Q.PEAK DUO BLK-G5 315) | HANWHA 315 (Q.PEAK DUO BLK-G5 315) | Solar Panels |  | 0.315 | 6 | 83 | 29 |  | Fixed | Roof
NJSTRE1546417104 |  | Transition Incentive Program | Mount Laurel | 8054 | 13 | 5.36 | Residential | Yes | Behind the Meter | Net-metered residential rooftop and canopy |  | None | Trinity Solar | PSE&G | Accepted | 2020-12-28 | 2020-12-30 | 2021-12-30 | HANWHA 315 (Q.PEAK DUO BLK-G5 315) | HANWHA 315 (Q.PEAK DUO BLK-G5 315) | Solar Panels |  | 0.315 | 5 | 173 | 30 |  | Fixed | Roof
NJSTRE1546417135 |  | Transition Incentive Program | Paterson | 7504 | 6 | 2.38 | Residential | Yes | Behind the Meter | Net-metered residential rooftop and canopy |  | None | Trinity Solar | PSE&G | Accepted | 2020-12-28 | 2020-12-30 | 2021-12-30 | ENPHASE | IQ7PLUS-72-2-US | Inverters | 280 |  | 7 |  |  | 0.97 |  | Outside | UNDER THE PANELS
NJSTRE1546417135 |  | Transition Incentive Program | Paterson | 7504 | 6 | 2.38 | Residential | Yes | Behind the Meter | Net-metered residential rooftop and canopy |  | None | Trinity Solar | PSE&G | Accepted | 2020-12-28 | 2020-12-30 | 2021-12-30 | Q.PEAK DUO BLK-G6 340 | Q.PEAK DUO BLK-G6 340 | Solar Panels |  | 0.34 | 7 | 189 | 35 |  | Fixed | Roof
NJSTRE1546417182 |  | Transition Incentive Program | Cliffside Park Boro | 7010 | 7 | 8.16 | Residential | Yes | Behind the Meter | Net-metered residential rooftop and canopy |  | None | Tesla Energy Operations Inc. | PSE&G | Accepted | 2020-12-28 | 2020-12-30 | 2021-12-30 | SolarEdge Technologies | SE7600H-US [240V] | Inverters | 7600 |  | 1 |  |  | 0.99 |  | Outside | Outside
NJSTRE1546417182 |  | Transition Incentive Program | Cliffside Park Boro | 7010 | 7 | 8.16 | Residential | Yes | Behind the Meter | Net-metered residential rooftop and canopy |  | None | Tesla Energy Operations Inc. | PSE&G | Accepted | 2020-12-28 | 2020-12-30 | 2021-12-30 | Hanwha Q-CELLS | Q.Peak DUO BLK-G6+ 340 | Solar Panels |  | 0.34 | 2 | 305 | 23 |  | Fixed | Roof
NJSTRE1546417182 |  | Transition Incentive Program | Cliffside Park Boro | 7010 | 7 | 8.16 | Residential | Yes | Behind the Meter | Net-metered residential rooftop and canopy |  | None | Tesla Energy Operations Inc. | PSE&G | Accepted | 2020-12-28 | 2020-12-30 | 2021-12-30 | Hanwha Q-CELLS | Q.Peak DUO BLK-G6+ 340 | Solar Panels |  | 0.34 | 2 | 215 | 23 |  | Fixed | Roof
NJSTRE1546417182 |  | Transition Incentive Program | Cliffside Park Boro | 7010 | 7 | 8.16 | Residential | Yes | Behind the Meter | Net-metered residential rooftop and canopy |  | None | Tesla Energy Operations Inc. | PSE&G | Accepted | 2020-12-28 | 2020-12-30 | 2021-12-30 | Hanwha Q-CELLS | Q.Peak DUO BLK-G6+ 340 | Solar Panels |  | 0.34 | 18 | 35 | 23 |  | Fixed | Roof
NJSTRE1546417182 |  | Transition Incentive Program | Cliffside Park Boro | 7010 | 7 | 8.16 | Residential | Yes | Behind the Meter | Net-metered residential rooftop and canopy |  | None | Tesla Energy Operations Inc. | PSE&G | Accepted | 2020-12-28 | 2020-12-30 | 2021-12-30 | Hanwha Q-CELLS | Q.Peak DUO BLK-G6+ 340 | Solar Panels |  | 0.34 | 2 | 305 | 23 |  | Fixed | Roof
NJSTRE1546417185 |  | Transition Incentive Program | Franklin Township | 8873 | 5 | 8.54 | Residential | Yes | Behind the Meter | Net-metered residential rooftop and canopy |  | None | Sunrun Installation Services, Inc. | PSE&G | Accepted | 2020-12-28 | 2020-12-30 | 2021-12-30 | Enphase Energy | IQ7-60-x-US (240V) | Inverters | 240 |  | 28 |  |  | 0.96 |  | Outdoor | Rooftop
NJSTRE1546417185 |  | Transition Incentive Program | Franklin Township | 8873 | 5 | 8.54 | Residential | Yes | Behind the Meter | Net-metered residential rooftop and canopy |  | None | Sunrun Installation Services, Inc. | PSE&G | Accepted | 2020-12-28 | 2020-12-30 | 2021-12-30 | LONGi Green Energy Technology Co Ltd | LR6-60HPB-305M | Solar Panels |  | 0.305 | 13 | 215 | 18 |  | Fixed | Roof
NJSTRE1546417185 |  | Transition Incentive Program | Franklin Township | 8873 | 5 | 8.54 | Residential | Yes | Behind the Meter | Net-metered residential rooftop and canopy |  | None | Sunrun Installation Services, Inc. | PSE&G | Accepted | 2020-12-28 | 2020-12-30 | 2021-12-30 | LONGi Green Energy Technology Co Ltd | LR6-60HPB-305M | Solar Panels |  | 0.305 | 15 | 125 | 19 |  | Fixed | Roof
NJSTRE1546417187 |  | Transition Incentive Program | Princeton | 8540 | 12 | 10.2 | Residential | Yes | Behind the Meter | Net-metered residential rooftop and canopy |  | None | Trinity Solar | PSE&G | Accepted | 2020-12-28 | 2020-12-30 | 2021-12-30 | SOLAR EDGE | SE7600 | Inverters | 7600 |  | 1 |  |  | 0.97 |  | Outside | SIDE OF HOME
NJSTRE1546417187 |  | Transition Incentive Program | Princeton | 8540 | 12 | 10.2 | Residential | Yes | Behind the Meter | Net-metered residential rooftop and canopy |  | None | Trinity Solar | PSE&G | Accepted | 2020-12-28 | 2020-12-30 | 2021-12-30 | HANWHA 340 (Q.PEAK DUO BLK-G6 340) | HANWHA 340 (Q.PEAK DUO BLK-G6 340) | Solar Panels |  | 0.34 | 14 | 135 | 32 |  | Fixed | Roof
NJSTRE1546417187 |  | Transition Incentive Program | Princeton | 8540 | 12 | 10.2 | Residential | Yes | Behind the Meter | Net-metered residential rooftop and canopy |  | None | Trinity Solar | PSE&G | Accepted | 2020-12-28 | 2020-12-30 | 2021-12-30 | HANWHA 340 (Q.PEAK DUO BLK-G6 340) | HANWHA 340 (Q.PEAK DUO BLK-G6 340) | Solar Panels |  | 0.34 | 6 | 135 | 32 |  | Fixed | Roof
NJSTRE1546417187 |  | Transition Incentive Program | Princeton | 8540 | 12 | 10.2 | Residential | Yes | Behind the Meter | Net-metered residential rooftop and canopy |  | None | Trinity Solar | PSE&G | Accepted | 2020-12-28 | 2020-12-30 | 2021-12-30 | HANWHA 340 (Q.PEAK DUO BLK-G6 340) | HANWHA 340 (Q.PEAK DUO BLK-G6 340) | Solar Panels |  | 0.34 | 10 | 135 | 32 |  | Fixed | Roof
NJSTRE1546417211 |  | Transition Incentive Program | Manahawkin | 8050 | 18 | 6.12 | Residential | No | Behind the Meter | Net-metered residential rooftop and canopy |  | None | Simply Solar, LLC | JCP&L | Accepted | 2020-12-28 | 2020-12-30 | 2021-12-30 | SMA | SB 5.0-1SP-US-40 | Inverters | 5 |  | 1 |  |  | 0.98 |  | Outdoor | E.SIDE
NJSTRE1546417211 |  | Transition Incentive Program | Manahawkin | 8050 | 18 | 6.12 | Residential | No | Behind the Meter | Net-metered residential rooftop and canopy |  | None | Simply Solar, LLC | JCP&L | Accepted | 2020-12-28 | 2020-12-30 | 2021-12-30 | TRINA | TSM-255PD05.082 | Solar Panels |  | 0.255 | 24 | 40 | 18 |  | Fixed | Roof
NJSTRE1546417223 |  | Transition Incentive Program | West Deptford | 8086 | 15 | 8.24 | Residential | Yes | Behind the Meter | Net-metered residential rooftop and canopy |  | None | Sunrun Installation Services, Inc. | PSE&G | Accepted | 2020-12-28 | 2020-12-30 | 2021-12-30 | Enphase Energy | IQ7-60-x-US (240V) | Inverters | 240 |  | 27 |  |  | 0.96 |  | Outdoor | Rooftop
NJSTRE1546417223 |  | Transition Incentive Program | West Deptford | 8086 | 15 | 8.24 | Residential | Yes | Behind the Meter | Net-metered residential rooftop and canopy |  | None | Sunrun Installation Services, Inc. | PSE&G | Accepted | 2020-12-28 | 2020-12-30 | 2021-12-30 | LONGi Green Energy Technology Co Ltd | LR6-60HPB-305M | Solar Panels |  | 0.305 | 27 | 196 | 18 |  | Fixed | Roof
NJSTRE1546417240 |  | Transition Incentive Program | Maplewood | 7040 | 9 | 5.19 | Residential | No | Behind the Meter | Net-metered residential rooftop and canopy |  | None | Sunrun Installation Services, Inc. | PSE&G | Accepted | 2020-12-28 | 2020-12-30 | 2021-12-30 | Enphase Energy | IQ7-60-x-US (240V) | Inverters | 240 |  | 17 |  |  | 0.96 |  | Outdoor | Rooftop
NJSTRE1546417240 |  | Transition Incentive Program | Maplewood | 7040 | 9 | 5.19 | Residential | No | Behind the Meter | Net-metered residential rooftop and canopy |  | None | Sunrun Installation Services, Inc. | PSE&G | Accepted | 2020-12-28 | 2020-12-30 | 2021-12-30 | LONGi Green Energy Technology Co Ltd | LR6-60HPB-305M | Solar Panels |  | 0.305 | 7 | 232 | 27 |  | Fixed | Roof
NJSTRE1546417240 |  | Transition Incentive Program | Maplewood | 7040 | 9 | 5.19 | Residential | No | Behind the Meter | Net-metered residential rooftop and canopy |  | None | Sunrun Installation Services, Inc. | PSE&G | Accepted | 2020-12-28 | 2020-12-30 | 2021-12-30 | LONGi Green Energy Technology Co Ltd | LR6-60HPB-305M | Solar Panels |  | 0.305 | 10 | 142 | 27 |  | Fixed | Roof
NJSTRE1546417247 |  | Transition Incentive Program | Berlin | 8009 | 14 | 7.46 | Residential | No | Behind the Meter | Net-metered residential rooftop and canopy |  | None | Freedom Forever New Jersey LLC | AC Electric | Accepted | 2020-12-28 | 2020-12-30 | 2021-12-30 | Solar Edge | SE5000H-US [SI1 | Inverters | 5000 |  | 1 |  |  | 0.99 |  | Outdoor | n/a
NJSTRE1546417247 |  | Transition Incentive Program | Berlin | 8009 | 14 | 7.46 | Residential | No | Behind the Meter | Net-metered residential rooftop and canopy |  | None | Freedom Forever New Jersey LLC | AC Electric | Accepted | 2020-12-28 | 2020-12-30 | 2021-12-30 | Rec Solar | REC355AA Black | Solar Panels |  | 0.355 | 9 | 80 | 9 |  | Fixed | Roof | n/a
NJSTRE1546417247 |  | Transition Incentive Program | Berlin | 8009 | 14 | 7.46 | Residential | No | Behind the Meter | Net-metered residential rooftop and canopy |  | None | Freedom Forever New Jersey LLC | AC Electric | Accepted | 2020-12-28 | 2020-12-30 | 2021-12-30 | Rec Solar | REC355AA Black | Solar Panels |  | 0.355 | 12 | 260 | 9 |  | Fixed | Roof | n/a
NJSTRE1546417250 |  | Transition Incentive Program | Blackwood | 8012 | 14 | 7.25 | Residential | No | Behind the Meter | Net-metered residential rooftop and canopy |  | None | All Season Solar | PSE&G | Accepted | 2020-12-28 | 2020-12-30 | 2021-12-30 | Enphase | IQ7 | Inverters | 240 |  | 23 |  |  | 0.97 |  | Outdoor | under module
NJSTRE1546417250 |  | Transition Incentive Program | Blackwood | 8012 | 14 | 7.25 | Residential | No | Behind the Meter | Net-metered residential rooftop and canopy |  | None | All Season Solar | PSE&G | Accepted | 2020-12-28 | 2020-12-30 | 2021-12-30 | Certainteed | CT315HC11-04 | Solar Panels |  | 0.315 | 8 | 173 | 28 |  | Fixed | Roof
NJSTRE1546417250 |  | Transition Incentive Program | Blackwood | 8012 | 14 | 7.25 | Residential | No | Behind the Meter | Net-metered residential rooftop and canopy |  | None | All Season Solar | PSE&G | Accepted | 2020-12-28 | 2020-12-30 | 2021-12-30 | Certainteed | CT315HC11-04 | Solar Panels |  | 0.315 | 8 | 353 | 28 |  | Fixed | Roof
NJSTRE1546417250 |  | Transition Incentive Program | Blackwood | 8012 | 14 | 7.25 | Residential | No | Behind the Meter | Net-metered residential rooftop and canopy |  | None | All Season Solar | PSE&G | Accepted | 2020-12-28 | 2020-12-30 | 2021-12-30 | Certainteed | CT315HC11-04 | Solar Panels |  | 0.315 | 2 | 353 | 15 |  | Fixed | Roof
NJSTRE1546417250 |  | Transition Incentive Program | Blackwood | 8012 | 14 | 7.25 | Residential | No | Behind the Meter | Net-metered residential rooftop and canopy |  | None | All Season Solar | PSE&G | Accepted | 2020-12-28 | 2020-12-30 | 2021-12-30 | Certainteed | CT315HC11-04 | Solar Panels |  | 0.315 | 5 | 173 | 15 |  | Fixed | Roof
NJSTRE1546417254 |  | Transition Incentive Program | Belmar | 7719 | 17 | 7.59 | Residential | Yes | Behind the Meter | Net-metered residential rooftop and canopy |  | None | SunPower Corporation, Systems | JCP&L | Final As-Built Received | 2020-12-28 | 2020-12-30 |  | SunPower | SPR-X21-345-C-AC | Solar Panels |  | 0.345 | 22 | 186 | 21 |  | Fixed | Roof
NJSTRE1546417254 |  | Transition Incentive Program | Belmar | 7719 | 17 | 7.59 | Residential | Yes | Behind the Meter | Net-metered residential rooftop and canopy |  | None | SunPower Corporation, Systems | JCP&L | Final As-Built Received | 2020-12-28 | 2020-12-30 |  | SunPower | SPR-X21-345-C-AC | Inverters | 320 |  | 22 |  |  | 0.96 |  | Other | under each panel
NJSTRE1546417254 |  | Transition Incentive Program | Belmar | 7719 | 17 | 7.59 | Residential | Yes | Behind the Meter | Net-metered residential rooftop and canopy |  | None | SunPower Corporation, Systems | JCP&L | Final As-Built Received | 2020-12-28 | 2020-12-30 |  | SunPower | PVS5 | Meters |  |  | 1 |  |  |  | Yes | Outdoor
NJSTRE1546417270 |  | Transition Incentive Program | Bloomfield | 7003 | 9 | 8.5 | Non Profit | No | Behind the Meter | Net-metered residential rooftop and canopy |  | None | CE Team Inc. | PSE&G | Accepted | 2020-12-28 | 2020-12-30 | 2021-12-30 | Solaredge | Smtr | Meters | 3 |  | 1 |  |  |  | Yes | Outdoor
NJSTRE1546417270 |  | Transition Incentive Program | Bloomfield | 7003 | 9 | 8.5 | Non Profit | No | Behind the Meter | Net-metered residential rooftop and canopy |  | None | CE Team Inc. | PSE&G | Accepted | 2020-12-28 | 2020-12-30 | 2021-12-30 | Solaredge | se11400h | Inverters | 11400 |  | 1 |  |  | 0.992 |  | Outdoor | west wall
NJSTRE1546417270 |  | Transition Incentive Program | Bloomfield | 7003 | 9 | 8.5 | Non Profit | No | Behind the Meter | Net-metered residential rooftop and canopy |  | None | CE Team Inc. | PSE&G | Accepted | 2020-12-28 | 2020-12-30 | 2021-12-30 | Hanwha | Qcell340 | Solar Panels |  | 0.34 | 14 | 88 | 24 |  | Fixed | Roof
NJSTRE1546417270 |  | Transition Incentive Program | Bloomfield | 7003 | 9 | 8.5 | Non Profit | No | Behind the Meter | Net-metered residential rooftop and canopy |  | None | CE Team Inc. | PSE&G | Accepted | 2020-12-28 | 2020-12-30 | 2021-12-30 | Hanwha | Qcell340 | Solar Panels |  | 0.34 | 6 | 178 | 24 |  | Fixed | Roof
NJSTRE1546417270 |  | Transition Incentive Program | Bloomfield | 7003 | 9 | 8.5 | Non Profit | No | Behind the Meter | Net-metered residential rooftop and canopy |  | None | CE Team Inc. | PSE&G | Accepted | 2020-12-28 | 2020-12-30 | 2021-12-30 | Hanwha | Qcell340 | Solar Panels |  | 0.34 | 5 | 268 | 24 |  | Fixed | Roof
NJSTRE1546417273 |  | Transition Incentive Program | Somerdale | 8083 | 14 | 5.13 | Residential | Yes | Behind the Meter | Net-metered residential rooftop and canopy |  | None | Freedom Forever New Jersey LLC | PSE&G | Accepted | 2020-12-28 | 2020-12-30 | 2021-12-30 | Solar Edge | SE5000H-US [SI1] RGM | Inverters | 5000 |  | 1 |  |  | 0.99 |  | Outdoor | n/a
NJSTRE1546417273 |  | Transition Incentive Program | Somerdale | 8083 | 14 | 5.13 | Residential | Yes | Behind the Meter | Net-metered residential rooftop and canopy |  | None | Freedom Forever New Jersey LLC | PSE&G | Accepted | 2020-12-28 | 2020-12-30 | 2021-12-30 | Hanwha | Q.PLUS BFR-G4.1/TAA 285 | Solar Panels |  | 0.285 | 9 | 149 | 33 |  | Fixed | Roof | n/a
NJSTRE1546417273 |  | Transition Incentive Program | Somerdale | 8083 | 14 | 5.13 | Residential | Yes | Behind the Meter | Net-metered residential rooftop and canopy |  | None | Freedom Forever New Jersey LLC | PSE&G | Accepted | 2020-12-28 | 2020-12-30 | 2021-12-30 | Hanwha | Q.PLUS BFR-G4.1/TAA 285 | Solar Panels |  | 0.285 | 9 | 329 | 10 |  | Fixed | Roof | n/a
NJSTRE1546417302 |  | Transition Incentive Program | Newark | 7108 | 9 | 4.69 | Residential | No | Behind the Meter | Net-metered residential rooftop and canopy |  | None | Vision Solar LLC | PSE&G | Accepted | 2020-12-28 | 2020-12-30 | 2021-12-30 | Enphase | IQ7-60-2-US | Inverters | 0.24 |  | 14 |  |  | 0.96 |  | Outdoor | under each panel
NJSTRE1546417302 |  | Transition Incentive Program | Newark | 7108 | 9 | 4.69 | Residential | No | Behind the Meter | Net-metered residential rooftop and canopy |  | None | Vision Solar LLC | PSE&G | Accepted | 2020-12-28 | 2020-12-30 | 2021-12-30 | Hanwha | Q-Cells Q.peak Duo Blk-G6+ 335 | Solar Panels |  | 0.335 | 4 | 16 | 28 |  | Fixed | Roof
NJSTRE1546417302 |  | Transition Incentive Program | Newark | 7108 | 9 | 4.69 | Residential | No | Behind the Meter | Net-metered residential rooftop and canopy |  | None | Vision Solar LLC | PSE&G | Accepted | 2020-12-28 | 2020-12-30 | 2021-12-30 | Hanwha | Q-Cells Q.peak Duo Blk-G6+ 335 | Solar Panels |  | 0.335 | 10 | 196 | 28 |  | Fixed | Roof
NJSTRE1546417376 |  | Transition Incentive Program | Pitman | 8071 | 15 | 9.24 | Residential | No | Behind the Meter | Net-metered residential rooftop and canopy |  | None | Orbit Energy & Power, LLC | AC Electric | Accepted | 2020-12-28 | 2020-12-30 | 2021-12-30 | ENPHASE ENERGY | IQ7-60-2-US | Inverters | 240 |  | 28 |  |  | 0.99 |  | Other | UNDER EACH PANEL
NJSTRE1546417376 |  | Transition Incentive Program | Pitman | 8071 | 15 | 9.24 | Residential | No | Behind the Meter | Net-metered residential rooftop and canopy |  | None | Orbit Energy & Power, LLC | AC Electric | Accepted | 2020-12-28 | 2020-12-30 | 2021-12-30 | TRINA | 330W PANELS | Solar Panels |  | 0.33 | 14 | 225 | 24 |  | Fixed | Roof
NJSTRE1546417376 |  | Transition Incentive Program | Pitman | 8071 | 15 | 9.24 | Residential | No | Behind the Meter | Net-metered residential rooftop and canopy |  | None | Orbit Energy & Power, LLC | AC Electric | Accepted | 2020-12-28 | 2020-12-30 | 2021-12-30 | TRINA | 330W PANELS | Solar Panels |  | 0.33 | 2 | 135 | 20 |  | Fixed | Roof
NJSTRE1546417376 |  | Transition Incentive Program | Pitman | 8071 | 15 | 9.24 | Residential | No | Behind the Meter | Net-metered residential rooftop and canopy |  | None | Orbit Energy & Power, LLC | AC Electric | Accepted | 2020-12-28 | 2020-12-30 | 2021-12-30 | TRINA | 330W PANELS | Solar Panels |  | 0.33 | 12 | 45 | 24 |  | Fixed | Roof
NJSTRE1546417411 |  | Transition Incentive Program | Turnersville | 8012 | 14 | 10.01 | Residential | Yes | Behind the Meter | Net-metered residential rooftop and canopy |  | None | SunPower Corporation, Systems | AC Electric | Final As-Built Received | 2020-12-28 | 2020-12-30 |  | SunPower | SPR-X21-345-C-AC | Solar Panels |  | 0.345 | 29 | 247 | 23 |  | Fixed | Roof
NJSTRE1546417411 |  | Transition Incentive Program | Turnersville | 8012 | 14 | 10.01 | Residential | Yes | Behind the Meter | Net-metered residential rooftop and canopy |  | None | SunPower Corporation, Systems | AC Electric | Final As-Built Received | 2020-12-28 | 2020-12-30 |  | SunPower | SPR-X21-345-C-AC | Inverters | 320 |  | 29 |  |  | 0.96 |  | Other | under each panel
NJSTRE1546417411 |  | Transition Incentive Program | Turnersville | 8012 | 14 | 10.01 | Residential | Yes | Behind the Meter | Net-metered residential rooftop and canopy |  | None | SunPower Corporation, Systems | AC Electric | Final As-Built Received | 2020-12-28 | 2020-12-30 |  | SunPower | PVS5 | Meters |  |  | 1 |  |  |  | Yes | Outdoor
NJSTRE1546417413 |  | Transition Incentive Program | Hammonton | 8037 | 19 | 8.16 | Residential | No | Behind the Meter | Net-metered residential rooftop and canopy |  | None | Simply Solar, LLC | AC Electric | Accepted | 2020-12-28 | 2020-12-30 | 2021-12-30 | HIALEAH | CL200 | Meters |  |  | 1 |  |  |  | Yes
NJSTRE1546417413 |  | Transition Incentive Program | Hammonton | 8037 | 19 | 8.16 | Residential | No | Behind the Meter | Net-metered residential rooftop and canopy |  | None | Simply Solar, LLC | AC Electric | Accepted | 2020-12-28 | 2020-12-30 | 2021-12-30 | SMA | SB 5.0-1SP-US-40 | Inverters | 5 |  | 1 |  |  | 0.98 |  | Outdoor | E.SIDE
NJSTRE1546417413 |  | Transition Incentive Program | Hammonton | 8037 | 19 | 8.16 | Residential | No | Behind the Meter | Net-metered residential rooftop and canopy |  | None | Simply Solar, LLC | AC Electric | Accepted | 2020-12-28 | 2020-12-30 | 2021-12-30 | TRINA | TSM-255PD05.082 | Solar Panels |  | 0.255 | 32 | 45 | 30 |  | Fixed | Roof
NJSTRE1546417429 |  | Transition Incentive Program | Cream Ridge | 8514 | 17 | 13.52 | Residential | No | Behind the Meter | Net-metered residential rooftop and canopy |  | None | Simply Solar, LLC | JCP&L | Accepted | 2020-12-28 | 2020-12-30 | 2021-12-30 | SMA | SB 6.0-1SP-US-40 | Inverters | 6 |  | 2 |  |  | 0.98 |  | Outdoor | E.SIDE
NJSTRE1546417429 |  | Transition Incentive Program | Cream Ridge | 8514 | 17 | 13.52 | Residential | No | Behind the Meter | Net-metered residential rooftop and canopy |  | None | Simply Solar, LLC | JCP&L | Accepted | 2020-12-28 | 2020-12-30 | 2021-12-30 | TRINA | RSM-255PD05.082 | Solar Panels |  | 0.255 | 53 | 200 | 30 |  | Fixed | Roof
NJSTRE1546417431 |  | Transition Incentive Program | Pennsville | 8070 | 16 | 7.7 | Residential | Yes | Behind the Meter | Net-metered residential rooftop and canopy |  | None | Pro Custom Solar dba Momentum Solar | AC Electric | Accepted | 2020-12-28 | 2020-12-30 | 2021-12-30 | Enphase | IQ7Plus-72-2-US | Inverters | 290 |  | 22 |  |  | 0.97 |  | Outdoor | Roof
NJSTRE1546417431 |  | Transition Incentive Program | Pennsville | 8070 | 16 | 7.7 | Residential | Yes | Behind the Meter | Net-metered residential rooftop and canopy |  | None | Pro Custom Solar dba Momentum Solar | AC Electric | Accepted | 2020-12-28 | 2020-12-30 | 2021-12-30 | LG ELECTRONICS | LG 350N1C-V5 | Solar Panels |  | 0.35 | 15 | 256 | 34 |  | Fixed | Roof
NJSTRE1546417431 |  | Transition Incentive Program | Pennsville | 8070 | 16 | 7.7 | Residential | Yes | Behind the Meter | Net-metered residential rooftop and canopy |  | None | Pro Custom Solar dba Momentum Solar | AC Electric | Accepted | 2020-12-28 | 2020-12-30 | 2021-12-30 | LG ELECTRONICS | LG 350N1C-V5 | Solar Panels |  | 0.35 | 7 | 76 | 34 |  | Fixed | Roof
NJSTRE1546417438 |  | Transition Incentive Program | Monroe Township | 8831 | 11 | 8.84 | Residential | Yes | Behind the Meter | Net-metered residential rooftop and canopy |  | None | Tesla Energy Operations Inc. | JCP&L | Accepted | 2020-12-28 | 2020-12-30 | 2021-12-30 | Delta Electronics | M8-TL-US [240V] | Inverters | 7680 |  | 1 |  |  | 0.975 |  | Outside | Outside
NJSTRE1546417438 |  | Transition Incentive Program | Monroe Township | 8831 | 11 | 8.84 | Residential | Yes | Behind the Meter | Net-metered residential rooftop and canopy |  | None | Tesla Energy Operations Inc. | JCP&L | Accepted | 2020-12-28 | 2020-12-30 | 2021-12-30 | Hanwha Q-CELLS | Q.Peak DUO BLK-G6+ 340 | Solar Panels |  | 0.34 | 6 | 265 | 30 |  | Fixed | Roof
NJSTRE1546417438 |  | Transition Incentive Program | Monroe Township | 8831 | 11 | 8.84 | Residential | Yes | Behind the Meter | Net-metered residential rooftop and canopy |  | None | Tesla Energy Operations Inc. | JCP&L | Accepted | 2020-12-28 | 2020-12-30 | 2021-12-30 | Hanwha Q-CELLS | Q.Peak DUO BLK-G6+ 340 | Solar Panels |  | 0.34 | 8 | 85 | 23 |  | Fixed | Roof
NJSTRE1546417438 |  | Transition Incentive Program | Monroe Township | 8831 | 11 | 8.84 | Residential | Yes | Behind the Meter | Net-metered residential rooftop and canopy |  | None | Tesla Energy Operations Inc. | JCP&L | Accepted | 2020-12-28 | 2020-12-30 | 2021-12-30 | Hanwha Q-CELLS | Q.Peak DUO BLK-G6+ 340 | Solar Panels |  | 0.34 | 12 | 85 | 30 |  | Fixed | Roof
NJSTRE1546417490 |  | Transition Incentive Program | Cherry Hill | 8002 | 14 | 9.45 | Residential | Yes | Behind the Meter | Net-metered residential rooftop and canopy |  | None | Pro Custom Solar dba Momentum Solar | PSE&G | Accepted | 2020-12-28 | 2020-12-30 | 2021-12-30 | Enphase | IQ7Plus-72-2-US | Inverters | 290 |  | 27 |  |  | 0.97 |  | Outdoor | Roof
NJSTRE1546417490 |  | Transition Incentive Program | Cherry Hill | 8002 | 14 | 9.45 | Residential | Yes | Behind the Meter | Net-metered residential rooftop and canopy |  | None | Pro Custom Solar dba Momentum Solar | PSE&G | Accepted | 2020-12-28 | 2020-12-30 | 2021-12-30 | LG ELECTRONICS | LG 350N1C-V5 | Solar Panels |  | 0.35 | 27 | 127 | 18 |  | Fixed | Roof
NJSTRE1546417493 |  | Transition Incentive Program | Jackson | 8527 | 18 | 4.76 | Residential | Yes | Behind the Meter | Net-metered residential rooftop and canopy |  | None | Tesla Energy Operations Inc. | JCP&L | Accepted | 2020-12-28 | 2020-12-30 | 2021-12-30 | SolarEdge Technologies | SE3800H-US [240V] | Inverters | 3800 |  | 1 |  |  | 0.99 |  | Indoor | Inside garage
NJSTRE1546417493 |  | Transition Incentive Program | Jackson | 8527 | 18 | 4.76 | Residential | Yes | Behind the Meter | Net-metered residential rooftop and canopy |  | None | Tesla Energy Operations Inc. | JCP&L | Accepted | 2020-12-28 | 2020-12-30 | 2021-12-30 | Hanwha Q-CELLS | Q.Peak DUO BLK-G6+ 340 | Solar Panels |  | 0.34 | 14 | 176 | 22 |  | Fixed | Roof
NJSTRE1546417494 |  | Transition Incentive Program | West Berlin | 8091 | 14 | 15.51 | Residential | No | Behind the Meter | Net-metered residential rooftop and canopy |  | None | Palmetto Solar LLC | AC Electric | Accepted | 2020-12-28 | 2020-12-30 | 2021-12-30 | SolarEdge | SE11400H-US | Meters | 11400 |  | 1 |  |  |  | Yes | Outdoor
NJSTRE1546417494 |  | Transition Incentive Program | West Berlin | 8091 | 14 | 15.51 | Residential | No | Behind the Meter | Net-metered residential rooftop and canopy |  | None | Palmetto Solar LLC | AC Electric | Accepted | 2020-12-28 | 2020-12-30 | 2021-12-30 | SolarEdge Technologies | SE11400H-US | Inverters | 11400 |  | 1 |  |  | 0.98 |  | Outside | side of the house
NJSTRE1546417494 |  | Transition Incentive Program | West Berlin | 8091 | 14 | 15.51 | Residential | No | Behind the Meter | Net-metered residential rooftop and canopy |  | None | Palmetto Solar LLC | AC Electric | Accepted | 2020-12-28 | 2020-12-30 | 2021-12-30 | Silfab | SIL-330 BL | Solar Panels |  | 0.33 | 14 | 190 | 27 |  | Fixed | Roof
NJSTRE1546417494 |  | Transition Incentive Program | West Berlin | 8091 | 14 | 15.51 | Residential | No | Behind the Meter | Net-metered residential rooftop and canopy |  | None | Palmetto Solar LLC | AC Electric | Accepted | 2020-12-28 | 2020-12-30 | 2021-12-30 | Silfab | SIL-330 BL | Solar Panels |  | 0.33 | 24 | 100 | 20 |  | Fixed | Roof
NJSTRE1546417494 |  | Transition Incentive Program | West Berlin | 8091 | 14 | 15.51 | Residential | No | Behind the Meter | Net-metered residential rooftop and canopy |  | None | Palmetto Solar LLC | AC Electric | Accepted | 2020-12-28 | 2020-12-30 | 2021-12-30 | Silfab | SIL-330 BL | Solar Panels |  | 0.33 | 9 | 281 | 27 |  | Fixed | Roof
NJSTRE1546417500 |  | Transition Incentive Program | Clayton | 8312 | 15 | 6.7 | Residential | No | Behind the Meter | Net-metered residential rooftop and canopy |  | None | Vision Solar LLC | AC Electric | Accepted | 2020-12-28 | 2020-12-30 | 2021-12-30 | Enphase | IQ7-60-2-US | Inverters | 0.24 |  | 20 |  |  | 0.96 |  | Outdoor | under each panel
NJSTRE1546417500 |  | Transition Incentive Program | Clayton | 8312 | 15 | 6.7 | Residential | No | Behind the Meter | Net-metered residential rooftop and canopy |  | None | Vision Solar LLC | AC Electric | Accepted | 2020-12-28 | 2020-12-30 | 2021-12-30 | Hanwha | Q-Cells Q.peak Duo Blk-G6+ 335 | Solar Panels |  | 0.335 | 8 | 334 | 20 |  | Fixed | Roof
NJSTRE1546417500 |  | Transition Incentive Program | Clayton | 8312 | 15 | 6.7 | Residential | No | Behind the Meter | Net-metered residential rooftop and canopy |  | None | Vision Solar LLC | AC Electric | Accepted | 2020-12-28 | 2020-12-30 | 2021-12-30 | Hanwha | Q-Cells Q.peak Do Blk-G6+ 335 | Solar Panels |  | 0.335 | 12 | 154 | 20 |  | Fixed | Roof
NJSTRE1546417513 |  | Transition Incentive Program | North Brunswick | 8902 | 11 | 249.78 | Commercial | No | Behind the Meter | Net-metered non-residential rooftop and canopy |  | None | EVERGREEN ENERGY | PSE&G | Accepted | 2020-12-28 | 2020-12-30 | 2021-12-30 | SolarEdge | SE100KUS | Inverters | 100000 |  | 2 |  |  | 0.985 |  | Outdoor | Near SE
NJSTRE1546417513 |  | Transition Incentive Program | North Brunswick | 8902 | 11 | 249.78 | Commercial | No | Behind the Meter | Net-metered non-residential rooftop and canopy |  | None | EVERGREEN ENERGY | PSE&G | Accepted | 2020-12-28 | 2020-12-30 | 2021-12-30 | Hanwha | Q.PLUS L-G4.2 | Solar Panels |  | 0.345 | 724 | 235.1 | 5 |  | Fixed | Roof
NJSTRE1546417533 |  | Transition Incentive Program | North Brunswick | 8902 | 11 | 105.57 | Commercial | No | Behind the Meter | Net-metered non-residential rooftop and canopy |  | None | EVERGREEN ENERGY | PSE&G | Accepted | 2020-12-28 | 2020-12-30 | 2021-12-30 | SolarEdge | SE100KUS | Inverters | 100000 |  | 1 |  |  | 0.985 |  | Outdoor | Near SE
NJSTRE1546417533 |  | Transition Incentive Program | North Brunswick | 8902 | 11 | 105.57 | Commercial | No | Behind the Meter | Net-metered non-residential rooftop and canopy |  | None | EVERGREEN ENERGY | PSE&G | Accepted | 2020-12-28 | 2020-12-30 | 2021-12-30 | Hanwha | Q.PLUS L-G4.2 | Solar Panels |  | 0.345 | 306 | 230 | 5 |  | Fixed | Roof
NJSTRE1546417534 |  | Transition Incentive Program | Toms Ruver | 8757 | 18 | 5.76 | Residential | Yes | Behind the Meter | Net-metered residential rooftop and canopy |  | None | Vivint Solar Developer, LLC | JCP&L | Accepted | 2020-12-28 | 2020-12-30 | 2021-12-30 | SolarEdge | SE3800H-US | Inverters | 3800 |  | 1 |  |  | 0.992 |  | Outdoor | Near the Utility Meter
NJSTRE1546417534 |  | Transition Incentive Program | Toms Ruver | 8757 | 18 | 5.76 | Residential | Yes | Behind the Meter | Net-metered residential rooftop and canopy |  | None | Vivint Solar Developer, LLC | JCP&L | Accepted | 2020-12-28 | 2020-12-30 | 2021-12-30 | Jinko Solar | JKM320M-60HBL | Solar Panels |  | 0.32 | 14 | 249 | 18 |  | Fixed | Roof
NJSTRE1546417534 |  | Transition Incentive Program | Toms Ruver | 8757 | 18 | 5.76 | Residential | Yes | Behind the Meter | Net-metered residential rooftop and canopy |  | None | Vivint Solar Developer, LLC | JCP&L | Accepted | 2020-12-28 | 2020-12-30 | 2021-12-30 | Jinko Solar | JKM320M-60HBL | Solar Panels |  | 0.32 | 4 | 249 | 12 |  | Fixed | Roof
NJSTRE1546417543 |  | Transition Incentive Program | Shamong | 8088 | 13 | 15.05 | Residential | Yes | Behind the Meter | Net-metered residential rooftop and canopy |  | None | Pro Custom Solar dba Momentum Solar | AC Electric | Accepted | 2020-12-28 | 2020-12-30 | 2021-12-30 | Enphase | IQ7PLUS-72-2-US | Inverters | 290 |  | 43 |  |  | 0.97 |  | Outdoor | Roof
NJSTRE1546417543 |  | Transition Incentive Program | Shamong | 8088 | 13 | 15.05 | Residential | Yes | Behind the Meter | Net-metered residential rooftop and canopy |  | None | Pro Custom Solar dba Momentum Solar | AC Electric | Accepted | 2020-12-28 | 2020-12-30 | 2021-12-30 | LG | LG 350N1C-V5 | Solar Panels |  | 0.35 | 43 | 132 | 5 |  | Fixed | Roof
NJSTRE1546417544 |  | Transition Incentive Program | River Edge | 7661 | 7 | 7.82 | Residential | No | Behind the Meter | Net-metered residential rooftop and canopy |  | None | Vision Solar LLC | PSE&G | Accepted | 2020-12-28 | 2020-12-31 | 2021-12-31 | Enphase | IQ7-60-2-US | Inverters | 0.24 |  | 23 |  |  | 0.96 |  | Outdoor | under each panel
NJSTRE1546417544 |  | Transition Incentive Program | River Edge | 7661 | 7 | 7.82 | Residential | No | Behind the Meter | Net-metered residential rooftop and canopy |  | None | Vision Solar LLC | PSE&G | Accepted | 2020-12-28 | 2020-12-31 | 2021-12-31 | Hanwha | Q-Cells Q.peak Duo BLk-G6+ 340 | Solar Panels |  | 0.34 | 16 | 110 | 30 |  | Fixed | Roof
NJSTRE1546417544 |  | Transition Incentive Program | River Edge | 7661 | 7 | 7.82 | Residential | No | Behind the Meter | Net-metered residential rooftop and canopy |  | None | Vision Solar LLC | PSE&G | Accepted | 2020-12-28 | 2020-12-31 | 2021-12-31 | Hanwha | Q-Cells Q.peak Duo Blk-G6+ 340 | Solar Panels |  | 0.34 | 7 | 200 | 30 |  | Fixed | Roof
NJSTRE1546417554 |  | Transition Incentive Program | MOUNT CLAIR | 7042 | 9 | 18.11 | Residential | No | Behind the Meter | Net-metered residential rooftop and canopy |  | None | Simply Solar, LLC | PSE&G | Accepted | 2020-12-28 | 2020-12-31 | 2021-12-31 | HIALEAH | CL200 | Meters |  |  | 1 |  |  |  | Yes
NJSTRE1546417554 |  | Transition Incentive Program | MOUNT CLAIR | 7042 | 9 | 18.11 | Residential | No | Behind the Meter | Net-metered residential rooftop and canopy |  | None | Simply Solar, LLC | PSE&G | Accepted | 2020-12-28 | 2020-12-31 | 2021-12-31 | SMA | SB 5.0-1SP-US-40 (240V) | Inverters | 5 |  | 3 |  |  | 0.98 |  | Outdoor | E.SIDE
NJSTRE1546417554 |  | Transition Incentive Program | MOUNT CLAIR | 7042 | 9 | 18.11 | Residential | No | Behind the Meter | Net-metered residential rooftop and canopy |  | None | Simply Solar, LLC | PSE&G | Accepted | 2020-12-28 | 2020-12-31 | 2021-12-31 | TRINA | TSM-255PD05.082 | Solar Panels |  | 0.255 | 71 | 200 | 28 |  | Fixed | Roof
NJSTRE1546417561 |  | Transition Incentive Program | mount ephraim | 8059 | 14 | 10.2 | Residential | No | Behind the Meter | Net-metered residential rooftop and canopy |  | None | EMT Renewables | PSE&G | Accepted | 2020-12-28 | 2020-12-30 | 2021-12-30 | enphase | iq7+ 72 2 us | Inverters | 0.29 |  | 30 |  |  | 0.97 |  | Other | behind panels
NJSTRE1546417561 |  | Transition Incentive Program | mount ephraim | 8059 | 14 | 10.2 | Residential | No | Behind the Meter | Net-metered residential rooftop and canopy |  | None | EMT Renewables | PSE&G | Accepted | 2020-12-28 | 2020-12-30 | 2021-12-30 | hanwha qcells | qpeak duo g6 340 | Solar Panels |  | 0.34 | 3 | 70 | 40 |  | Fixed | Roof
NJSTRE1546417561 |  | Transition Incentive Program | mount ephraim | 8059 | 14 | 10.2 | Residential | No | Behind the Meter | Net-metered residential rooftop and canopy |  | None | EMT Renewables | PSE&G | Accepted | 2020-12-28 | 2020-12-30 | 2021-12-30 | hanwha qcells | qpeak duo g6 340 | Solar Panels |  | 0.34 | 13 | 161 | 40 |  | Fixed | Roof
NJSTRE1546417561 |  | Transition Incentive Program | mount ephraim | 8059 | 14 | 10.2 | Residential | No | Behind the Meter | Net-metered residential rooftop and canopy |  | None | EMT Renewables | PSE&G | Accepted | 2020-12-28 | 2020-12-30 | 2021-12-30 | hanwha qcells | qpeak duo g6340 | Solar Panels |  | 0.34 | 3 | 251 | 40 |  | Fixed | Roof
NJSTRE1546417561 |  | Transition Incentive Program | mount ephraim | 8059 | 14 | 10.2 | Residential | No | Behind the Meter | Net-metered residential rooftop and canopy |  | None | EMT Renewables | PSE&G | Accepted | 2020-12-28 | 2020-12-30 | 2021-12-30 | hanwha qcells | qpeak duo g6 340 | Solar Panels |  | 0.34 | 11 | 341 | 40 |  | Fixed | Roof
NJSTRE1546417565 |  | Transition Incentive Program | North Bergen | 7047 | 8 | 6.6 | Residential | No | Behind the Meter | Net-metered residential rooftop and canopy |  | None | Palmetto Solar LLC | PSE&G | Accepted | 2020-12-28 | 2020-12-31 | 2021-12-31 | SolarEdge | SE5000H-US | Meters | 5000 |  | 1 |  |  |  | Yes | Outdoor
NJSTRE1546417565 |  | Transition Incentive Program | North Bergen | 7047 | 8 | 6.6 | Residential | No | Behind the Meter | Net-metered residential rooftop and canopy |  | None | Palmetto Solar LLC | PSE&G | Accepted | 2020-12-28 | 2020-12-31 | 2021-12-31 | SolarEdge | SE5000H-US | Inverters | 5000 |  | 1 |  |  | 0.98 |  | Outside | side of house
NJSTRE1546417565 |  | Transition Incentive Program | North Bergen | 7047 | 8 | 6.6 | Residential | No | Behind the Meter | Net-metered residential rooftop and canopy |  | None | Palmetto Solar LLC | PSE&G | Accepted | 2020-12-28 | 2020-12-31 | 2021-12-31 | Silfab | SIL-330 BL | Solar Panels |  | 0.33 | 20 | 33 | 10 |  | Fixed | Roof
NJSTRE1546417589 |  | Transition Incentive Program | Tabernacle | 8088 | 13 | 14.03 | Residential | No | Behind the Meter | Net-metered residential rooftop and canopy |  | None | Simply Solar, LLC | AC Electric | Accepted | 2020-12-28 | 2020-12-31 | 2021-12-31 | SMA | SB 5.0-1SP-US-40 (240V) | Inverters | 5 |  | 2 |  |  | 0.98 |  | Outdoor | S.SIDE
NJSTRE1546417589 |  | Transition Incentive Program | Tabernacle | 8088 | 13 | 14.03 | Residential | No | Behind the Meter | Net-metered residential rooftop and canopy |  | None | Simply Solar, LLC | AC Electric | Accepted | 2020-12-28 | 2020-12-31 | 2021-12-31 | TRINA | TSM-255PD05.082 | Solar Panels |  | 0.255 | 55 | 147 | 23 |  | Fixed | Roof
NJSTRE1546417591 |  | Transition Incentive Program | Rahway | 7065 | 10 | 8.05 | Residential | Yes | Behind the Meter | Net-metered residential rooftop and canopy |  | None | Pro Custom Solar dba Momentum Solar | PSE&G | Accepted | 2020-12-28 | 2020-12-30 | 2021-12-30 | Enphase | IQ7Plus-72-2-US | Inverters | 290 |  | 23 |  |  | 0.97 |  | Outdoor | Roof
NJSTRE1546417591 |  | Transition Incentive Program | Rahway | 7065 | 10 | 8.05 | Residential | Yes | Behind the Meter | Net-metered residential rooftop and canopy |  | None | Pro Custom Solar dba Momentum Solar | PSE&G | Accepted | 2020-12-28 | 2020-12-30 | 2021-12-30 | LG ELECTRONICS | LG 350N1C-V5 | Solar Panels |  | 0.35 | 12 | 281 | 22 |  | Fixed | Roof
NJSTRE1546417591 |  | Transition Incentive Program | Rahway | 7065 | 10 | 8.05 | Residential | Yes | Behind the Meter | Net-metered residential rooftop and canopy |  | None | Pro Custom Solar dba Momentum Solar | PSE&G | Accepted | 2020-12-28 | 2020-12-30 | 2021-12-30 | LG ELECTRONICS | LG 350N1C-V5 | Solar Panels |  | 0.35 | 11 | 101 | 23 |  | Fixed | Roof
NJSTRE1546417608 |  | Transition Incentive Program | CLIFTON | 7012 | 6 | 5.6 | Residential | No | Behind the Meter | Net-metered residential rooftop and canopy |  | None | Pro Custom Solar dba Momentum Solar | PSE&G | Accepted | 2020-12-28 | 2020-12-30 | 2021-12-30 | Enphase | IQ7Plus-72-2-US | Inverters | 290 |  | 16 |  |  | 0.97 |  | Outdoor | Roof
NJSTRE1546417608 |  | Transition Incentive Program | CLIFTON | 7012 | 6 | 5.6 | Residential | No | Behind the Meter | Net-metered residential rooftop and canopy |  | None | Pro Custom Solar dba Momentum Solar | PSE&G | Accepted | 2020-12-28 | 2020-12-30 | 2021-12-30 | LG ELECTRONICS | LG 350N1C-V5 | Solar Panels |  | 0.35 | 4 | 5 | 40 |  | Fixed | Roof
NJSTRE1546417608 |  | Transition Incentive Program | CLIFTON | 7012 | 6 | 5.6 | Residential | No | Behind the Meter | Net-metered residential rooftop and canopy |  | None | Pro Custom Solar dba Momentum Solar | PSE&G | Accepted | 2020-12-28 | 2020-12-30 | 2021-12-30 | LG ELECTRONICS | LG 350N1C-V5 | Solar Panels |  | 0.35 | 12 | 185 | 10 |  | Fixed | Roof
NJSTRE1546417612 |  | Transition Incentive Program | Cinnaminson | 8077 | 13 | 4.42 | Residential | Yes | Behind the Meter | Net-metered residential rooftop and canopy |  | None | Trinity Solar | PSE&G | Accepted | 2020-12-28 | 2020-12-30 | 2021-12-30 | Solar Edge | SE3800H-US000BNC4 | Inverters | 3800 |  | 1 |  |  | 0.97 |  | Outdoor | side of home
NJSTRE1546417612 |  | Transition Incentive Program | Cinnaminson | 8077 | 13 | 4.42 | Residential | Yes | Behind the Meter | Net-metered residential rooftop and canopy |  | None | Trinity Solar | PSE&G | Accepted | 2020-12-28 | 2020-12-30 | 2021-12-30 | HANWHA | Q.PEAK DUO BLK-G6 340 | Solar Panels |  | 0.34 | 10 | 230 | 22 |  | Fixed | Roof
NJSTRE1546417612 |  | Transition Incentive Program | Cinnaminson | 8077 | 13 | 4.42 | Residential | Yes | Behind the Meter | Net-metered residential rooftop and canopy |  | None | Trinity Solar | PSE&G | Accepted | 2020-12-28 | 2020-12-30 | 2021-12-30 | HANWHA | Q.PEAK DUO BLK-G6 340 | Solar Panels |  | 0.34 | 3 | 229 | 23 |  | Fixed | Roof
NJSTRE1546417615 |  | Transition Incentive Program | Woodbridge | 7095 | 11 | 7.14 | Residential | No | Behind the Meter | Net-metered residential rooftop and canopy |  | None | Simply Solar, LLC | PSE&G | Accepted | 2020-12-28 | 2020-12-30 | 2021-12-30 | SMA | SB 6.0-1SP-US-40 (240V) | Inverters | 6 |  | 1 |  |  | 0.98 |  | Outdoor | N.SIDE
NJSTRE1546417615 |  | Transition Incentive Program | Woodbridge | 7095 | 11 | 7.14 | Residential | No | Behind the Meter | Net-metered residential rooftop and canopy |  | None | Simply Solar, LLC | PSE&G | Accepted | 2020-12-28 | 2020-12-30 | 2021-12-30 | TRINA | R TSM-255PD05.082 | Solar Panels |  | 0.255 | 28 | 180 | 36 |  | Fixed | Roof
NJSTRE1546417651 |  | Transition Incentive Program | Nutley | 7110 | 9 | 9.92 | Residential | No | Behind the Meter | Net-metered residential rooftop and canopy |  | None | Vision Solar LLC | PSE&G | Accepted | 2020-12-28 | 2020-12-31 | 2021-12-31 | Enphase | IQ7-60-2-US | Inverters | 0.24 |  | 31 |  |  | 0.96 |  | Outdoor | under each panel
NJSTRE1546417651 |  | Transition Incentive Program | Nutley | 7110 | 9 | 9.92 | Residential | No | Behind the Meter | Net-metered residential rooftop and canopy |  | None | Vision Solar LLC | PSE&G | Accepted | 2020-12-28 | 2020-12-31 | 2021-12-31 | Hanwha | Q-Cells Q.peak Duo-G5 320 | Solar Panels |  | 0.32 | 4 | 308 | 34 |  | Fixed | Roof
NJSTRE1546417651 |  | Transition Incentive Program | Nutley | 7110 | 9 | 9.92 | Residential | No | Behind the Meter | Net-metered residential rooftop and canopy |  | None | Vision Solar LLC | PSE&G | Accepted | 2020-12-28 | 2020-12-31 | 2021-12-31 | Hanwha | Q-Cells Q.peak Duo-G5 320 | Solar Panels |  | 0.32 | 18 | 128 | 46 |  | Fixed | Roof
NJSTRE1546417651 |  | Transition Incentive Program | Nutley | 7110 | 9 | 9.92 | Residential | No | Behind the Meter | Net-metered residential rooftop and canopy |  | None | Vision Solar LLC | PSE&G | Accepted | 2020-12-28 | 2020-12-31 | 2021-12-31 | Hanwha | Q-Cells Q.peak Duo-G5 320 | Solar Panels |  | 0.32 | 9 | 128 | 34 |  | Fixed | Roof
NJSTRE1546417673 |  | Transition Incentive Program | Lawrenceville | 8648 | 12 | 7.5 | Residential | No | Behind the Meter | Net-metered residential rooftop and canopy |  | None | Spectacular Solar | PSE&G | Accepted | 2020-12-28 | 2020-12-31 | 2021-12-31 | Solar Edge | SE6000H-US | Inverters | 6000 |  | 1 |  |  | 0.99 |  | Outdoor | Next to meter
NJSTRE1546417673 |  | Transition Incentive Program | Lawrenceville | 8648 | 12 | 7.5 | Residential | No | Behind the Meter | Net-metered residential rooftop and canopy |  | None | Spectacular Solar | PSE&G | Accepted | 2020-12-28 | 2020-12-31 | 2021-12-31 | LG | LG Neon R | Solar Panels |  | 0.375 | 20 | 185 | 26 |  | Fixed | Roof
NJSTRE1546417674 |  | Transition Incentive Program | Millville | 8332 | 20 | 4.16 | Residential | Yes | Behind the Meter | Net-metered residential rooftop and canopy |  | None | Vivint Solar Developer, LLC | AC Electric | Accepted | 2020-12-28 | 2020-12-30 | 2021-12-30 | SolarEdge | SE3800H-US | Inverters | 3800 |  | 1 |  |  | 0.992 |  | Outdoor | Near the Utility Meter
NJSTRE1546417674 |  | Transition Incentive Program | Millville | 8332 | 20 | 4.16 | Residential | Yes | Behind the Meter | Net-metered residential rooftop and canopy |  | None | Vivint Solar Developer, LLC | AC Electric | Accepted | 2020-12-28 | 2020-12-30 | 2021-12-30 | Jinko Solar | JKM320M-60HBL | Solar Panels |  | 0.32 | 2 | 183 | 44 |  | Fixed | Roof
NJSTRE1546417674 |  | Transition Incentive Program | Millville | 8332 | 20 | 4.16 | Residential | Yes | Behind the Meter | Net-metered residential rooftop and canopy |  | None | Vivint Solar Developer, LLC | AC Electric | Accepted | 2020-12-28 | 2020-12-30 | 2021-12-30 | Jinko Solar | JKM320M-60HBL | Solar Panels |  | 0.32 | 11 | 183 | 44 |  | Fixed | Roof
NJSTRE1546417680 |  | Transition Incentive Program | VIENNA | 7880 | 2 | 10.15 | Residential | Yes | Behind the Meter | Net-metered residential rooftop and canopy |  | None | Pro Custom Solar dba Momentum Solar | JCP&L | Accepted | 2020-12-28 | 2020-12-31 | 2021-12-31 | Enphase | IQ7Plus-72-2-US | Inverters | 290 |  | 29 |  |  | 0.97 |  | Outdoor | Roof
NJSTRE1546417680 |  | Transition Incentive Program | VIENNA | 7880 | 2 | 10.15 | Residential | Yes | Behind the Meter | Net-metered residential rooftop and canopy |  | None | Pro Custom Solar dba Momentum Solar | JCP&L | Accepted | 2020-12-28 | 2020-12-31 | 2021-12-31 | LG ELECTRONICS | LG 350N1C-V5 | Solar Panels |  | 0.35 | 15 | 198 | 30 |  | Fixed | Roof
NJSTRE1546417680 |  | Transition Incentive Program | VIENNA | 7880 | 2 | 10.15 | Residential | Yes | Behind the Meter | Net-metered residential rooftop and canopy |  | None | Pro Custom Solar dba Momentum Solar | JCP&L | Accepted | 2020-12-28 | 2020-12-31 | 2021-12-31 | LG ELECTRONICS | LG 350N1C-V5 | Solar Panels |  | 0.35 | 14 | 18 | 30 |  | Fixed | Roof
NJSTRE1546417687 |  | Transition Incentive Program | Bayville | 8721 | 18 | 5.87 | Residential | No | Behind the Meter | Net-metered residential rooftop and canopy |  | None | Simply Solar, LLC | JCP&L | Accepted | 2020-12-28 | 2020-12-30 | 2021-12-30 | SMA | SB 5.0-1SP-US-40 (240V) | Inverters | 5 |  | 1 |  |  | 0.98 |  | Outdoor | E.SIDE
NJSTRE1546417687 |  | Transition Incentive Program | Bayville | 8721 | 18 | 5.87 | Residential | No | Behind the Meter | Net-metered residential rooftop and canopy |  | None | Simply Solar, LLC | JCP&L | Accepted | 2020-12-28 | 2020-12-30 | 2021-12-30 | TRINA | TSM-255PD05.082 | Solar Panels |  | 0.255 | 23 | 200 | 22 |  | Fixed | Roof
NJSTRE1546417695 |  | Transition Incentive Program | Bellmawr | 8031 | 14 | 3.4 | Residential | No | Behind the Meter | Net-metered residential rooftop and canopy |  | None | Trinity Solar | PSE&G | Accepted | 2020-12-28 | 2020-12-31 | 2021-12-31 | Solar Edge | SE3000H-US000BNC4 | Inverters | 3000 |  | 1 |  |  | 0.97 |  | Outdoor | side of home
NJSTRE1546417695 |  | Transition Incentive Program | Bellmawr | 8031 | 14 | 3.4 | Residential | No | Behind the Meter | Net-metered residential rooftop and canopy |  | None | Trinity Solar | PSE&G | Accepted | 2020-12-28 | 2020-12-31 | 2021-12-31 | HANWHA | Q.PEAK DUO BLK-G6 340 | Solar Panels |  | 0.34 | 10 | 203 | 18 |  | Fixed | Roof
NJSTRE1546417709 |  | Transition Incentive Program | Clifton | 7013 | 6 | 4.55 | Residential | Yes | Behind the Meter | Net-metered residential rooftop and canopy |  | None | Pro Custom Solar dba Momentum Solar | PSE&G | Accepted | 2020-12-28 | 2020-12-31 | 2021-12-31 | Enphase | IQ7Plus-72-2-US | Inverters | 290 |  | 13 |  |  | 0.97 |  | Outdoor | Roof
NJSTRE1546417709 |  | Transition Incentive Program | Clifton | 7013 | 6 | 4.55 | Residential | Yes | Behind the Meter | Net-metered residential rooftop and canopy |  | None | Pro Custom Solar dba Momentum Solar | PSE&G | Accepted | 2020-12-28 | 2020-12-31 | 2021-12-31 | LG ELECTRONICS | LG 350N1C-V5 | Solar Panels |  | 0.35 | 13 | 40 | 31 |  | Fixed | Roof
NJSTRE1546417738 |  | Transition Incentive Program | Oakland | 7436 | 7 | 8.16 | Residential | Yes | Behind the Meter | Net-metered residential rooftop and canopy |  | None | Tesla Energy Operations Inc. | Orange Rockland Electric | Accepted | 2020-12-28 | 2020-12-31 | 2021-12-31 | Tesla | AC Powerwall 2.0 | Electric Storage Battery |  |  | 2 |  |  |  | Lithium Ion |  | Outside
NJSTRE1546417738 |  | Transition Incentive Program | Oakland | 7436 | 7 | 8.16 | Residential | Yes | Behind the Meter | Net-metered residential rooftop and canopy |  | None | Tesla Energy Operations Inc. | Orange Rockland Electric | Accepted | 2020-12-28 | 2020-12-31 | 2021-12-31 | SolarEdge Technologies | SE7600H-US [240V] | Inverters | 7600 |  | 1 |  |  | 0.99 |  | Outside | Outside
NJSTRE1546417738 |  | Transition Incentive Program | Oakland | 7436 | 7 | 8.16 | Residential | Yes | Behind the Meter | Net-metered residential rooftop and canopy |  | None | Tesla Energy Operations Inc. | Orange Rockland Electric | Accepted | 2020-12-28 | 2020-12-31 | 2021-12-31 | Hanwha Q-CELLS | Q.Peak DUO BLK-G6+ 340 | Solar Panels |  | 0.34 | 6 | 38 | 23 |  | Fixed | Roof
NJSTRE1546417738 |  | Transition Incentive Program | Oakland | 7436 | 7 | 8.16 | Residential | Yes | Behind the Meter | Net-metered residential rooftop and canopy |  | None | Tesla Energy Operations Inc. | Orange Rockland Electric | Accepted | 2020-12-28 | 2020-12-31 | 2021-12-31 | Hanwha Q-CELLS | Q.Peak DUO BLK-G6+ 340 | Solar Panels |  | 0.34 | 18 | 218 | 23 |  | Fixed | Roof
NJSTRE1546417855 |  | Transition Incentive Program | Waterford | 8089 | 14 | 8.91 | Residential | No | Behind the Meter | Net-metered residential rooftop and canopy |  | None | Palmetto Solar LLC | AC Electric | Accepted | 2020-12-28 | 2020-12-31 | 2021-12-31 | SolarEdge Technologies | SE7600H-US | Meters | 7600 |  | 1 |  |  |  | Yes | Outdoor
NJSTRE1546417855 |  | Transition Incentive Program | Waterford | 8089 | 14 | 8.91 | Residential | No | Behind the Meter | Net-metered residential rooftop and canopy |  | None | Palmetto Solar LLC | AC Electric | Accepted | 2020-12-28 | 2020-12-31 | 2021-12-31 | SolarEdge Technologies | SE7600H-Us | Inverters | 7600 |  | 1 |  |  | 0.98 |  | Outside | side of the house
NJSTRE1546417855 |  | Transition Incentive Program | Waterford | 8089 | 14 | 8.91 | Residential | No | Behind the Meter | Net-metered residential rooftop and canopy |  | None | Palmetto Solar LLC | AC Electric | Accepted | 2020-12-28 | 2020-12-31 | 2021-12-31 | Silfab | SIL-330 NL | Solar Panels |  | 0.33 | 13 | 174 | 23 |  | Fixed | Roof
NJSTRE1546417855 |  | Transition Incentive Program | Waterford | 8089 | 14 | 8.91 | Residential | No | Behind the Meter | Net-metered residential rooftop and canopy |  | None | Palmetto Solar LLC | AC Electric | Accepted | 2020-12-28 | 2020-12-31 | 2021-12-31 | Silfab | SIL-330 NL | Solar Panels |  | 0.33 | 14 | 174 | 23 |  | Fixed | Roof
NJSTRE1546419421 |  | Transition Incentive Program | Williamstown | 8094 | 15 | 7.68 | Residential | No | Behind the Meter | Net-metered residential rooftop and canopy |  | None | Impact Solar LLC | AC Electric | Accepted | 2020-12-29 | 2020-12-31 | 2021-12-31 | solaredge | solaredge direct | Meters |  |  | 1 |  |  |  | Yes | Indoor
NJSTRE1546419421 |  | Transition Incentive Program | Williamstown | 8094 | 15 | 7.68 | Residential | No | Behind the Meter | Net-metered residential rooftop and canopy |  | None | Impact Solar LLC | AC Electric | Accepted | 2020-12-29 | 2020-12-31 | 2021-12-31 | solaredge | SE7600H-US | Inverters | 7600 |  | 1 |  |  | 0.96 |  | Indoor | garage
NJSTRE1546419421 |  | Transition Incentive Program | Williamstown | 8094 | 15 | 7.68 | Residential | No | Behind the Meter | Net-metered residential rooftop and canopy |  | None | Impact Solar LLC | AC Electric | Accepted | 2020-12-29 | 2020-12-31 | 2021-12-31 | hanwha | Q.PEAKDUO-G5320 | Solar Panels |  | 0.32 | 24 | 136 | 23 |  | Fixed | Roof

## SRP - Equipment Pipeline
SRP Registration Number | Program | Premise City | Premise Zip | County Code | Calculated Total System Size | Customer Type | Third Party Ownership | Interconnection | Subsection | Energy Year | EDC Program | Contractor Company | Utility Name | Status | Registration Received Date | Acceptance Date | Expiration Date | Manufacturer | Model | Equipment Name | Watts (AC) Inverter | Rating per Module | Module Qty | Orientation | Tilt | Peak Efficiency | Tracking | Location of Equipment | Location (Other)
NJSRRE1540856887 | Solar Registration Program | Jersey City | 7307 | 8 | 0.31 | Residential | No | Behind the Meter |  |  | None | Empire Solar Solutions, LLC | PSE&G | PTO Waiver Granted | 2019-04-19 | 2019-05-06 | 2020-11-06 | HANWHA Q-CELL | Q.Peak DUO- G5 305 | Solar Panels |  | 0.305 |  | 123 | 15 |  | Fixed | Roof
NJSRRE1540866800 | Solar Registration Program | Jersey City | 7304 | 8 | 5.19 | Residential | Yes | Behind the Meter |  |  | None | Empire Solar Solutions | PSE&G | PTO Waiver Granted | 2019-04-19 | 2019-05-06 | 2020-11-06 | HANWHA | Q.Peak Duo G5_305 | Solar Panels |  | 0.305 | 17 | 123 | 15 |  | Fixed | Roof
NJSRRE1541058541 | Solar Registration Program | Jersey City | 7311 | 8 | 192.76 | Commercial | No | Behind the Meter |  |  | None | Geoscape Solar | PSE&G | PTO Waiver Granted | 2019-05-30 | 2019-06-03 | 2020-06-03 | Sunpower | SPR-P19-395-COM | Solar Panels |  | 0.395 | 488 | 188 | 20 |  | Fixed | Roof
NJSRRE1541131698 | Solar Registration Program | Bayonne City | 7002 | 8 | 8.88 | Residential | No | Behind the Meter |  |  | None | Ampericon | PSE&G | As-Built Incomplete | 2019-06-11 | 2019-06-14 | 2020-06-14 | Silfab | SLA-M-370 | Solar Panels |  | 0.37 | 12 | 120 | 10 |  | Fixed | Roof
NJSRRE1541131698 | Solar Registration Program | Bayonne City | 7002 | 8 | 8.88 | Residential | No | Behind the Meter |  |  | None | Ampericon | PSE&G | As-Built Incomplete | 2019-06-11 | 2019-06-14 | 2020-06-14 | Silfab | SLA-M-370 | Solar Panels |  | 0.37 | 12 | 300 | 10 |  | Fixed | Roof
NJSRRE1541419383 | Solar Registration Program | Bayonne | 7002 | 8 | 3.78 | Residential | Yes | Behind the Meter |  |  | None | Pro Custom Solar dba Momentum Solar | PSE&G | PTO Waiver Granted | 2019-06-18 | 2019-06-20 | 2020-06-20 | Hanwha | Q.PEAK DUO BLK-G5 315 | Solar Panels |  | 0.315 | 8 | 8 | 46 |  | Fixed | Roof
NJSRRE1541419383 | Solar Registration Program | Bayonne | 7002 | 8 | 3.78 | Residential | Yes | Behind the Meter |  |  | None | Pro Custom Solar dba Momentum Solar | PSE&G | PTO Waiver Granted | 2019-06-18 | 2019-06-20 | 2020-06-20 | Hanwha | Q.PEAK DUO BLK-G5 315 | Solar Panels |  | 0.315 | 4 | 188 | 46 |  | Fixed | Roof
NJSRRE1541419436 | Solar Registration Program | Bayonne | 7002 | 8 | 10.4 | Residential | Yes | Behind the Meter |  |  | None | Pro Custom Solar dba Momentum Solar | PSE&G | PTO Waiver Granted | 2019-06-18 | 2019-06-20 | 2020-06-20 | Hanwha | Q.PEAK DUO BLK-G5 315 | Solar Panels |  | 0.315 | 24 | 188 | 46 |  | Fixed | Roof
NJSRRE1541419436 | Solar Registration Program | Bayonne | 7002 | 8 | 10.4 | Residential | Yes | Behind the Meter |  |  | None | Pro Custom Solar dba Momentum Solar | PSE&G | PTO Waiver Granted | 2019-06-18 | 2019-06-20 | 2020-06-20 | Hanwha | Q.PEAK DUO BLK-G5 315 | Solar Panels |  | 0.315 | 9 | 8 | 40 |  | Fixed | Roof
NJSRRE1541454457 | Solar Registration Program | Union City | 7087 | 8 | 6.38 | Residential | Yes | Behind the Meter |  |  | None | Pro Custom Solar dba Momentum Solar | PSE&G | PTO Waiver Granted | 2019-06-24 | 2019-06-27 | 2020-06-27 | RECOM | RCM-290-6MB | Solar Panels |  | 0.29 | 22 | 207 | 3 |  | Fixed | Roof
NJSRRE1541454482 | Solar Registration Program | Union City | 7087 | 8 | 3.77 | Residential | Yes | Behind the Meter |  |  | None | Pro Custom Solar dba Momentum Solar | PSE&G | PTO Waiver Granted | 2019-06-24 | 2019-06-26 | 2020-06-26 | RECOM | RCM-290-6MB | Solar Panels |  | 0.29 | 13 | 207 | 3 |  | Fixed | Roof
NJSRRE1541809517 | Solar Registration Program | Plainfield | 7062 | 10 | 5.99 | Residential | Yes | Behind the Meter |  |  | None | Pro Custom Solar dba Momentum Solar | PSE&G | PTO Waiver Granted | 2019-08-09 | 2019-08-27 | 2020-08-27 | LG ELECTRONICS | Q.PEAK DUO BLK-G5 315 | Solar Panels |  | 0.315 | 8 | 216 | 36 |  | Fixed | Roof
NJSRRE1541809517 | Solar Registration Program | Plainfield | 7062 | 10 | 5.99 | Residential | Yes | Behind the Meter |  |  | None | Pro Custom Solar dba Momentum Solar | PSE&G | PTO Waiver Granted | 2019-08-09 | 2019-08-27 | 2020-08-27 | HANWHA | Q.PEAK DUO BLK-G5 315 | Solar Panels |  | 0.315 | 11 | 216 | 10 |  | Fixed | Roof
NJSRRE1540856887 | Solar Registration Program | Jersey City | 7307 | 8 | 0.31 | Residential | No | Behind the Meter |  |  | None | Empire Solar Solutions, LLC | PSE&G | PTO Waiver Granted | 2019-04-19 | 2019-05-06 | 2020-11-06 | SolarEdge | SE3000-H-US | Inverters | 0.3 |  | 1 |  |  | 0.977 |  | Outdoor | Next to meter
NJSRRE1540866800 | Solar Registration Program | Jersey City | 7304 | 8 | 5.19 | Residential | Yes | Behind the Meter |  |  | None | Empire Solar Solutions | PSE&G | PTO Waiver Granted | 2019-04-19 | 2019-05-06 | 2020-11-06 | SolarEdge | SE5000H-US | Inverters | 0.5 |  | 1 |  |  | 0.983 |  | Outside | Next to meter
NJSRRE1541058541 | Solar Registration Program | Jersey City | 7311 | 8 | 192.76 | Commercial | No | Behind the Meter |  |  | None | Geoscape Solar | PSE&G | PTO Waiver Granted | 2019-05-30 | 2019-06-03 | 2020-06-03 | Solar Edge | SE66.6KUS | Inverters | 66600 |  | 1 |  |  | 0.98 |  | Outside | adj to utility meter
NJSRRE1541058541 | Solar Registration Program | Jersey City | 7311 | 8 | 192.76 | Commercial | No | Behind the Meter |  |  | None | Geoscape Solar | PSE&G | PTO Waiver Granted | 2019-05-30 | 2019-06-03 | 2020-06-03 | Solar Edge | SE100KUS | Inverters | 100000 |  | 1 |  |  | 0.98 |  | Outside | adj to utility meter
NJSRRE1541131698 | Solar Registration Program | Bayonne City | 7002 | 8 | 8.88 | Residential | No | Behind the Meter |  |  | None | Ampericon | PSE&G | As-Built Incomplete | 2019-06-11 | 2019-06-14 | 2020-06-14 | EnPhase | IQ7+ | Inverters | 290 |  | 24 |  |  | 0.965 |  | Other | Roof
NJSRRE1541419383 | Solar Registration Program | Bayonne | 7002 | 8 | 3.78 | Residential | Yes | Behind the Meter |  |  | None | Pro Custom Solar dba Momentum Solar | PSE&G | PTO Waiver Granted | 2019-06-18 | 2019-06-20 | 2020-06-20 | Enphase | IQ7-60-2-US | Inverters | 250 |  | 12 |  |  | 0.97 |  | Outdoor | Roof
NJSRRE1541419436 | Solar Registration Program | Bayonne | 7002 | 8 | 10.4 | Residential | Yes | Behind the Meter |  |  | None | Pro Custom Solar dba Momentum Solar | PSE&G | PTO Waiver Granted | 2019-06-18 | 2019-06-20 | 2020-06-20 | Enphase | IQ7-60-2-US | Inverters | 250 |  | 33 |  |  | 0.97 |  | Outdoor | Roof
NJSRRE1541454457 | Solar Registration Program | Union City | 7087 | 8 | 6.38 | Residential | Yes | Behind the Meter |  |  | None | Pro Custom Solar dba Momentum Solar | PSE&G | PTO Waiver Granted | 2019-06-24 | 2019-06-27 | 2020-06-27 | Enphase | IQ6-60-2-US | Inverters | 240 |  | 22 |  |  | 0.97 |  | Outdoor | Roof
NJSRRE1541809517 | Solar Registration Program | Plainfield | 7062 | 10 | 5.99 | Residential | Yes | Behind the Meter |  |  | None | Pro Custom Solar dba Momentum Solar | PSE&G | PTO Waiver Granted | 2019-08-09 | 2019-08-27 | 2020-08-27 | Enphase Energy | IQ7-60-2-US | Inverters | 250 |  | 19 |  |  | 0.97 |  | Outdoor | Roof
NJSRRE1541862439 | Solar Registration Program | PERTH AMBOY | 8861 | 11 | 5.03 | Residential | Yes | Behind the Meter |  |  | None | Pro Custom Solar dba Momentum Solar | PSE&G | PTO Waiver Granted | 2019-08-20 | 2019-08-26 | 2020-08-26 | Enphase Energy | IQ7-60-2-US | Inverters | 250 |  | 15 |  |  | 0.97 |  | Outdoor | Roof
NJSRRE1541862675 | Solar Registration Program | UNION CITY | 7087 | 8 | 40.12 | Commercial | No | Behind the Meter |  |  | None | GENIE SOLAR | PSE&G | PTO Waiver Granted | 2019-08-20 | 2019-09-03 | 2020-09-03 | SOLAREDGE | SE14.4KUS | Inverters | 14400 |  | 1 |  |  | 0.97 |  | Outdoor | ROOF
NJSRRE1541862675 | Solar Registration Program | UNION CITY | 7087 | 8 | 40.12 | Commercial | No | Behind the Meter |  |  | None | GENIE SOLAR | PSE&G | PTO Waiver Granted | 2019-08-20 | 2019-09-03 | 2020-09-03 | SOLAREDGE | SE9K-US | Inverters | 9 |  | 2 |  |  | 0.965 |  | Outside | ROOF
NJSRRE1542515560 | Solar Registration Program | Bayonne | 7002 | 8 | 5.87 | Residential | Yes | Behind the Meter |  |  | None | Pro Custom Solar dba Momentum Solar | PSE&G | PTO Waiver Granted | 2019-10-08 | 2019-10-10 | 2020-10-10 | Enphase Energy | IQ7-60-2-US | Inverters | 250 |  | 17 |  |  | 0.97 |  | Outdoor | Roof
NJSRRE1541862439 | Solar Registration Program | PERTH AMBOY | 8861 | 11 | 5.03 | Residential | Yes | Behind the Meter |  |  | None | Pro Custom Solar dba Momentum Solar | PSE&G | PTO Waiver Granted | 2019-08-20 | 2019-08-26 | 2020-08-26 | LG ELECTRONICS | LG 335N1C-V5 | Solar Panels |  | 0.335 | 8 | 220 | 45 |  | Fixed | Roof
NJSRRE1541862439 | Solar Registration Program | PERTH AMBOY | 8861 | 11 | 5.03 | Residential | Yes | Behind the Meter |  |  | None | Pro Custom Solar dba Momentum Solar | PSE&G | PTO Waiver Granted | 2019-08-20 | 2019-08-26 | 2020-08-26 | LG ELECTRONICS | LG 335N1C-V5 | Solar Panels |  | 0.335 | 7 | 220 | 17 |  | Fixed | Roof
NJSRRE1541862675 | Solar Registration Program | UNION CITY | 7087 | 8 | 40.12 | Commercial | No | Behind the Meter |  |  | None | GENIE SOLAR | PSE&G | PTO Waiver Granted | 2019-08-20 | 2019-09-03 | 2020-09-03 | TRINA | TSM-DD14AII | Solar Panels |  | 0.34 | 118 | 211 | 5 |  | Fixed | Roof
NJSRRE1542515560 | Solar Registration Program | Bayonne | 7002 | 8 | 5.87 | Residential | Yes | Behind the Meter |  |  | None | Pro Custom Solar dba Momentum Solar | PSE&G | PTO Waiver Granted | 2019-10-08 | 2019-10-10 | 2020-10-10 | LG ELECTRONICS | LG 345N1C-V5 | Solar Panels |  | 0.345 | 17 | 213 | 1 |  | Fixed | Roof
NJSRRE1542515947 | Solar Registration Program | Jersey City | 7306 | 8 | 6.56 | Residential | Yes | Behind the Meter |  |  | None | Pro Custom Solar dba Momentum Solar | PSE&G | PTO Waiver Granted | 2019-10-08 | 2019-10-11 | 2020-10-11 | LG ELECTRONICS | LG 345N1C-V5 | Solar Panels |  | 0.345 | 19 | 28 | 5 |  | Fixed | Roof
NJSRRE1542554069 | Solar Registration Program | Jersey City | 7305 | 8 | 15.53 | Residential | Yes | Behind the Meter |  |  | None | Pro Custom Solar dba Momentum Solar | PSE&G | PTO Waiver Granted | 2019-10-17 | 2019-10-21 | 2020-10-21 | LG ELECTRONICS | LG 345N1C-V5 | Solar Panels |  | 0.345 | 24 | 131 | 43 |  | Fixed | Roof
NJSRRE1542554069 | Solar Registration Program | Jersey City | 7305 | 8 | 15.53 | Residential | Yes | Behind the Meter |  |  | None | Pro Custom Solar dba Momentum Solar | PSE&G | PTO Waiver Granted | 2019-10-17 | 2019-10-21 | 2020-10-21 | LG ELECTRONICS | LG 345N1C-V5 | Solar Panels |  | 0.345 | 21 | 311 | 43 |  | Fixed | Roof
NJSRRE1542579366 | Solar Registration Program | Kearny | 7032 | 8 | 11.73 | Residential | Yes | Behind the Meter |  |  | None | Pro Custom Solar dba Momentum Solar | PSE&G | PTO Waiver Granted | 2019-10-23 | 2019-10-25 | 2020-10-25 | LG Electronics | LG 335N1C-A5 | Solar Panels |  | 0.335 | 5 | 307 | 24 |  | Fixed | Roof
NJSRRE1542579366 | Solar Registration Program | Kearny | 7032 | 8 | 11.73 | Residential | Yes | Behind the Meter |  |  | None | Pro Custom Solar dba Momentum Solar | PSE&G | PTO Waiver Granted | 2019-10-23 | 2019-10-25 | 2020-10-25 | LG Electronics | LG 335N1C-A5 | Solar Panels |  | 0.335 | 3 | 217 | 25 |  | Fixed | Roof
NJSRRE1542579366 | Solar Registration Program | Kearny | 7032 | 8 | 11.73 | Residential | Yes | Behind the Meter |  |  | None | Pro Custom Solar dba Momentum Solar | PSE&G | PTO Waiver Granted | 2019-10-23 | 2019-10-25 | 2020-10-25 | LG Electronics | LG 335N1C-A5 | Solar Panels |  | 0.335 | 6 | 126 | 25 |  | Fixed | Roof
NJSRRE1542579366 | Solar Registration Program | Kearny | 7032 | 8 | 11.73 | Residential | Yes | Behind the Meter |  |  | None | Pro Custom Solar dba Momentum Solar | PSE&G | PTO Waiver Granted | 2019-10-23 | 2019-10-25 | 2020-10-25 | LG Electronics | LG 335N1C-A5 | Solar Panels |  | 0.335 | 21 | 127 | 24 |  | Fixed | Roof
NJSRRE1542909718 | Solar Registration Program | Jersey City | 7305 | 8 | 6.56 | Residential | Yes | Behind the Meter |  |  | None | Pro Custom Solar dba Momentum Solar | PSE&G | PTO Waiver Granted | 2019-11-04 | 2019-11-06 | 2020-11-06 | LG Electronics | LG 345N1C-V5 | Solar Panels |  | 0.345 | 19 | 236 | 3 |  | Fixed | Roof
NJSRRE1543057959 | Solar Registration Program | North Bergen | 7047 | 8 | 4.41 | Residential | No | Behind the Meter |  |  | None | Trinity Solar | PSE&G | PTO Waiver Granted | 2019-11-08 | 2019-11-12 | 2020-11-12 | HANWHA | Q.PEAK DUO BLK-G5 315 | Solar Panels |  | 0.315 | 7 | 214 | 18 |  | Fixed | Roof
NJSRRE1542515947 | Solar Registration Program | Jersey City | 7306 | 8 | 6.56 | Residential | Yes | Behind the Meter |  |  | None | Pro Custom Solar dba Momentum Solar | PSE&G | PTO Waiver Granted | 2019-10-08 | 2019-10-11 | 2020-10-11 | Enphase Energy | IQ7-60-2-US | Inverters | 250 |  | 19 |  |  | 0.97 |  | Outdoor | Roof
NJSRRE1542554069 | Solar Registration Program | Jersey City | 7305 | 8 | 15.53 | Residential | Yes | Behind the Meter |  |  | None | Pro Custom Solar dba Momentum Solar | PSE&G | PTO Waiver Granted | 2019-10-17 | 2019-10-21 | 2020-10-21 | Enphase Energy | IQ7-60-2-US | Inverters | 250 |  | 45 |  |  | 0.97 |  | Outdoor | Roof
NJSRRE1542579366 | Solar Registration Program | Kearny | 7032 | 8 | 11.73 | Residential | Yes | Behind the Meter |  |  | None | Pro Custom Solar dba Momentum Solar | PSE&G | PTO Waiver Granted | 2019-10-23 | 2019-10-25 | 2020-10-25 | Enphase Energy | IQ7-60-2-US | Inverters | 250 |  | 35 |  |  | 0.97 |  | Outdoor | Roof
NJSRRE1542909718 | Solar Registration Program | Jersey City | 7305 | 8 | 6.56 | Residential | Yes | Behind the Meter |  |  | None | Pro Custom Solar dba Momentum Solar | PSE&G | PTO Waiver Granted | 2019-11-04 | 2019-11-06 | 2020-11-06 | Enphase Energy | IQ7-60-2-US | Inverters | 250 |  | 19 |  |  | 0.97 |  | Outdoor | Roof
NJSRRE1543057959 | Solar Registration Program | North Bergen | 7047 | 8 | 4.41 | Residential | No | Behind the Meter |  |  | None | Trinity Solar | PSE&G | PTO Waiver Granted | 2019-11-08 | 2019-11-12 | 2020-11-12 | Solar Edge | SE3800H-US000BNC4 | Inverters | 3800 |  | 1 |  |  | 0.97 |  | Outdoor | side of home
NJSRRE1543065587 | Solar Registration Program | North Bergen | 7047 | 8 | 3.47 | Residential | No | Behind the Meter |  |  | None | Trinity Solar | PSE&G | PTO Waiver Granted | 2019-11-11 | 2019-11-13 | 2020-11-13 | Solar Edge | SE3000H-US000BNC4 | Inverters | 3000 |  | 1 |  |  | 0.97 |  | Outdoor | side of home
NJSRRE1543165943 | Solar Registration Program | Newark | 7104 | 9 | 4.88 | Residential | No | Behind the Meter |  |  | None | Corona Solar | PSE&G | PTO Waiver Granted | 2019-11-13 | 2019-11-15 | 2020-11-15 | Solaredge | SE3800-US | Inverters | 3800 |  | 1 |  |  | 0.97 |  | Outdoor | Side of house by meter
NJSRRE1543422206 | Solar Registration Program | Jersey City | 7304 | 8 | 3.8 | Residential | No | Behind the Meter |  |  | None | Pro Custom Solar dba Momentum Solar | PSE&G | PTO Waiver Granted | 2019-11-19 | 2019-11-22 | 2020-11-22 | Enphase Energy | IQ7PLUS-72-2-US | Inverters | 295 |  | 11 |  |  | 0.97 |  | Outdoor | Roof
NJSRRE1543426137 | Solar Registration Program | Jersey City | 7307 | 8 | 11.38 | Residential | No | Behind the Meter |  |  | None | Accord Power Inc | PSE&G | PTO Waiver Granted | 2019-11-20 | 2019-11-25 | 2020-11-25 | AP System | YC600 | Inverters | 600 |  | 18 |  |  | 0.967 |  | Outdoor | Roof
NJSRRE1543464227 | Solar Registration Program | Elizabeth | 7206 | 10 | 3.78 | Residential | Yes | Behind the Meter |  |  | None | Trinity Solar | PSE&G | PTO Waiver Granted | 2019-12-02 | 2019-12-04 | 2020-12-04 | Solar Edge | SE3000H-US | Inverters | 3000 |  | 1 |  |  | 0.97 |  | Outside | side of home
NJSRRE1543664185 | Solar Registration Program | Bayonne | 7002 | 8 | 6.93 | Residential | Yes | Behind the Meter |  |  | None | Pro Custom Solar dba Momentum Solar | PSE&G | PTO Waiver Granted | 2019-12-23 | 2019-12-30 | 2020-12-30 | Enphase Energy | IQ6-60-2-US | Inverters | 240 |  | 22 |  |  | 0.97 |  | Outdoor | Roof
NJSRRE1544144193 | Solar Registration Program | Englewood | 7631 | 7 | 3.85 | Residential | Yes | Behind the Meter |  |  | None | Pro Custom Solar dba Momentum Solar | PSE&G | Final As-Built Received | 2020-01-08 | 2020-01-13 | 2021-01-13 | ENPHASE ENERGY | IQ7PLUS-72-2-US | Inverters | 295 |  | 11 |  |  | 0.97 |  | Outdoor | ROOF
NJSRRE1544152532 | Solar Registration Program | EAST BRUNSWICK TWP | 8816 | 11 | 7.56 | Residential | No | Behind the Meter |  |  | None | Tesla Energy Operations Inc | PSE&G | PTO Waiver Granted | 2020-01-09 | 2020-01-14 | 2021-01-14 | SOLAREDGE | SE7600H-US000SNC2 | Inverters | 7600 |  | 1 |  |  | 0.99 |  | Indoor | Indoor
NJSRRE1543057959 | Solar Registration Program | North Bergen | 7047 | 8 | 4.41 | Residential | No | Behind the Meter |  |  | None | Trinity Solar | PSE&G | PTO Waiver Granted | 2019-11-08 | 2019-11-12 | 2020-11-12 | HANWHA | Q.PEAK DUO BLK-G5 315 | Solar Panels |  | 0.315 | 7 | 124 | 18 |  | Fixed | Roof
NJSRRE1543065587 | Solar Registration Program | North Bergen | 7047 | 8 | 3.47 | Residential | No | Behind the Meter |  |  | None | Trinity Solar | PSE&G | PTO Waiver Granted | 2019-11-11 | 2019-11-13 | 2020-11-13 | HANWHA | Q.PEAK DUO BLK-G5 315 | Solar Panels |  | 0.315 | 11 | 214 | 18 |  | Fixed | Roof
NJSRRE1543165943 | Solar Registration Program | Newark | 7104 | 9 | 4.88 | Residential | No | Behind the Meter |  |  | None | Corona Solar | PSE&G | PTO Waiver Granted | 2019-11-13 | 2019-11-15 | 2020-11-15 | Hanwha | Q.Peak Duo G-325 | Solar Panels |  | 0.325 | 15 | 120 | 22 |  | Fixed | Roof
NJSRRE1543422206 | Solar Registration Program | Jersey City | 7304 | 8 | 3.8 | Residential | No | Behind the Meter |  |  | None | Pro Custom Solar dba Momentum Solar | PSE&G | PTO Waiver Granted | 2019-11-19 | 2019-11-22 | 2020-11-22 | LG Electronics | LG 345N1C-V5 | Solar Panels |  | 0.345 | 11 | 213 | 9 |  | Fixed | Roof
NJSRRE1543426137 | Solar Registration Program | Jersey City | 7307 | 8 | 11.38 | Residential | No | Behind the Meter |  |  | None | Accord Power Inc | PSE&G | PTO Waiver Granted | 2019-11-20 | 2019-11-25 | 2020-11-25 | Hanwah | Q.Cell 325 | Solar Panels |  | 0.325 | 35 | 206 | 0 |  | Fixed | Roof
NJSRRE1543464227 | Solar Registration Program | Elizabeth | 7206 | 10 | 3.78 | Residential | Yes | Behind the Meter |  |  | None | Trinity Solar | PSE&G | PTO Waiver Granted | 2019-12-02 | 2019-12-04 | 2020-12-04 | Hanwha 315 | Q.PEAK DUO BLK-G5 315 | Solar Panels |  | 0.315 | 12 | 55 | 2 |  | Fixed | Roof
NJSRRE1543664185 | Solar Registration Program | Bayonne | 7002 | 8 | 6.93 | Residential | Yes | Behind the Meter |  |  | None | Pro Custom Solar dba Momentum Solar | PSE&G | PTO Waiver Granted | 2019-12-23 | 2019-12-30 | 2020-12-30 | Hanwha | Q.Peak DUO BLK-G5 315 | Solar Panels |  | 0.315 | 13 | 123 | 12 |  | Fixed | Roof
NJSRRE1543664185 | Solar Registration Program | Bayonne | 7002 | 8 | 6.93 | Residential | Yes | Behind the Meter |  |  | None | Pro Custom Solar dba Momentum Solar | PSE&G | PTO Waiver Granted | 2019-12-23 | 2019-12-30 | 2020-12-30 | Hanwha | Q.Peak DUO BLK-G5 315 | Solar Panels |  | 0.315 | 5 | 303 | 13 |  | Fixed | Roof
NJSRRE1543664185 | Solar Registration Program | Bayonne | 7002 | 8 | 6.93 | Residential | Yes | Behind the Meter |  |  | None | Pro Custom Solar dba Momentum Solar | PSE&G | PTO Waiver Granted | 2019-12-23 | 2019-12-30 | 2020-12-30 | Hanwha | Q.Peak DUO BLK-G5 315 | Solar Panels |  | 0.315 | 4 | 303 | 12 |  | Fixed | Roof
NJSRRE1544144193 | Solar Registration Program | Englewood | 7631 | 7 | 3.85 | Residential | Yes | Behind the Meter |  |  | None | Pro Custom Solar dba Momentum Solar | PSE&G | Final As-Built Received | 2020-01-08 | 2020-01-13 | 2021-01-13 | LG ELECTRONICS | LG 350N1C-V5 | Solar Panels |  | 0.35 | 6 | 127 | 36 |  | Fixed | Roof
NJSRRE1544144193 | Solar Registration Program | Englewood | 7631 | 7 | 3.85 | Residential | Yes | Behind the Meter |  |  | None | Pro Custom Solar dba Momentum Solar | PSE&G | Final As-Built Received | 2020-01-08 | 2020-01-13 | 2021-01-13 | LG ELECTRONICS | LG 350N1C-V5 | Solar Panels |  | 0.35 | 5 | 217 | 7 |  | Fixed | Roof
NJSRRE1544152532 | Solar Registration Program | EAST BRUNSWICK TWP | 8816 | 11 | 7.56 | Residential | No | Behind the Meter |  |  | None | Tesla Energy Operations Inc | PSE&G | PTO Waiver Granted | 2020-01-09 | 2020-01-14 | 2021-01-14 | Hanwha Q-Cells | Q.Peak DUO BLK-G5/SC315 | Solar Panels |  | 0.315 | 3 | 142 | 40 |  | Fixed | Roof
NJSRRE1544152532 | Solar Registration Program | EAST BRUNSWICK TWP | 8816 | 11 | 7.56 | Residential | No | Behind the Meter |  |  | None | Tesla Energy Operations Inc | PSE&G | PTO Waiver Granted | 2020-01-09 | 2020-01-14 | 2021-01-14 | Hanwha Q-Cells | Q.Peak DUO BLK-G5/SC315 | Solar Panels |  | 0.315 | 18 | 232 | 40 |  | Fixed | Roof
NJSRRE1544152532 | Solar Registration Program | EAST BRUNSWICK TWP | 8816 | 11 | 7.56 | Residential | No | Behind the Meter |  |  | None | Tesla Energy Operations Inc | PSE&G | PTO Waiver Granted | 2020-01-09 | 2020-01-14 | 2021-01-14 | Hanwha Q-Cells | Q.Peak DUO BLK-G5/SC315 | Solar Panels |  | 0.315 | 3 | 142 | 40 |  | Fixed | Roof
NJSRRE1544199816 | Solar Registration Program | Jersey City | 7305 | 8 | 2.8 | Residential | Yes | Behind the Meter |  |  | None | Pro Custom Solar dba Momentum Solar | PSE&G | PTO Waiver Granted | 2020-01-20 | 2020-01-24 | 2021-01-24 | LG ELECTRONICS | LG 350N1C-V5 | Solar Panels |  | 0.35 | 3 | 148 | 39 |  | Fixed | Roof
NJSRRE1544199816 | Solar Registration Program | Jersey City | 7305 | 8 | 2.8 | Residential | Yes | Behind the Meter |  |  | None | Pro Custom Solar dba Momentum Solar | PSE&G | PTO Waiver Granted | 2020-01-20 | 2020-01-24 | 2021-01-24 | LG ELECTRONICS | LG 350N1C-V5 | Solar Panels |  | 0.35 | 5 | 147 | 36 |  | Fixed | Roof
NJSRRE1544334024 | Solar Registration Program | Atco | 8004 | 14 | 6.51 | Residential | Yes | Behind the Meter |  |  | None | 1st Light Energy Inc | AC Electric | PTO Waiver Granted | 2020-01-30 | 2020-02-03 | 2021-02-03 | Longi | LR6-60HPB-310M | Solar Panels |  | 0.31 | 9 | 170 | 18 |  | Fixed | Roof
NJSRRE1544334024 | Solar Registration Program | Atco | 8004 | 14 | 6.51 | Residential | Yes | Behind the Meter |  |  | None | 1st Light Energy Inc | AC Electric | PTO Waiver Granted | 2020-01-30 | 2020-02-03 | 2021-02-03 | Longi | LR6-60HPB-310M | Solar Panels |  | 0.31 | 12 | 80 | 23 |  | Fixed | Roof
NJSRRE1544436733 | Solar Registration Program | Jersey City | 7305 | 8 | 5.78 | Residential | Yes | Behind the Meter |  |  | None | Pro Custom Solar dba Momentum Solar | PSE&G | PTO Waiver Granted | 2020-02-12 | 2020-02-20 | 2021-02-20 | LG ELECTRONICS | LG 340N1C-V5 | Solar Panels |  | 0.34 | 17 | 238 | 2 |  | Fixed | Roof
NJSRRE1544469361 | Solar Registration Program | Kearny | 7032 | 8 | 2.8 | Residential | Yes | Behind the Meter |  |  | None | Pro Custom Solar dba Momentum Solar | PSE&G | PTO Waiver Granted | 2020-02-18 | 2020-02-20 | 2021-02-20 | lg electronics | LG 350N1C-V5 | Solar Panels |  | 0.35 | 4 | 206 | 30 |  | Fixed | Roof
NJSRRE1544469361 | Solar Registration Program | Kearny | 7032 | 8 | 2.8 | Residential | Yes | Behind the Meter |  |  | None | Pro Custom Solar dba Momentum Solar | PSE&G | PTO Waiver Granted | 2020-02-18 | 2020-02-20 | 2021-02-20 | lg electronics | LG 350N1C-V5 | Solar Panels |  | 0.35 | 4 | 26 | 30 |  | Fixed | Roof
NJSRRE1544469480 | Solar Registration Program | Kearny | 7032 | 8 | 3.5 | Residential | Yes | Behind the Meter |  |  | None | Pro Custom Solar dba Momentum Solar | PSE&G | PTO Waiver Granted | 2020-02-18 | 2020-02-21 | 2021-02-21 | lg electronics | LG 350N1C-V5 | Solar Panels |  | 0.35 | 3 | 206 | 30 |  | Fixed | Roof
NJSRRE1544469480 | Solar Registration Program | Kearny | 7032 | 8 | 3.5 | Residential | Yes | Behind the Meter |  |  | None | Pro Custom Solar dba Momentum Solar | PSE&G | PTO Waiver Granted | 2020-02-18 | 2020-02-21 | 2021-02-21 | lg electronics | LG 350N1C-V5 | Solar Panels |  | 0.35 | 3 | 116 | 30 |  | Fixed | Roof
NJSRRE1544469480 | Solar Registration Program | Kearny | 7032 | 8 | 3.5 | Residential | Yes | Behind the Meter |  |  | None | Pro Custom Solar dba Momentum Solar | PSE&G | PTO Waiver Granted | 2020-02-18 | 2020-02-21 | 2021-02-21 | lg electronics | LG 350N1C-V5 | Solar Panels |  | 0.35 | 4 | 26 | 30 |  | Fixed | Roof
NJSRRE1544519525 | Solar Registration Program | Weehawken TWP | 7086 | 8 | 7.25 | Residential | Yes | Behind the Meter |  |  | None | Vision Solar LLC | PSE&G | PTO Waiver Granted | 2020-02-21 | 2020-03-02 | 2021-03-02 | hanwha qcells | qpeak duo g5 | Solar Panels |  | 0.315 | 12 | 116 | 27 |  | Fixed | Roof
NJSRRE1544519525 | Solar Registration Program | Weehawken TWP | 7086 | 8 | 7.25 | Residential | Yes | Behind the Meter |  |  | None | Vision Solar LLC | PSE&G | PTO Waiver Granted | 2020-02-21 | 2020-03-02 | 2021-03-02 | hanwha qcells | qpeak duo g5 | Solar Panels |  | 0.315 | 11 | 296 | 27 |  | Fixed | Roof
NJSRRE1544199816 | Solar Registration Program | Jersey City | 7305 | 8 | 2.8 | Residential | Yes | Behind the Meter |  |  | None | Pro Custom Solar dba Momentum Solar | PSE&G | PTO Waiver Granted | 2020-01-20 | 2020-01-24 | 2021-01-24 | ENPHASE ENERGY | IQ6-60-2-US | Inverters | 240 |  | 8 |  |  | 0.97 |  | Outdoor | ROOF
NJSRRE1544334024 | Solar Registration Program | Atco | 8004 | 14 | 6.51 | Residential | Yes | Behind the Meter |  |  | None | 1st Light Energy Inc | AC Electric | PTO Waiver Granted | 2020-01-30 | 2020-02-03 | 2021-02-03 | SMA | SB 6.0-1SP-US-41 (240V) | Inverters | 6000 |  | 1 |  |  | 0.97 |  | Outside | within 10 feet of meter
NJSRRE1544436733 | Solar Registration Program | Jersey City | 7305 | 8 | 5.78 | Residential | Yes | Behind the Meter |  |  | None | Pro Custom Solar dba Momentum Solar | PSE&G | PTO Waiver Granted | 2020-02-12 | 2020-02-20 | 2021-02-20 | Enphase Energy | IQ6-60-2-US | Inverters | 230 |  | 17 |  |  | 0.97 |  | Outdoor | Roof
NJSRRE1544469361 | Solar Registration Program | Kearny | 7032 | 8 | 2.8 | Residential | Yes | Behind the Meter |  |  | None | Pro Custom Solar dba Momentum Solar | PSE&G | PTO Waiver Granted | 2020-02-18 | 2020-02-20 | 2021-02-20 | enphase energy | IQ7PLUS-72-2-US | Inverters | 295 |  | 8 |  |  | 0.97 |  | Outdoor | roof
NJSRRE1544469480 | Solar Registration Program | Kearny | 7032 | 8 | 3.5 | Residential | Yes | Behind the Meter |  |  | None | Pro Custom Solar dba Momentum Solar | PSE&G | PTO Waiver Granted | 2020-02-18 | 2020-02-21 | 2021-02-21 | enphase energy | IQ7PLUS-72-2-US | Inverters | 295 |  | 10 |  |  | 0.97 |  | Outdoor | roof
NJSRRE1544519525 | Solar Registration Program | Weehawken TWP | 7086 | 8 | 7.25 | Residential | Yes | Behind the Meter |  |  | None | Vision Solar LLC | PSE&G | PTO Waiver Granted | 2020-02-21 | 2020-03-02 | 2021-03-02 | enphase energy | iq7-60-2-us | Inverters | 0.25 |  | 23 |  |  | 0.96 |  | Other | behind panels
NJSRRE1544540712 | Solar Registration Program | Sewell | 8080 | 15 | 8.96 | Residential | No | Behind the Meter |  |  | None | Advanced Renewable Solutions | AC Electric | PTO Waiver Granted | 2020-02-26 | 2020-02-28 | 2021-02-28 | SOLAR EDGE | SE6000H-US000N-NC2 | Inverters | 6000 |  | 1 |  |  | 0.992 |  | Outdoor | Wall mounted, adjacent to Utity Meter and Disconnect
NJSRRE1544560326 | Solar Registration Program | Toms River | 8753 | 18 | 12.4 | Residential | Yes | Behind the Meter |  |  | None | Vision Solar LLC | JCP&L | PTO Waiver Granted | 2020-03-02 | 2020-03-04 | 2021-03-04 | enphase | iq7-60-2-us | Inverters | 0.25 |  | 37 |  |  | 0.96 |  | Other | behind panels
NJSRRE1544561785 | Solar Registration Program | Maywood | 7607 | 7 | 17.09 | Residential | Yes | Behind the Meter |  |  | None | Vision Solar LLC | PSE&G | PTO Waiver Granted | 2020-03-02 | 2020-03-04 | 2021-03-04 | enphase | iq7-60-2-us | Inverters | 0.25 |  | 51 |  |  | 0.96 |  | Other | behind panels
NJSRRE1544610959 | Solar Registration Program | CINNAMINSON TWP | 8077 | 13 | 7.56 | Residential | Yes | Behind the Meter |  |  | None | Tesla Energy Operations Inc | PSE&G | PTO Waiver Granted | 2020-03-05 | 2020-03-10 | 2021-03-10 | Delta Electronics | M8-TL-US [240V] | Inverters | 7680 |  | 1 |  |  | 0.975 |  | Outdoor | Outdoor
NJSRRE1545340162 | Solar Registration Program | Rutherford | 7073 | 7 | 5809.86 | Commercial | Yes | Grid Supply | t |  | None | CI Renewable Construction, LLC. | PSE&G | Accepted | 2020-07-24 | 2020-07-31 | 2022-07-31 | Solectria Yaskawa | XGI 1500-166/166 | Inverters | 166000 |  | 25 |  |  | 0.99 |  | Outdoor | Rack Mounted
NJSRRE1545340303 | Solar Registration Program | Lyndhurst | 7071 | 7 | 11269.98 | Commercial | Yes | Grid Supply | t |  | None | CI Renewable Construction, LLC. | PSE&G | Accepted | 2020-07-24 | 2020-07-31 | 2022-07-31 | Solectria Yaskawa | XGI 1500-166/166 | Inverters | 166000 |  | 50 |  |  | 0.99 |  | Outdoor | Rack Mounted
NJSRRE1545342400 | Solar Registration Program | Lyndhurst/North Arlington | 7071 | 7 | 8659.98 | Commercial | Yes | Grid Supply | t |  | None | CI Renewable Construction, LLC. | PSE&G | Accepted | 2020-07-24 | 2020-07-31 | 2022-07-31 | Solectria Yaskawa | XGI 1500-166/166 | Inverters | 166000 |  | 38 |  |  | 0.99 |  | Outdoor | Rack Mounted
NJSRRE1541131698 | Solar Registration Program | Bayonne City | 7002 | 8 | 8.88 | Residential | No | Behind the Meter |  |  | None | Ampericon | PSE&G | As-Built Incomplete | 2019-06-11 | 2019-06-14 | 2020-06-14 | EnPhase | EnVoy IQ Metered | Meters |  |  | 1 |  |  |  | Yes | Outdoor
NJSRRE1543426137 | Solar Registration Program | Jersey City | 7307 | 8 | 11.38 | Residential | No | Behind the Meter |  |  | None | Accord Power Inc | PSE&G | PTO Waiver Granted | 2019-11-20 | 2019-11-25 | 2020-11-25 | Hialeah Meter | CL200 | Meters |  |  | 1 |  |  |  | Yes | Outdoor
NJSRRE1545340162 | Solar Registration Program | Rutherford | 7073 | 7 | 5809.86 | Commercial | Yes | Grid Supply | t |  | None | CI Renewable Construction, LLC. | PSE&G | Accepted | 2020-07-24 | 2020-07-31 | 2022-07-31 | Schweitzer Engineering Laboratories | SE L-735 | Meters |  |  | 1 |  |  |  | Yes | Outdoor
NJSRRE1545340303 | Solar Registration Program | Lyndhurst | 7071 | 7 | 11269.98 | Commercial | Yes | Grid Supply | t |  | None | CI Renewable Construction, LLC. | PSE&G | Accepted | 2020-07-24 | 2020-07-31 | 2022-07-31 | Schweitzer Engineering Laboratories | SE L-735 | Meters |  |  | 1 |  |  |  | Yes | Outdoor
NJSRRE1545342400 | Solar Registration Program | Lyndhurst/North Arlington | 7071 | 7 | 8659.98 | Commercial | Yes | Grid Supply | t |  | None | CI Renewable Construction, LLC. | PSE&G | Accepted | 2020-07-24 | 2020-07-31 | 2022-07-31 | Schweitzer Engineering Laboratories | SE L-735 | Meters |  |  | 1 |  |  |  | Yes | Outdoor
NJSRRE1544540712 | Solar Registration Program | Sewell | 8080 | 15 | 8.96 | Residential | No | Behind the Meter |  |  | None | Advanced Renewable Solutions | AC Electric | PTO Waiver Granted | 2020-02-26 | 2020-02-28 | 2021-02-28 | JINKO SOLAR | JKM320M-60 | Solar Panels |  | 0.32 | 28 | 265, 85 | 35 |  | Fixed | Roof
NJSRRE1544560326 | Solar Registration Program | Toms River | 8753 | 18 | 12.4 | Residential | Yes | Behind the Meter |  |  | None | Vision Solar LLC | JCP&L | PTO Waiver Granted | 2020-03-02 | 2020-03-04 | 2021-03-04 | lg solar | lg335n1k-v5 | Solar Panels |  | 0.335 | 10 | 61 | 13 |  | Fixed | Roof
NJSRRE1544560326 | Solar Registration Program | Toms River | 8753 | 18 | 12.4 | Residential | Yes | Behind the Meter |  |  | None | Vision Solar LLC | JCP&L | PTO Waiver Granted | 2020-03-02 | 2020-03-04 | 2021-03-04 | lg solar | lg335n1k-v5 | Solar Panels |  | 0.335 | 14 | 241 | 30 |  | Fixed | Roof
NJSRRE1544560326 | Solar Registration Program | Toms River | 8753 | 18 | 12.4 | Residential | Yes | Behind the Meter |  |  | None | Vision Solar LLC | JCP&L | PTO Waiver Granted | 2020-03-02 | 2020-03-04 | 2021-03-04 | lg solar | lg335n1k-v5 | Solar Panels |  | 0.335 | 13 | 61 | 30 |  | Fixed | Roof
NJSRRE1544561785 | Solar Registration Program | Maywood | 7607 | 7 | 17.09 | Residential | Yes | Behind the Meter |  |  | None | Vision Solar LLC | PSE&G | PTO Waiver Granted | 2020-03-02 | 2020-03-04 | 2021-03-04 | lg solar | lg335n1k-v5 | Solar Panels |  | 0.335 | 30 | 218 | 30 |  | Fixed | Roof
NJSRRE1544561785 | Solar Registration Program | Maywood | 7607 | 7 | 17.09 | Residential | Yes | Behind the Meter |  |  | None | Vision Solar LLC | PSE&G | PTO Waiver Granted | 2020-03-02 | 2020-03-04 | 2021-03-04 | lg solar | lg335n1k-v5 | Solar Panels |  | 0.335 | 15 | 38 | 15 |  | Fixed | Roof
NJSRRE1544561785 | Solar Registration Program | Maywood | 7607 | 7 | 17.09 | Residential | Yes | Behind the Meter |  |  | None | Vision Solar LLC | PSE&G | PTO Waiver Granted | 2020-03-02 | 2020-03-04 | 2021-03-04 | lg solar | lg335n1k-v5 | Solar Panels |  | 0.335 | 6 | 218 | 30 |  | Fixed | Roof
NJSRRE1544610959 | Solar Registration Program | CINNAMINSON TWP | 8077 | 13 | 7.56 | Residential | Yes | Behind the Meter |  |  | None | Tesla Energy Operations Inc | PSE&G | PTO Waiver Granted | 2020-03-05 | 2020-03-10 | 2021-03-10 | Hanwha Q CELLS | Q.PEAK DUO BLK-G5/SC315 | Solar Panels |  | 0.315 | 18 | 235 | 30 |  | Fixed | Roof
NJSRRE1544610959 | Solar Registration Program | CINNAMINSON TWP | 8077 | 13 | 7.56 | Residential | Yes | Behind the Meter |  |  | None | Tesla Energy Operations Inc | PSE&G | PTO Waiver Granted | 2020-03-05 | 2020-03-10 | 2021-03-10 | Hanwha Q CELLS | Q.PEAK DUO BLK-G5/SC315 | Solar Panels |  | 0.315 | 6 | 55 | 30 |  | Fixed | Roof
NJSRRE1545340162 | Solar Registration Program | Rutherford | 7073 | 7 | 5809.86 | Commercial | Yes | Grid Supply | t |  | None | CI Renewable Construction, LLC. | PSE&G | Accepted | 2020-07-24 | 2020-07-31 | 2022-07-31 | Lonqi | LR4-72HBD-435M | Solar Panels |  | 0.435 | 13356 | 180 | 15 |  | Fixed | Ground
NJSRRE1545340303 | Solar Registration Program | Lyndhurst | 7071 | 7 | 11269.98 | Commercial | Yes | Grid Supply | t |  | None | CI Renewable Construction, LLC. | PSE&G | Accepted | 2020-07-24 | 2020-07-31 | 2022-07-31 | Longi | LR4-72HBD-435M | Solar Panels |  | 0.435 | 25908 | 180 | 15 |  | Fixed | Ground
NJSRRE1545342400 | Solar Registration Program | Lyndhurst/North Arlington | 7071 | 7 | 8659.98 | Commercial | Yes | Grid Supply | t |  | None | CI Renewable Construction, LLC. | PSE&G | Accepted | 2020-07-24 | 2020-07-31 | 2022-07-31 | Longi | LR4-72HBD-435M | Solar Panels |  | 0.435 | 19908 | 180 | 15 |  | Fixed | Ground | Outdoor