## TI - Equipment Pipeline
TI Application Number | SRP Registration Number (Transferred to TI) | Program | Premise City | Premise Zip | County Code | Calculated Total System Size | Customer Type | Third Party Ownership | Interconnection Type | Project Type | Subsection | EDC Program | Contractor Company | Utility Name | Status | Registration Received Date | Acceptance Date | Expiration Date | Manufacturer | Model | Equipment Name | Watts (AC) Inverter | Rating per Module | Module Qty | Orientation | Tilt | Peak Efficiency | Tracking | Location of Equipment | Location (Other)
NJSTRE1544928368 |  | Transition Incentive Program | Mt Royal | 8061 | 15 | 15.36 | Residential | Yes | Behind the Meter | Net-metered residential rooftop and canopy |  | None | Impact Solar LLC | AC Electric | Accepted | 2020-05-01 11:51 | 2020-05-27 | 2021-10-30 | hanwha | Q.PEAKDUO-G5340 | Solar Panels |  | 0.32 | 19 | 140 | 34 |  | Fixed | Roof
NJSTRE1544928368 |  | Transition Incentive Program | Mt Royal | 8061 | 15 | 15.36 | Residential | Yes | Behind the Meter | Net-metered residential rooftop and canopy |  | None | Impact Solar LLC | AC Electric | Accepted | 2020-05-01 11:51 | 2020-05-27 | 2021-10-30 | hanwha | Q.PEAKDUO-G5340 | Solar Panels |  | 0.32 | 23 | 320 | 34 |  | Fixed | Roof
NJSTRE1544928368 |  | Transition Incentive Program | Mt Royal | 8061 | 15 | 15.36 | Residential | Yes | Behind the Meter | Net-metered residential rooftop and canopy |  | None | Impact Solar LLC | AC Electric | Accepted | 2020-05-01 11:51 | 2020-05-27 | 2021-10-30 | SolarEdge | SE11400H-US | Inverters | 11400 |  | 1 |  |  | 0.96 |  | Indoor | garage
NJSTRE1544928368 |  | Transition Incentive Program | Mt Royal | 8061 | 15 | 15.36 | Residential | Yes | Behind the Meter | Net-metered residential rooftop and canopy |  | None | Impact Solar LLC | AC Electric | Accepted | 2020-05-01 11:51 | 2020-05-27 | 2021-10-30 | hanwha | Q.PEAKDUO-G5340 | Solar Panels |  | 0.32 | 6 | 230 | 41 |  | Fixed | Roof
NJSTRE1544928368 |  | Transition Incentive Program | Mt Royal | 8061 | 15 | 15.36 | Residential | Yes | Behind the Meter | Net-metered residential rooftop and canopy |  | None | Impact Solar LLC | AC Electric | Accepted | 2020-05-01 11:51 | 2020-05-27 | 2021-10-30 | solaredge | soalredge direct | Meters |  |  | 1 |  |  |  | Yes | Indoor
NJSTRE1544933598 |  | Transition Incentive Program | Woodbridge | 7064 | 11 | 870.49 | Commercial | Yes | Behind the Meter | Net-metered non-residential rooftop and canopy |  | None | EnterSolar, LLC | PSE&G | Accepted | 2020-05-06 10:19 | 2020-05-18 | 2021-05-18 | JA Solar | JAM72S09-385/PR | Solar Panels |  | 0.385 | 2261 | 168 | 10 |  | Fixed | Roof | Roof
NJSTRE1544933598 |  | Transition Incentive Program | Woodbridge | 7064 | 11 | 870.49 | Commercial | Yes | Behind the Meter | Net-metered non-residential rooftop and canopy |  | None | EnterSolar, LLC | PSE&G | Accepted | 2020-05-06 10:19 | 2020-05-18 | 2021-05-18 | SolarEdge | SE33.3KUS | Inverters | 33300 |  | 1 |  |  | 0.985 |  | Outside | Roof
NJSTRE1544933598 |  | Transition Incentive Program | Woodbridge | 7064 | 11 | 870.49 | Commercial | Yes | Behind the Meter | Net-metered non-residential rooftop and canopy |  | None | EnterSolar, LLC | PSE&G | Accepted | 2020-05-06 10:19 | 2020-05-18 | 2021-05-18 | SolarEdge | SE66.6KUS | Inverters | 66600 |  | 9 |  |  | 0.985 |  | Outside | Roof
NJSTRE1544934719 |  | Transition Incentive Program | Woodbridge | 7064 | 11 | 570.57 | Commercial | Yes | Behind the Meter | Net-metered non-residential rooftop and canopy |  | None | EnterSolar, LLC | PSE&G | Accepted | 2020-05-06 11:02 | 2020-05-18 | 2021-05-18 | JA Solar | JAM72S09-385/PR | Solar Panels |  | 0.385 | 1482 | 168 | 10 |  | Fixed | Roof
NJSTRE1544934719 |  | Transition Incentive Program | Woodbridge | 7064 | 11 | 570.57 | Commercial | Yes | Behind the Meter | Net-metered non-residential rooftop and canopy |  | None | EnterSolar, LLC | PSE&G | Accepted | 2020-05-06 11:02 | 2020-05-18 | 2021-05-18 | SolarEdge | SE100KUS | Inverters | 100000 |  | 4 |  |  | 0.985 |  | Outside | Roof
NJSTRE1544934719 |  | Transition Incentive Program | Woodbridge | 7064 | 11 | 570.57 | Commercial | Yes | Behind the Meter | Net-metered non-residential rooftop and canopy |  | None | EnterSolar, LLC | PSE&G | Accepted | 2020-05-06 11:02 | 2020-05-18 | 2021-05-18 | SolarEdge | SE33.3KUS | Inverters | 33300 |  | 1 |  |  | 0.985 |  | Outside | Roof
NJSTRE1544934787 |  | Transition Incentive Program | SOUTH ORANGE | 7079 | 9 | 12.25 | Residential | No | Behind the Meter | Net-metered residential rooftop and canopy |  | None | Infinity Solar Systems | PSE&G | Accepted | 2020-06-05 11:23 | 2020-06-05 | 2021-06-05 | LG | LG350N1C-V5 | Solar Panels |  | 0.35 | 35 | 214 | 35 |  | Fixed | Roof
NJSTRE1544934787 |  | Transition Incentive Program | SOUTH ORANGE | 7079 | 9 | 12.25 | Residential | No | Behind the Meter | Net-metered residential rooftop and canopy |  | None | Infinity Solar Systems | PSE&G | Accepted | 2020-06-05 11:23 | 2020-06-05 | 2021-06-05 | ENPHASE | IQ7-60-X-US | Inverters | 240 |  | 35 |  |  | 0.97 |  | Outside | MICROINVERTERS
NJSTRE1544937030 |  | Transition Incentive Program | Morristown | 7960 | 3 | 130 | School Other | No | Behind the Meter | Net-metered non-residential rooftop and canopy |  | None | Solar Landscape | JCP&L | Accepted | 2020-05-27 14:08 | 2020-06-03 | 2021-06-03 | GCL | GCL M6/72H (400) | Solar Panels |  | 0.4 | 24 | 155.833 | 5 |  | Fixed | Roof
NJSTRE1544937030 |  | Transition Incentive Program | Morristown | 7960 | 3 | 130 | School Other | No | Behind the Meter | Net-metered non-residential rooftop and canopy |  | None | Solar Landscape | JCP&L | Accepted | 2020-05-27 14:08 | 2020-06-03 | 2021-06-03 | GCL | GCL M6/72H (400) | Solar Panels |  | 0.4 | 22 | 193.866 | 5 |  | Fixed | Roof
NJSTRE1544937030 |  | Transition Incentive Program | Morristown | 7960 | 3 | 130 | School Other | No | Behind the Meter | Net-metered non-residential rooftop and canopy |  | None | Solar Landscape | JCP&L | Accepted | 2020-05-27 14:08 | 2020-06-03 | 2021-06-03 | GCl | GCL M6/72H (400) | Solar Panels |  | 0.4 | 26 | 176.74 | 5 |  | Fixed | Roof
NJSTRE1544937030 |  | Transition Incentive Program | Morristown | 7960 | 3 | 130 | School Other | No | Behind the Meter | Net-metered non-residential rooftop and canopy |  | None | Solar Landscape | JCP&L | Accepted | 2020-05-27 14:08 | 2020-06-03 | 2021-06-03 | GCL | GCL M6/72H (400) | Solar Panels |  | 0.4 | 20 | 152.872 | 5 |  | Fixed | Roof
NJSTRE1544937030 |  | Transition Incentive Program | Morristown | 7960 | 3 | 130 | School Other | No | Behind the Meter | Net-metered non-residential rooftop and canopy |  | None | Solar Landscape | JCP&L | Accepted | 2020-05-27 14:08 | 2020-06-03 | 2021-06-03 | GCL | GCL M6/72H (400) | Solar Panels |  | 0.4 | 51 | 155.833 | 5 |  | Fixed | Roof
NJSTRE1544937030 |  | Transition Incentive Program | Morristown | 7960 | 3 | 130 | School Other | No | Behind the Meter | Net-metered non-residential rooftop and canopy |  | None | Solar Landscape | JCP&L | Accepted | 2020-05-27 14:08 | 2020-06-03 | 2021-06-03 | GCL | GCL M6/72H (400) | Solar Panels |  | 0.4 | 51 | 160 | 5 |  | Fixed | Roof
NJSTRE1544937030 |  | Transition Incentive Program | Morristown | 7960 | 3 | 130 | School Other | No | Behind the Meter | Net-metered non-residential rooftop and canopy |  | None | Solar Landscape | JCP&L | Accepted | 2020-05-27 14:08 | 2020-06-03 | 2021-06-03 | GCl | GCL M6/72H (400) | Solar Panels |  | 0.4 | 32 | 155.812 | 10 |  | Fixed | Roof
NJSTRE1544937030 |  | Transition Incentive Program | Morristown | 7960 | 3 | 130 | School Other | No | Behind the Meter | Net-metered non-residential rooftop and canopy |  | None | Solar Landscape | JCP&L | Accepted | 2020-05-27 14:08 | 2020-06-03 | 2021-06-03 | SolarEdge | SE100kUS | Inverters | 120 |  | 1 |  |  | 0.985 |  | Outside | Ground level
NJSTRE1544937030 |  | Transition Incentive Program | Morristown | 7960 | 3 | 130 | School Other | No | Behind the Meter | Net-metered non-residential rooftop and canopy |  | None | Solar Landscape | JCP&L | Accepted | 2020-05-27 14:08 | 2020-06-03 | 2021-06-03 | GCL | GCL M6/72H (400) | Solar Panels |  | 0.4 | 39 | 193.866 | 5 |  | Fixed | Roof
NJSTRE1544937030 |  | Transition Incentive Program | Morristown | 7960 | 3 | 130 | School Other | No | Behind the Meter | Net-metered non-residential rooftop and canopy |  | None | Solar Landscape | JCP&L | Accepted | 2020-05-27 14:08 | 2020-06-03 | 2021-06-03 | GCL | GCL M6/72H (400) | Solar Panels |  | 0.4 | 60 | 155.642 | 5 |  | Fixed | Roof
NJSTRE1544946139 |  | Transition Incentive Program | GIBBSTOWN | 8027 | 15 | 15.19 | Residential | Yes | Behind the Meter | Net-metered residential rooftop and canopy |  | None | Bright Planet Solar | AC Electric | Accepted | 2020-06-10 16:44 | 2020-06-11 | 2021-06-11 | LONGI | LR-60HPB-310M | Solar Panels |  | 0.31 | 11 | 58 | 42 |  | Fixed | Roof
NJSTRE1544946139 |  | Transition Incentive Program | GIBBSTOWN | 8027 | 15 | 15.19 | Residential | Yes | Behind the Meter | Net-metered residential rooftop and canopy |  | None | Bright Planet Solar | AC Electric | Accepted | 2020-06-10 16:44 | 2020-06-11 | 2021-06-11 | LONGI | LR-60HPB-310M | Solar Panels |  | 0.31 | 14 | 328 | 18 |  | Fixed | Roof
NJSTRE1544946139 |  | Transition Incentive Program | GIBBSTOWN | 8027 | 15 | 15.19 | Residential | Yes | Behind the Meter | Net-metered residential rooftop and canopy |  | None | Bright Planet Solar | AC Electric | Accepted | 2020-06-10 16:44 | 2020-06-11 | 2021-06-11 | SOLAR EDGE | SE6000H-USRGM | Inverters | 6000 |  | 2 |  |  | 0.98 |  | Outdoor | OUTSIDE
NJSTRE1544946139 |  | Transition Incentive Program | GIBBSTOWN | 8027 | 15 | 15.19 | Residential | Yes | Behind the Meter | Net-metered residential rooftop and canopy |  | None | Bright Planet Solar | AC Electric | Accepted | 2020-06-10 16:44 | 2020-06-11 | 2021-06-11 | LONGI | LR-60HPB-310M | Solar Panels |  | 0.31 | 10 | 236 | 42 |  | Fixed | Roof
NJSTRE1544946139 |  | Transition Incentive Program | GIBBSTOWN | 8027 | 15 | 15.19 | Residential | Yes | Behind the Meter | Net-metered residential rooftop and canopy |  | None | Bright Planet Solar | AC Electric | Accepted | 2020-06-10 16:44 | 2020-06-11 | 2021-06-11 | LONGI | LR-60HPB-310M | Solar Panels |  | 0.31 | 14 | 148 | 13 |  | Fixed | Roof
NJSTRE1544946266 |  | Transition Incentive Program | WEST MILFORD | 7480 | 6 | 21.39 | Residential | Yes | Behind the Meter | Net-metered residential rooftop and canopy |  | None | Bright Planet Solar | Orange Rockland Electric | Accepted | 2020-06-03 16:50 | 2020-06-09 | 2021-06-09 | LONGI | WEST MILFORD | Solar Panels |  | 0.31 | 31 | 56 | 18 |  | Fixed | Roof
NJSTRE1544946266 |  | Transition Incentive Program | WEST MILFORD | 7480 | 6 | 21.39 | Residential | Yes | Behind the Meter | Net-metered residential rooftop and canopy |  | None | Bright Planet Solar | Orange Rockland Electric | Accepted | 2020-06-03 16:50 | 2020-06-09 | 2021-06-09 | SOLAR EDGE | SE10000H-USRGM | Inverters | 10000 |  | 1 |  |  | 0.98 |  | Outdoor | OUTSIDE
NJSTRE1544946266 |  | Transition Incentive Program | WEST MILFORD | 7480 | 6 | 21.39 | Residential | Yes | Behind the Meter | Net-metered residential rooftop and canopy |  | None | Bright Planet Solar | Orange Rockland Electric | Accepted | 2020-06-03 16:50 | 2020-06-09 | 2021-06-09 | LONGI | LR-60HPB-310M | Solar Panels |  | 0.31 | 38 | 235 | 18 |  | Fixed | Roof
NJSTRE1544946266 |  | Transition Incentive Program | WEST MILFORD | 7480 | 6 | 21.39 | Residential | Yes | Behind the Meter | Net-metered residential rooftop and canopy |  | None | Bright Planet Solar | Orange Rockland Electric | Accepted | 2020-06-03 16:50 | 2020-06-09 | 2021-06-09 | SOLAR EDGE | SE7600H-USRGM | Inverters | 7600 |  | 1 |  |  | 0.98 |  | Other | OUTSIDE
NJSTRE1544946306 |  | Transition Incentive Program | BARGAINTOWN | 8234 | 19 | 5.27 | Residential | Yes | Behind the Meter | Net-metered residential rooftop and canopy |  | None | Bright Planet Solar | AC Electric | Accepted | 2020-06-03 17:00 | 2020-06-15 | 2021-06-15 | SOLAR EDGE | SE3800H-USRGM | Inverters | 3800 |  | 1 |  |  | 0.98 |  | Outdoor | OUTSIDE
NJSTRE1544946306 |  | Transition Incentive Program | BARGAINTOWN | 8234 | 19 | 5.27 | Residential | Yes | Behind the Meter | Net-metered residential rooftop and canopy |  | None | Bright Planet Solar | AC Electric | Accepted | 2020-06-03 17:00 | 2020-06-15 | 2021-06-15 | LONGI | LR-60HPB-310M | Solar Panels |  | 0.31 | 17 | 112 | 26 |  | Fixed | Roof
NJSTRE1544946327 |  | Transition Incentive Program | Linden | 7036 | 10 | 4.36 | Residential | Yes | Behind the Meter | Net-metered residential rooftop and canopy |  | None | Pro Custom Solar dba Momentum Solar | AC Electric | Accepted | 2020-06-04 15:32 | 2020-06-05 | 2021-06-05 | HANWHA | Q. PEAK DUO BLK-G6+335 | Solar Panels |  | 0.335 | 13 | 219 | 40 |  | Fixed | Roof
NJSTRE1544946327 |  | Transition Incentive Program | Linden | 7036 | 10 | 4.36 | Residential | Yes | Behind the Meter | Net-metered residential rooftop and canopy |  | None | Pro Custom Solar dba Momentum Solar | AC Electric | Accepted | 2020-06-04 15:32 | 2020-06-05 | 2021-06-05 | ENPHASE | IQ7-60-2-US | Inverters | 240 |  | 13 |  |  | 0.97 |  | Outdoor | ROOF
NJSTRE1544949544 |  | Transition Incentive Program | South Plainfield | 7080 | 11 | 4.36 | Residential | Yes | Behind the Meter | Net-metered residential rooftop and canopy |  | None | Pro Custom Solar dba Momentum Solar | PSE&G | Accepted | 2020-06-02 16:55 | 2020-06-03 | 2021-06-03 | HANWHA | Q. PEAK DUO BLK-G6+335 | Solar Panels |  | 0.335 | 13 | 178 | 11 |  | Fixed | Roof
NJSTRE1544949544 |  | Transition Incentive Program | South Plainfield | 7080 | 11 | 4.36 | Residential | Yes | Behind the Meter | Net-metered residential rooftop and canopy |  | None | Pro Custom Solar dba Momentum Solar | PSE&G | Accepted | 2020-06-02 16:55 | 2020-06-03 | 2021-06-03 | enphase | IQ7-60-2-US | Inverters | 240 |  | 13 |  |  | 0.97 |  | Outdoor | roof
NJSTRE1544949576 |  | Transition Incentive Program | Linwood | 8221 | 19 | 6.37 | Residential | Yes | Behind the Meter | Net-metered residential rooftop and canopy |  | None | Pro Custom Solar dba Momentum Solar | AC Electric | Accepted | 2020-06-02 16:33 | 2020-06-03 | 2021-06-03 | enphase | IQ7-60-2-US | Inverters | 240 |  | 19 |  |  | 0.97 |  | Outdoor | roof
NJSTRE1544949576 |  | Transition Incentive Program | Linwood | 8221 | 19 | 6.37 | Residential | Yes | Behind the Meter | Net-metered residential rooftop and canopy |  | None | Pro Custom Solar dba Momentum Solar | AC Electric | Accepted | 2020-06-02 16:33 | 2020-06-03 | 2021-06-03 | hanwha | Q. PEAK DUO BLK-G6+335 | Solar Panels |  | 0.335 | 19 | 118 | 25 |  | Fixed | Roof
NJSTRE1544949580 | NJSRRE1540412199 | Transition Incentive Program | Cherry Hill | 8034 | 14 | 309.54 | Commercial | No | Behind the Meter | Net-metered non-residential rooftop and canopy |  | None | Dynamic Energy Solutions, LLC | PSE&G | Accepted | 2019-03-01 | 2019-03-04 | 2021-10-30 | Jinko | Jinko 385 W | Solar Panels |  | 0.385 | 804 | 203 | 10 |  | Fixed | Roof
NJSTRE1544949580 | NJSRRE1540412199 | Transition Incentive Program | Cherry Hill | 8034 | 14 | 309.54 | Commercial | No | Behind the Meter | Net-metered non-residential rooftop and canopy |  | None | Dynamic Energy Solutions, LLC | PSE&G | Accepted | 2019-03-01 | 2019-03-04 | 2021-10-30 | Chint Power Systems | CPS-SCA36KTL | Inverters | 36000 |  | 7 |  |  | 0.98 |  | Outside | N/A
NJSTRE1544949635 |  | Transition Incentive Program | New Milford | 7646 | 7 | 4.55 | Residential | Yes | Behind the Meter | Net-metered residential rooftop and canopy |  | None | Pro Custom Solar dba Momentum Solar | PSE&G | Accepted | 2020-06-02 15:54 | 2020-06-03 | 2021-06-03 | lg | LG 350N1C-V5 | Solar Panels |  | 0.35 | 3 | 88 | 21 |  | Fixed | Roof
NJSTRE1544949635 |  | Transition Incentive Program | New Milford | 7646 | 7 | 4.55 | Residential | Yes | Behind the Meter | Net-metered residential rooftop and canopy |  | None | Pro Custom Solar dba Momentum Solar | PSE&G | Accepted | 2020-06-02 15:54 | 2020-06-03 | 2021-06-03 | lg | LG 350N1C-V5 | Solar Panels |  | 0.35 | 10 | 178 | 33 |  | Fixed | Roof
NJSTRE1544949635 |  | Transition Incentive Program | New Milford | 7646 | 7 | 4.55 | Residential | Yes | Behind the Meter | Net-metered residential rooftop and canopy |  | None | Pro Custom Solar dba Momentum Solar | PSE&G | Accepted | 2020-06-02 15:54 | 2020-06-03 | 2021-06-03 | enphase | IQ7PLUS-72-2-US | Inverters | 290 |  | 13 |  |  | 0.97 |  | Outdoor | roof
NJSTRE1544952921 |  | Transition Incentive Program | Waldron | 8066 | 15 | 8.71 | Residential | Yes | Behind the Meter | Net-metered residential rooftop and canopy |  | None | Pro Custom Solar dba Momentum Solar | AC Electric | Accepted | 2020-06-05 15:35 | 2020-06-05 | 2021-06-05 | hanwha | Q. PEAK DUO BLK-G6+335 | Solar Panels |  | 0.335 | 9 | 276 | 41 |  | Fixed | Roof
NJSTRE1544952921 |  | Transition Incentive Program | Waldron | 8066 | 15 | 8.71 | Residential | Yes | Behind the Meter | Net-metered residential rooftop and canopy |  | None | Pro Custom Solar dba Momentum Solar | AC Electric | Accepted | 2020-06-05 15:35 | 2020-06-05 | 2021-06-05 | Enphase | IQ7-60-2-US | Inverters | 240 |  | 26 |  |  | 0.97 |  | Outdoor | roof
NJSTRE1544952921 |  | Transition Incentive Program | Waldron | 8066 | 15 | 8.71 | Residential | Yes | Behind the Meter | Net-metered residential rooftop and canopy |  | None | Pro Custom Solar dba Momentum Solar | AC Electric | Accepted | 2020-06-05 15:35 | 2020-06-05 | 2021-06-05 | hanwha | Q. PEAK DUO BLK-G6+335 | Solar Panels |  | 0.335 | 5 | 276 | 8 |  | Fixed | Roof
NJSTRE1544952921 |  | Transition Incentive Program | Waldron | 8066 | 15 | 8.71 | Residential | Yes | Behind the Meter | Net-metered residential rooftop and canopy |  | None | Pro Custom Solar dba Momentum Solar | AC Electric | Accepted | 2020-06-05 15:35 | 2020-06-05 | 2021-06-05 | hanwha | Q. PEAK DUO BLK-G6+335 | Solar Panels |  | 0.335 | 12 | 96 | 42 |  | Fixed | Roof
NJSTRE1544967707 |  | Transition Incentive Program | Vineland | 8360 | 20 | 4.91 | Residential | Yes | Behind the Meter | Net-metered residential rooftop and canopy |  | None | Seabright Solar | Vineland Muni Electric | Accepted | 2020-05-15 14:14 | 2020-05-22 | 2021-05-22 | Sunpower | SPR-E20-327 | Solar Panels |  | 0.327 | 3 | 3 | 38 |  | Fixed | Roof
NJSTRE1544967707 |  | Transition Incentive Program | Vineland | 8360 | 20 | 4.91 | Residential | Yes | Behind the Meter | Net-metered residential rooftop and canopy |  | None | Seabright Solar | Vineland Muni Electric | Accepted | 2020-05-15 14:14 | 2020-05-22 | 2021-05-22 | Sunpower | SPR-E20-327 | Inverters | 0.32 |  | 15 |  |  | 0.99 |  | Outside | Roof
NJSTRE1544967707 |  | Transition Incentive Program | Vineland | 8360 | 20 | 4.91 | Residential | Yes | Behind the Meter | Net-metered residential rooftop and canopy |  | None | Seabright Solar | Vineland Muni Electric | Accepted | 2020-05-15 14:14 | 2020-05-22 | 2021-05-22 | Sunpower | SPR-E20-327 | Solar Panels |  | 0.327 | 12 | 183 | 38 |  | Fixed | Roof
NJSTRE1544967707 |  | Transition Incentive Program | Vineland | 8360 | 20 | 4.91 | Residential | Yes | Behind the Meter | Net-metered residential rooftop and canopy |  | None | Seabright Solar | Vineland Muni Electric | Accepted | 2020-05-15 14:14 | 2020-05-22 | 2021-05-22 | Sunpower | PVS 6 | Meters |  |  | 1 |  |  |  | Yes | Outdoor
NJSTRE1544968027 |  | Transition Incentive Program | willingboro | 8046 | 13 | 8.96 | Residential | Yes | Behind the Meter | Net-metered residential rooftop and canopy |  | None | Sun Up Zero Down | PSE&G | Accepted | 2020-05-15 12:29 | 2020-05-18 | 2021-05-18 | Trina | TSM-320DD05H.05(II) | Solar Panels |  | 0.32 | 25 | 164 | 28 |  | Fixed | Roof
NJSTRE1544968027 |  | Transition Incentive Program | willingboro | 8046 | 13 | 8.96 | Residential | Yes | Behind the Meter | Net-metered residential rooftop and canopy |  | None | Sun Up Zero Down | PSE&G | Accepted | 2020-05-15 12:29 | 2020-05-18 | 2021-05-18 | Trina | TSM-320DD05H.05(II) | Solar Panels |  | 0.32 | 3 | 164 | 18 |  | Fixed | Roof
NJSTRE1544968027 |  | Transition Incentive Program | willingboro | 8046 | 13 | 8.96 | Residential | Yes | Behind the Meter | Net-metered residential rooftop and canopy |  | None | Sun Up Zero Down | PSE&G | Accepted | 2020-05-15 12:29 | 2020-05-18 | 2021-05-18 | Enphase | IG7-60-2-US | Inverters | 240 |  | 28 |  |  | 0.975 |  | Outdoor | behind panel
NJSTRE1544968027 |  | Transition Incentive Program | willingboro | 8046 | 13 | 8.96 | Residential | Yes | Behind the Meter | Net-metered residential rooftop and canopy |  | None | Sun Up Zero Down | PSE&G | Accepted | 2020-05-15 12:29 | 2020-05-18 | 2021-05-18 | Haileah | CL200 | Meters |  |  | 1 |  |  |  | Yes | Outdoor
NJSTRE1544968033 |  | Transition Incentive Program | Neptune | 7753 | 17 | 7.71 | Residential | Yes | Behind the Meter | Net-metered residential rooftop and canopy |  | None | Pro Custom Solar dba Momentum Solar | JCP&L | Accepted | 2020-06-08 17:32 | 2020-06-09 | 2021-06-09 | HANWHA | Q.PEAK DUO BLK G6+ 335 | Solar Panels |  | 0.335 | 12 | 243 | 26 |  | Fixed | Roof
NJSTRE1544968033 |  | Transition Incentive Program | Neptune | 7753 | 17 | 7.71 | Residential | Yes | Behind the Meter | Net-metered residential rooftop and canopy |  | None | Pro Custom Solar dba Momentum Solar | JCP&L | Accepted | 2020-06-08 17:32 | 2020-06-09 | 2021-06-09 | HANWHA | Q.PEAK DUO BLK G6+ 335 | Solar Panels |  | 0.335 | 11 | 63 | 26 |  | Fixed | Roof
NJSTRE1544968033 |  | Transition Incentive Program | Neptune | 7753 | 17 | 7.71 | Residential | Yes | Behind the Meter | Net-metered residential rooftop and canopy |  | None | Pro Custom Solar dba Momentum Solar | JCP&L | Accepted | 2020-06-08 17:32 | 2020-06-09 | 2021-06-09 | Enphase Energy | IQ7-60-2-US | Inverters | 240 |  | 23 |  |  | 0.97 |  | Outdoor | Roof
NJSTRE1544982220 |  | Transition Incentive Program | Little Ferry | 7643 | 7 | 10.72 | Residential | No | Behind the Meter | Net-metered residential rooftop and canopy |  | None | Green Power Energy | PSE&G | Accepted | 2020-05-15 15:45 | 2020-05-18 | 2021-05-18 | LG Electronics | LG335N1C-V5 | Solar Panels |  | 0.335 | 11 | 82 | 23 |  | Fixed | Roof
NJSTRE1544982220 |  | Transition Incentive Program | Little Ferry | 7643 | 7 | 10.72 | Residential | No | Behind the Meter | Net-metered residential rooftop and canopy |  | None | Green Power Energy | PSE&G | Accepted | 2020-05-15 15:45 | 2020-05-18 | 2021-05-18 | LG Electronics | LG335N1C-V5 | Solar Panels |  | 0.335 | 12 | 261 | 23 |  | Fixed | Roof
NJSTRE1544982220 |  | Transition Incentive Program | Little Ferry | 7643 | 7 | 10.72 | Residential | No | Behind the Meter | Net-metered residential rooftop and canopy |  | None | Green Power Energy | PSE&G | Accepted | 2020-05-15 15:45 | 2020-05-18 | 2021-05-18 | LG Electronics | LG335N1C-V5 | Solar Panels |  | 0.335 | 9 | 171 | 27 |  | Fixed | Roof
NJSTRE1544982220 |  | Transition Incentive Program | Little Ferry | 7643 | 7 | 10.72 | Residential | No | Behind the Meter | Net-metered residential rooftop and canopy |  | None | Green Power Energy | PSE&G | Accepted | 2020-05-15 15:45 | 2020-05-18 | 2021-05-18 | Solar Edge | SE10000H-US | Inverters | 10000 |  | 1 |  |  | 0.97 |  | Outside | next to meter
NJSTRE1544982245 |  | Transition Incentive Program | Stratford | 8084 | 14 | 11.52 | Residential | Yes | Behind the Meter | Net-metered residential rooftop and canopy |  | None | All Season Solar | AC Electric | Accepted | 2020-05-15 15:44 | 2020-05-22 | 2021-05-22 | Trina | TSMDD06M.05II | Solar Panels |  | 0.32 | 29 | 98 | 22 |  | Fixed | Roof
NJSTRE1544982245 |  | Transition Incentive Program | Stratford | 8084 | 14 | 11.52 | Residential | Yes | Behind the Meter | Net-metered residential rooftop and canopy |  | None | All Season Solar | AC Electric | Accepted | 2020-05-15 15:44 | 2020-05-22 | 2021-05-22 | Enphase | IQ7 | Inverters | 240 |  | 36 |  |  | 0.97 |  | Outdoor | under module
NJSTRE1544982245 |  | Transition Incentive Program | Stratford | 8084 | 14 | 11.52 | Residential | Yes | Behind the Meter | Net-metered residential rooftop and canopy |  | None | All Season Solar | AC Electric | Accepted | 2020-05-15 15:44 | 2020-05-22 | 2021-05-22 | Trina | TSMDD06M.05II | Solar Panels |  | 0.32 | 7 | 188 | 16 |  | Fixed | Roof
NJSTRE1545004953 |  | Transition Incentive Program | Boonton | 7005 | 3 | 4.1 | Residential | Yes | Behind the Meter | Net-metered residential rooftop and canopy |  | None | Bright Planet Solar | JCP&L | Accepted | 2020-06-08 10:39 | 2020-06-08 | 2021-06-08 | CANADIAN SOLAR | CS3K-315MS | Solar Panels |  | 0.315 | 3 | 177 | 18 |  | Fixed | Roof
NJSTRE1545004953 |  | Transition Incentive Program | Boonton | 7005 | 3 | 4.1 | Residential | Yes | Behind the Meter | Net-metered residential rooftop and canopy |  | None | Bright Planet Solar | JCP&L | Accepted | 2020-06-08 10:39 | 2020-06-08 | 2021-06-08 | SOLAR EDGE | SE3800H-USRGM | Inverters | 3800 |  | 1 |  |  | 0.98 |  | Outdoor | OUTSIDE
NJSTRE1545004953 |  | Transition Incentive Program | Boonton | 7005 | 3 | 4.1 | Residential | Yes | Behind the Meter | Net-metered residential rooftop and canopy |  | None | Bright Planet Solar | JCP&L | Accepted | 2020-06-08 10:39 | 2020-06-08 | 2021-06-08 | CANADIAN SOLAR | CS3K-315MS | Solar Panels |  | 0.315 | 10 | 177 | 18 |  | Fixed | Roof
NJSTRE1545005061 |  | Transition Incentive Program | IRVINGTON TOWN | 7111 | 9 | 4.1 | Residential | Yes | Behind the Meter | Net-metered residential rooftop and canopy |  | None | Bright Planet Solar | PSE&G | Accepted | 2020-06-08 10:47 | 2020-06-08 | 2021-06-08 | CANADIAN SOLAR | CS3K-315MS | Solar Panels |  | 0.315 | 13 | 206 | 33 |  | Fixed | Roof
NJSTRE1545005061 |  | Transition Incentive Program | IRVINGTON TOWN | 7111 | 9 | 4.1 | Residential | Yes | Behind the Meter | Net-metered residential rooftop and canopy |  | None | Bright Planet Solar | PSE&G | Accepted | 2020-06-08 10:47 | 2020-06-08 | 2021-06-08 | SOLAR EDGE | SE3000H-USRGM | Inverters | 3000 |  | 1 |  |  | 0.98 |  | Outdoor | OUTSIDE
NJSTRE1545005166 |  | Transition Incentive Program | LONG BRANCH | 7740 | 17 | 4.65 | Residential | Yes | Behind the Meter | Net-metered residential rooftop and canopy |  | None | Bright Planet Solar | JCP&L | Accepted | 2020-06-08 09:53 | 2020-06-12 | 2021-06-12 | LONGI | LR6-60HPB-310M | Solar Panels |  | 0.31 | 15 | 47 | 18 |  | Fixed | Roof
NJSTRE1545005166 |  | Transition Incentive Program | LONG BRANCH | 7740 | 17 | 4.65 | Residential | Yes | Behind the Meter | Net-metered residential rooftop and canopy |  | None | Bright Planet Solar | JCP&L | Accepted | 2020-06-08 09:53 | 2020-06-12 | 2021-06-12 | SOLAR EDGE | SE3800H-USRGM | Inverters | 3800 |  | 1 |  |  | 0.98 |  | Outdoor | OUTSIDE
NJSTRE1545005236 |  | Transition Incentive Program | Somers Point | 8244 | 19 | 17.6 | Residential | No | Behind the Meter | Net-metered residential rooftop and canopy |  | None | Sun Up Zero Down | AC Electric | Accepted | 2020-05-18 14:27 | 2020-05-19 | 2021-05-19 | Trina | TSM-320-DD06M.05(II) | Solar Panels |  | 0.32 | 12 | 40 | 23 |  | Fixed | Roof
NJSTRE1545005236 |  | Transition Incentive Program | Somers Point | 8244 | 19 | 17.6 | Residential | No | Behind the Meter | Net-metered residential rooftop and canopy |  | None | Sun Up Zero Down | AC Electric | Accepted | 2020-05-18 14:27 | 2020-05-19 | 2021-05-19 | tRINA | TSM-320-DD06M.05(II) | Solar Panels |  | 0.32 | 16 | 40 | 23 |  | Fixed | Roof
NJSTRE1545005236 |  | Transition Incentive Program | Somers Point | 8244 | 19 | 17.6 | Residential | No | Behind the Meter | Net-metered residential rooftop and canopy |  | None | Sun Up Zero Down | AC Electric | Accepted | 2020-05-18 14:27 | 2020-05-19 | 2021-05-19 | Trina | TSM-320-DD06M.05(II) | Solar Panels |  | 0.32 | 12 | 40 | 23 |  | Fixed | Roof
NJSTRE1545005236 |  | Transition Incentive Program | Somers Point | 8244 | 19 | 17.6 | Residential | No | Behind the Meter | Net-metered residential rooftop and canopy |  | None | Sun Up Zero Down | AC Electric | Accepted | 2020-05-18 14:27 | 2020-05-19 | 2021-05-19 | Solaredge | SE6000H-US | Inverters | 6000 |  | 1 |  |  | 0.99 |  | Outdoor | Next to utility meter
NJSTRE1545005236 |  | Transition Incentive Program | Somers Point | 8244 | 19 | 17.6 | Residential | No | Behind the Meter | Net-metered residential rooftop and canopy |  | None | Sun Up Zero Down | AC Electric | Accepted | 2020-05-18 14:27 | 2020-05-19 | 2021-05-19 | Trina | TSM-320-DD06M.05(II) | Solar Panels |  | 0.32 | 15 | 220 | 23 |  | Fixed | Roof
NJSTRE1545005236 |  | Transition Incentive Program | Somers Point | 8244 | 19 | 17.6 | Residential | No | Behind the Meter | Net-metered residential rooftop and canopy |  | None | Sun Up Zero Down | AC Electric | Accepted | 2020-05-18 14:27 | 2020-05-19 | 2021-05-19 | Solaredge | SE6000H-US | Inverters | 6000 |  | 1 |  |  | 0.99 |  | Outdoor | Behind Utility Meter
NJSTRE1545005236 |  | Transition Incentive Program | Somers Point | 8244 | 19 | 17.6 | Residential | No | Behind the Meter | Net-metered residential rooftop and canopy |  | None | Sun Up Zero Down | AC Electric | Accepted | 2020-05-18 14:27 | 2020-05-19 | 2021-05-19 | Haileah | CL200 | Meters |  |  | 1 |  |  |  | Yes | Outdoor
NJSTRE1545005638 |  | Transition Incentive Program | Piscataway | 8854 | 11 | 8.71 | Residential | Yes | Behind the Meter | Net-metered residential rooftop and canopy |  | None | Pro Custom Solar dba Momentum Solar | PSE&G | Accepted | 2020-06-04 14:06 | 2020-06-04 | 2021-06-04 | HANWHA | Q.PEAK DUO BLK G6+ 335 | Solar Panels |  | 0.335 | 3 | 146 | 37 |  | Fixed | Roof
NJSTRE1545005638 |  | Transition Incentive Program | Piscataway | 8854 | 11 | 8.71 | Residential | Yes | Behind the Meter | Net-metered residential rooftop and canopy |  | None | Pro Custom Solar dba Momentum Solar | PSE&G | Accepted | 2020-06-04 14:06 | 2020-06-04 | 2021-06-04 | HANWHA | Q.PEAK DUO BLK G6+ 335 | Solar Panels |  | 0.335 | 5 | 146 | 40 |  | Fixed | Roof
NJSTRE1545005638 |  | Transition Incentive Program | Piscataway | 8854 | 11 | 8.71 | Residential | Yes | Behind the Meter | Net-metered residential rooftop and canopy |  | None | Pro Custom Solar dba Momentum Solar | PSE&G | Accepted | 2020-06-04 14:06 | 2020-06-04 | 2021-06-04 | HANWHA | Q.PEAK DUO BLK G6+ 335 | Solar Panels |  | 0.335 | 18 | 236 | 41 |  | Fixed | Roof
NJSTRE1545005638 |  | Transition Incentive Program | Piscataway | 8854 | 11 | 8.71 | Residential | Yes | Behind the Meter | Net-metered residential rooftop and canopy |  | None | Pro Custom Solar dba Momentum Solar | PSE&G | Accepted | 2020-06-04 14:06 | 2020-06-04 | 2021-06-04 | Enphase Energy | IQ7-60-2-US | Inverters | 240 |  | 26 |  |  | 0.97 |  | Outdoor | Roof
NJSTRE1545015458 |  | Transition Incentive Program | Wenonah | 8090 | 15 | 8.96 | Residential | No | Behind the Meter | Net-metered residential rooftop and canopy |  | None | Orbit Energy & Power, LLC | AC Electric | Accepted | 2020-05-19 14:02 | 2020-05-20 | 2021-05-20 | Hanwha | Q.PEAK DUO BLK G-5 320 | Solar Panels |  | 0.32 | 28 | 88 | 21 |  | Fixed | Roof
NJSTRE1545015458 |  | Transition Incentive Program | Wenonah | 8090 | 15 | 8.96 | Residential | No | Behind the Meter | Net-metered residential rooftop and canopy |  | None | Orbit Energy & Power, LLC | AC Electric | Accepted | 2020-05-19 14:02 | 2020-05-20 | 2021-05-20 | Enphase | IQ7-60-2-US | Inverters | 0.24 |  | 28 |  |  | 0.97 |  | Outside | ROOF
NJSTRE1545015534 |  | Transition Incentive Program | Cherry Hill | 8002 | 14 | 12.16 | Residential | Yes | Behind the Meter | Net-metered residential rooftop and canopy |  | None | All Season Solar | PSE&G | Accepted | 2020-05-19 14:57 | 2020-05-21 | 2021-05-21 | Trina | TSMDD06MI.05II | Solar Panels |  | 0.32 | 38 | 162 | 13 |  | Fixed | Roof
NJSTRE1545015534 |  | Transition Incentive Program | Cherry Hill | 8002 | 14 | 12.16 | Residential | Yes | Behind the Meter | Net-metered residential rooftop and canopy |  | None | All Season Solar | PSE&G | Accepted | 2020-05-19 14:57 | 2020-05-21 | 2021-05-21 | Enphase | IQ7 | Inverters | 240 |  | 38 |  |  | 0.97 |  | Outdoor | under module
NJSTRE1545015824 |  | Transition Incentive Program | Swedesboro | 8085 | 15 | 980.98 | Commercial | Yes | Behind the Meter | Net-metered non-residential rooftop and canopy |  | None | EnterSolar, LLC | AC Electric | Accepted | 2020-05-19 16:19 | 2020-05-28 | 2021-05-28 | JA Solar | JAM72S09-385/PR | Solar Panels |  | 0.385 | 2548 | 153 | 10 |  | Fixed | Roof | NA
NJSTRE1545015824 |  | Transition Incentive Program | Swedesboro | 8085 | 15 | 980.98 | Commercial | Yes | Behind the Meter | Net-metered non-residential rooftop and canopy |  | None | EnterSolar, LLC | AC Electric | Accepted | 2020-05-19 16:19 | 2020-05-28 | 2021-05-28 | SolarEdge | SE66.6KUS | Inverters | 66600 |  | 11 |  |  | 0.985 |  | Outside | Roof
NJSTRE1545015866 |  | Transition Incentive Program | Linden | 7036 | 10 | 8.04 | Residential | Yes | Behind the Meter | Net-metered residential rooftop and canopy |  | None | Pro Custom Solar dba Momentum Solar | PSE&G | Accepted | 2020-06-04 15:56 | 2020-06-05 | 2021-06-05 | HANWHA | Q.PEAK DUO BLK G6+ 335 | Solar Panels |  | 0.335 | 24 | 219 | 28 |  | Fixed | Roof
NJSTRE1545015866 |  | Transition Incentive Program | Linden | 7036 | 10 | 8.04 | Residential | Yes | Behind the Meter | Net-metered residential rooftop and canopy |  | None | Pro Custom Solar dba Momentum Solar | PSE&G | Accepted | 2020-06-04 15:56 | 2020-06-05 | 2021-06-05 | Enphase Energy | IQ7-60-2-US | Inverters | 240 |  | 24 |  |  | 0.97 |  | Outdoor | Roof
NJSTRE1545015867 |  | Transition Incentive Program | Edison | 8837 | 11 | 999.85 | Commercial | Yes | Behind the Meter | Net-metered non-residential rooftop and canopy |  | None | EnterSolar, LLC | PSE&G | Accepted | 2020-05-19 16:39 | 2020-05-28 | 2021-05-28 | JA Solar | JAM72S09-385/PR | Solar Panels |  | 0.385 | 2597 | 132 | 10 |  | Fixed | Roof | NA
NJSTRE1545015867 |  | Transition Incentive Program | Edison | 8837 | 11 | 999.85 | Commercial | Yes | Behind the Meter | Net-metered non-residential rooftop and canopy |  | None | EnterSolar, LLC | PSE&G | Accepted | 2020-05-19 16:39 | 2020-05-28 | 2021-05-28 | SolarEdge | SE66.6KUS | Inverters | 66600 |  | 8 |  |  | 0.985 |  | Outside | Roof
NJSTRE1545015867 |  | Transition Incentive Program | Edison | 8837 | 11 | 999.85 | Commercial | Yes | Behind the Meter | Net-metered non-residential rooftop and canopy |  | None | EnterSolar, LLC | PSE&G | Accepted | 2020-05-19 16:39 | 2020-05-28 | 2021-05-28 | SolarEdge | SE33.3KUS | Inverters | 33300 |  | 6 |  |  | 0.985 |  | Outside | Roof
NJSTRE1545017610 | NJSRRE1540229914 | Transition Incentive Program | Pennsauken Township | 8110 | 14 | 130.5 | Government Facility | Yes | Behind the Meter | Net-metered non-residential rooftop and canopy |  | None | SunPower Corporation, Systems | PSE&G | Accepted | 2019-01-14 | 2019-01-15 | 2021-10-30 | SunPower | SPR-E20-435-COM | Solar Panels |  | 0.435 | 300 | 125 | 10 |  | Fixed | Parking Lot
NJSTRE1545017610 | NJSRRE1540229914 | Transition Incentive Program | Pennsauken Township | 8110 | 14 | 130.5 | Government Facility | Yes | Behind the Meter | Net-metered non-residential rooftop and canopy |  | None | SunPower Corporation, Systems | PSE&G | Accepted | 2019-01-14 | 2019-01-15 | 2021-10-30 | Delta Electronics | M60U_121 | Inverters | 66000 |  | 1 |  |  | 0.985 |  | Outdoor | Carport
NJSTRE1545017610 | NJSRRE1540229914 | Transition Incentive Program | Pennsauken Township | 8110 | 14 | 130.5 | Government Facility | Yes | Behind the Meter | Net-metered non-residential rooftop and canopy |  | None | SunPower Corporation, Systems | PSE&G | Accepted | 2019-01-14 | 2019-01-15 | 2021-10-30 | Delta Electronics | M36U_121 | Inverters | 39600 |  | 1 |  |  | 0.98 |  | Outdoor | Carport
NJSTRE1545017611 | NJSRRE1540232977 | Transition Incentive Program | Voorhees Township | 8043 | 14 | 3279.9 | Government Facility | Yes | Behind the Meter | Net-metered non-residential rooftop and canopy |  | None | SunPower Corporation, Systems | PSE&G | Accepted | 2019-01-16 | 2020-03-26 | 2021-10-30 | Delta Electronics | M60U_121 | Inverters | 66000 |  | 25 |  |  | 0.985 |  | Outside | Carport
NJSTRE1545017611 | NJSRRE1540232977 | Transition Incentive Program | Voorhees Township | 8043 | 14 | 3279.9 | Government Facility | Yes | Behind the Meter | Net-metered non-residential rooftop and canopy |  | None | SunPower Corporation, Systems | PSE&G | Accepted | 2019-01-16 | 2020-03-26 | 2021-10-30 | SunPower | SPR-E20-435-COM | Solar Panels |  | 0.435 | 7540 | 179 | 15 |  | Fixed | Parking Lot
NJSTRE1545017611 | NJSRRE1540232977 | Transition Incentive Program | Voorhees Township | 8043 | 14 | 3279.9 | Government Facility | Yes | Behind the Meter | Net-metered non-residential rooftop and canopy |  | None | SunPower Corporation, Systems | PSE&G | Accepted | 2019-01-16 | 2020-03-26 | 2021-10-30 | Delta Electronics | M36U_121 | Inverters | 36000 |  | 1 |  |  | 0.97 |  | Outdoor | Carport
NJSTRE1545017611 | NJSRRE1540232977 | Transition Incentive Program | Voorhees Township | 8043 | 14 | 3279.9 | Government Facility | Yes | Behind the Meter | Net-metered non-residential rooftop and canopy |  | None | SunPower Corporation, Systems | PSE&G | Accepted | 2019-01-16 | 2020-03-26 | 2021-10-30 | Delta Electronics | M42U_121 | Inverters | 46000 |  | 16 |  |  | 0.97 |  | Outdoor | Carport
NJSTRE1545017611 | NJSRRE1540232977 | Transition Incentive Program | Voorhees Township | 8043 | 14 | 3279.9 | Government Facility | Yes | Behind the Meter | Net-metered non-residential rooftop and canopy |  | None | SunPower Corporation, Systems | PSE&G | Accepted | 2019-01-16 | 2020-03-26 | 2021-10-30 | Delta Electronics | M80U_121 | Inverters | 83000 |  | 3 |  |  | 0.98 |  | Outdoor | Carport
NJSTRE1545017612 | NJSRRE1540230178 | Transition Incentive Program | Cherry Hill | 8034 | 14 | 5341.8 | Government Facility | Yes | Behind the Meter | Net-metered non-residential rooftop and canopy |  | None | SunPower Corporation, Systems | PSE&G | Accepted | 2019-01-16 | 2020-03-26 | 2021-10-30 | Delta Electronics | M60U_121 | Inverters | 66000 |  | 21 |  |  | 0.985 |  | Outside | Parking Lot
NJSTRE1545017612 | NJSRRE1540230178 | Transition Incentive Program | Cherry Hill | 8034 | 14 | 5341.8 | Government Facility | Yes | Behind the Meter | Net-metered non-residential rooftop and canopy |  | None | SunPower Corporation, Systems | PSE&G | Accepted | 2019-01-16 | 2020-03-26 | 2021-10-30 | SunPower | SPR-E20-435-COM | Solar Panels |  | 0.435 | 12280 | 156 | 10 |  | Fixed | Parking Lot
NJSTRE1545017612 | NJSRRE1540230178 | Transition Incentive Program | Cherry Hill | 8034 | 14 | 5341.8 | Government Facility | Yes | Behind the Meter | Net-metered non-residential rooftop and canopy |  | None | SunPower Corporation, Systems | PSE&G | Accepted | 2019-01-16 | 2020-03-26 | 2021-10-30 | Delta Electronics | M42U_121 | Inverters | 46000 |  | 11 |  |  | 0.98 |  | Outside | Parking Lot
NJSTRE1545017612 | NJSRRE1540230178 | Transition Incentive Program | Cherry Hill | 8034 | 14 | 5341.8 | Government Facility | Yes | Behind the Meter | Net-metered non-residential rooftop and canopy |  | None | SunPower Corporation, Systems | PSE&G | Accepted | 2019-01-16 | 2020-03-26 | 2021-10-30 | Delta Electronics | M80U_121 | Inverters | 83000 |  | 30 |  |  | 0.98 |  | Outdoor | Carport
NJSTRE1545017613 | NJSRRE1540232675 | Transition Incentive Program | Bridgeport | 8014 | 15 | 458.5 | Government Facility | Yes | Behind the Meter | Net-metered non-residential rooftop and canopy |  | None | SunPower Corporation, Systems | AC Electric | Accepted | 2019-01-14 | 2019-01-15 | 2021-10-30 | SunPower | SPR-X21-470-COM | Solar Panels |  | 0.47 | 200 | 211 | 10 |  | Fixed | Parking Lot | Roof
NJSTRE1545017613 | NJSRRE1540232675 | Transition Incentive Program | Bridgeport | 8014 | 15 | 458.5 | Government Facility | Yes | Behind the Meter | Net-metered non-residential rooftop and canopy |  | None | SunPower Corporation, Systems | AC Electric | Accepted | 2019-01-14 | 2019-01-15 | 2021-10-30 | SunPower | SPR-E20-435-COM | Solar Panels |  | 0.435 | 540 | 237 | 10 |  | Fixed | Ground
NJSTRE1545017613 | NJSRRE1540232675 | Transition Incentive Program | Bridgeport | 8014 | 15 | 458.5 | Government Facility | Yes | Behind the Meter | Net-metered non-residential rooftop and canopy |  | None | SunPower Corporation, Systems | AC Electric | Accepted | 2019-01-14 | 2019-01-15 | 2021-10-30 | Delta Electronics | M36U_121 | Inverters | 39600 |  | 1 |  |  | 0.98 |  | Outside | Roof
NJSTRE1545017613 | NJSRRE1540232675 | Transition Incentive Program | Bridgeport | 8014 | 15 | 458.5 | Government Facility | Yes | Behind the Meter | Net-metered non-residential rooftop and canopy |  | None | SunPower Corporation, Systems | AC Electric | Accepted | 2019-01-14 | 2019-01-15 | 2021-10-30 | Delta Electronics | M60U_121 | Inverters | 66000 |  | 1 |  |  | 0.985 |  | Outside | Carport
NJSTRE1545017613 | NJSRRE1540232675 | Transition Incentive Program | Bridgeport | 8014 | 15 | 458.5 | Government Facility | Yes | Behind the Meter | Net-metered non-residential rooftop and canopy |  | None | SunPower Corporation, Systems | AC Electric | Accepted | 2019-01-14 | 2019-01-15 | 2021-10-30 | Delta Electronics | M42U_121 | Inverters | 46000 |  | 1 |  |  | 0.98 |  | Outside | Carport
NJSTRE1545017613 | NJSRRE1540232675 | Transition Incentive Program | Bridgeport | 8014 | 15 | 458.5 | Government Facility | Yes | Behind the Meter | Net-metered non-residential rooftop and canopy |  | None | SunPower Corporation, Systems | AC Electric | Accepted | 2019-01-14 | 2019-01-15 | 2021-10-30 | Delta Electronics | M80U_121 | Inverters | 83000 |  | 2 |  |  | 0.985 |  | Outside | Ground and Roof
NJSTRE1545017613 | NJSRRE1540232675 | Transition Incentive Program | Bridgeport | 8014 | 15 | 458.5 | Government Facility | Yes | Behind the Meter | Net-metered non-residential rooftop and canopy |  | None | SunPower Corporation, Systems | AC Electric | Accepted | 2019-01-14 | 2019-01-15 | 2021-10-30 | SunPower | SPR-X22-360-COM | Solar Panels |  | 0.36 | 360 | 237 | 0 |  | Fixed | Roof
NJSTRE1545017614 | NJSRRE1540232967 | Transition Incentive Program | Camden | 8101 | 14 | 1096.2 | Government Facility | Yes | Behind the Meter | Net-metered non-residential rooftop and canopy |  | None | SunPower Corporation, Systems | PSE&G | Accepted | 2019-01-16 | 2019-02-04 | 2021-10-30 | SunPower | SPR-E20-435-COM | Solar Panels |  | 0.435 | 2520 | 186 | 15 |  | Fixed | Parking Lot
NJSTRE1545017614 | NJSRRE1540232967 | Transition Incentive Program | Camden | 8101 | 14 | 1096.2 | Government Facility | Yes | Behind the Meter | Net-metered non-residential rooftop and canopy |  | None | SunPower Corporation, Systems | PSE&G | Accepted | 2019-01-16 | 2019-02-04 | 2021-10-30 | Delta Electronics | M42U_122 | Inverters | 46000 |  | 12 |  |  | 0.98 |  | Outside | Carport
NJSTRE1545017614 | NJSRRE1540232967 | Transition Incentive Program | Camden | 8101 | 14 | 1096.2 | Government Facility | Yes | Behind the Meter | Net-metered non-residential rooftop and canopy |  | None | SunPower Corporation, Systems | PSE&G | Accepted | 2019-01-16 | 2019-02-04 | 2021-10-30 | Delta Electronics | M60U_122 | Inverters | 66000 |  | 6 |  |  | 0.985 |  | Outside | Carport
NJSTRE1545017615 | NJSRRE1540235416 | Transition Incentive Program | Camden | 8103 | 14 | 3888.9 | Government Facility | Yes | Behind the Meter | Net-metered non-residential rooftop and canopy |  | None | SunPower Corporation, Systems | PSE&G | Accepted | 2019-01-16 | 2020-03-26 | 2021-10-30 | SunPower | SPR-E20-435-COM | Solar Panels |  | 0.435 | 8940 | 220 | 10 |  | Fixed | Parking Lot
NJSTRE1545017615 | NJSRRE1540235416 | Transition Incentive Program | Camden | 8103 | 14 | 3888.9 | Government Facility | Yes | Behind the Meter | Net-metered non-residential rooftop and canopy |  | None | SunPower Corporation, Systems | PSE&G | Accepted | 2019-01-16 | 2020-03-26 | 2021-10-30 | Delta Electronics | M42U_121 | Inverters | 46000 |  | 5 |  |  | 0.98 |  | Outside | Carport
NJSTRE1545017615 | NJSRRE1540235416 | Transition Incentive Program | Camden | 8103 | 14 | 3888.9 | Government Facility | Yes | Behind the Meter | Net-metered non-residential rooftop and canopy |  | None | SunPower Corporation, Systems | PSE&G | Accepted | 2019-01-16 | 2020-03-26 | 2021-10-30 | Delta Electronics | M60U_121 | Inverters | 66000 |  | 21 |  |  | 0.985 |  | Outside | Carport
NJSTRE1545017615 | NJSRRE1540235416 | Transition Incentive Program | Camden | 8103 | 14 | 3888.9 | Government Facility | Yes | Behind the Meter | Net-metered non-residential rooftop and canopy |  | None | SunPower Corporation, Systems | PSE&G | Accepted | 2019-01-16 | 2020-03-26 | 2021-10-30 | Delta Electronics | M80U_121 | Inverters | 83000 |  | 19 |  |  | 0.98 |  | Outdoor | Carport
NJSTRE1545017616 | NJSRRE1540405207 | Transition Incentive Program | Morristown | 7962 | 3 | 338.8 | Commercial | No | Behind the Meter | Net-metered non-residential rooftop and canopy |  | None | Dynamic Energy Solutions, LLC | JCP&L | Accepted | 2019-02-28 | 2019-03-01 | 2021-10-30 | Jinko | Jinko 385 W | Solar Panels |  | 0.385 | 880 | 185 | 10 |  | Fixed | Roof
NJSTRE1545017616 | NJSRRE1540405207 | Transition Incentive Program | Morristown | 7962 | 3 | 338.8 | Commercial | No | Behind the Meter | Net-metered non-residential rooftop and canopy |  | None | Dynamic Energy Solutions, LLC | JCP&L | Accepted | 2019-02-28 | 2019-03-01 | 2021-10-30 | Chint Power Systems | CPS-SCA36KTL | Inverters | 36000 |  | 7 |  |  | 0.98 |  | Outside | N/A
NJSTRE1545017620 | NJSRRE1540232980 | Transition Incentive Program | Lindenwold | 8021 | 14 | 7760.4 | Government Facility | Yes | Behind the Meter | Net-metered non-residential rooftop and canopy |  | None | SunPower Corporation, Systems | PSE&G | Accepted | 2019-01-16 | 2020-03-26 | 2021-10-30 | Delta Electronics | M80U_121 | Inverters | 39700 |  | 40 |  |  | 0.98 |  | Outside | Carport
NJSTRE1545017620 | NJSRRE1540232980 | Transition Incentive Program | Lindenwold | 8021 | 14 | 7760.4 | Government Facility | Yes | Behind the Meter | Net-metered non-residential rooftop and canopy |  | None | SunPower Corporation, Systems | PSE&G | Accepted | 2019-01-16 | 2020-03-26 | 2021-10-30 | Delta Electronics | M60U_121 | Inverters | 66000 |  | 24 |  |  | 0.985 |  | Outside | Carport
NJSTRE1545017620 | NJSRRE1540232980 | Transition Incentive Program | Lindenwold | 8021 | 14 | 7760.4 | Government Facility | Yes | Behind the Meter | Net-metered non-residential rooftop and canopy |  | None | SunPower Corporation, Systems | PSE&G | Accepted | 2019-01-16 | 2020-03-26 | 2021-10-30 | SunPower | SPR-E20-435-COM | Solar Panels |  | 0.435 | 17840 | 243 | 10 |  | Fixed | Parking Lot
NJSTRE1545017620 | NJSRRE1540232980 | Transition Incentive Program | Lindenwold | 8021 | 14 | 7760.4 | Government Facility | Yes | Behind the Meter | Net-metered non-residential rooftop and canopy |  | None | SunPower Corporation, Systems | PSE&G | Accepted | 2019-01-16 | 2020-03-26 | 2021-10-30 | Delta Electronics | M42U_121 | Inverters | 46000 |  | 33 |  |  | 0.98 |  | Outside | Carport
NJSTRE1545017622 | NJSRRE1540397039 | Transition Incentive Program | Jersey City | 7305 | 8 | 1999.84 | Commercial | No | Behind the Meter | Net-metered non-residential rooftop and canopy |  | None | EnterSolar | PSE&G | Accepted | 2019-02-26 | 2019-05-30 | 2021-10-30 | Yaskawa Solectria Solar | PVI 60TL | Inverters | 60 |  | 24 |  |  | 0.99 |  | Outside | Roof
NJSTRE1545017622 | NJSRRE1540397039 | Transition Incentive Program | Jersey City | 7305 | 8 | 1999.84 | Commercial | No | Behind the Meter | Net-metered non-residential rooftop and canopy |  | None | EnterSolar | PSE&G | Accepted | 2019-02-26 | 2019-05-30 | 2021-10-30 | Longi Solar | LR6-72PH-365M | Solar Panels |  | 0.365 | 5479 | 216.76 | 5 |  | Fixed | Roof
NJSTRE1545017623 | NJSRRE1540407503 | Transition Incentive Program | Morristown | 7960 | 3 | 295.68 | Commercial | No | Behind the Meter | Net-metered non-residential rooftop and canopy |  | None | Dynamic Energy Solutions, LLC | JCP&L | Accepted | 2019-02-28 | 2019-03-01 | 2021-10-30 | Chint Power Systems | CPS-SCA36KTL | Inverters | 36000 |  | 6 |  |  | 0.98 |  | Outside | N/A
NJSTRE1545017623 | NJSRRE1540407503 | Transition Incentive Program | Morristown | 7960 | 3 | 295.68 | Commercial | No | Behind the Meter | Net-metered non-residential rooftop and canopy |  | None | Dynamic Energy Solutions, LLC | JCP&L | Accepted | 2019-02-28 | 2019-03-01 | 2021-10-30 | Jinko | Jinko 385 W | Solar Panels |  | 0.385 | 768 | 185 | 10 |  | Fixed | Roof
NJSTRE1545017624 | NJSRRE1541063535 | Transition Incentive Program | Dayton | 8810 | 11 | 999.37 | Commercial | No | Behind the Meter | Net-metered non-residential rooftop and canopy |  | None | Amergy Solar Inc | PSE&G | Accepted | 2019-06-03 | 2019-07-26 | 2021-10-30 | ASTRONERGY | ASTRONERGY 370W | Solar Panels |  | 0.37 | 1776 | 120 | 5 |  | Fixed | Roof
NJSTRE1545017624 | NJSRRE1541063535 | Transition Incentive Program | Dayton | 8810 | 11 | 999.37 | Commercial | No | Behind the Meter | Net-metered non-residential rooftop and canopy |  | None | Amergy Solar Inc | PSE&G | Accepted | 2019-06-03 | 2019-07-26 | 2021-10-30 | SOLAREDGE | SOLAREDGE SE100KUS | Inverters | 100 |  | 8 |  |  | 0.99 |  | Outside | wall or roof
NJSTRE1545017624 | NJSRRE1541063535 | Transition Incentive Program | Dayton | 8810 | 11 | 999.37 | Commercial | No | Behind the Meter | Net-metered non-residential rooftop and canopy |  | None | Amergy Solar Inc | PSE&G | Accepted | 2019-06-03 | 2019-07-26 | 2021-10-30 | ASTRONERGY | ASTRONERGY 370W | Solar Panels |  | 0.37 | 757 | 210 | 10 |  | Fixed | Roof
NJSTRE1545017624 | NJSRRE1541063535 | Transition Incentive Program | Dayton | 8810 | 11 | 999.37 | Commercial | No | Behind the Meter | Net-metered non-residential rooftop and canopy |  | None | Amergy Solar Inc | PSE&G | Accepted | 2019-06-03 | 2019-07-26 | 2021-10-30 | ASTRONERGY | ASTRONERGY 370W | Solar Panels |  | 0.37 | 168 | 155 | 5 |  | Fixed | Roof
NJSTRE1545017626 | NJSRRE1541063539 | Transition Incentive Program | New Brunswick | 8901 | 11 | 999.74 | Commercial | No | Behind the Meter | Net-metered non-residential rooftop and canopy |  | None | Amergy Solar Inc | PSE&G | Accepted | 2019-05-31 | 2019-06-04 | 2021-10-30 | ASTRONERGY | ASTRONERGY 370W | Solar Panels |  | 0.37 | 938 | 132 | 10 |  | Fixed | Roof
NJSTRE1545017626 | NJSRRE1541063539 | Transition Incentive Program | New Brunswick | 8901 | 11 | 999.74 | Commercial | No | Behind the Meter | Net-metered non-residential rooftop and canopy |  | None | Amergy Solar Inc | PSE&G | Accepted | 2019-05-31 | 2019-06-04 | 2021-10-30 | ASTRONERGY | ASTRONERGY 370W | Solar Panels |  | 0.37 | 666 | 132 | 15 |  | Fixed | Roof
NJSTRE1545017626 | NJSRRE1541063539 | Transition Incentive Program | New Brunswick | 8901 | 11 | 999.74 | Commercial | No | Behind the Meter | Net-metered non-residential rooftop and canopy |  | None | Amergy Solar Inc | PSE&G | Accepted | 2019-05-31 | 2019-06-04 | 2021-10-30 | ASTRONERGY | ASTRONERGY 370W | Solar Panels |  | 0.37 | 650 | 312 | 15 |  | Fixed | Roof
NJSTRE1545017626 | NJSRRE1541063539 | Transition Incentive Program | New Brunswick | 8901 | 11 | 999.74 | Commercial | No | Behind the Meter | Net-metered non-residential rooftop and canopy |  | None | Amergy Solar Inc | PSE&G | Accepted | 2019-05-31 | 2019-06-04 | 2021-10-30 | ASTRONERGY | ASTRONERGY 370W | Solar Panels |  | 0.37 | 448 | 222 | 10 |  | Fixed | Roof
NJSTRE1545017626 | NJSRRE1541063539 | Transition Incentive Program | New Brunswick | 8901 | 11 | 999.74 | Commercial | No | Behind the Meter | Net-metered non-residential rooftop and canopy |  | None | Amergy Solar Inc | PSE&G | Accepted | 2019-05-31 | 2019-06-04 | 2021-10-30 | SOLAREDGE | SOLAREDGE SE100KUS | Inverters | 100 |  | 8 |  |  | 0.99 |  | Outside | wall or roof
NJSTRE1545017627 | NJSRRE1540987216 | Transition Incentive Program | North Brunswick Township | 8902 | 11 | 1999.48 | Commercial | No | Behind the Meter | Net-metered non-residential rooftop and canopy |  | None | Amergy Solar Inc | PSE&G | Accepted | 2019-05-14 | 2019-05-20 | 2021-10-30 | ASTRONERGY SOLAR | ASTRONERGY SOLAR 370W PANELS | Solar Panels |  | 0.37 | 5404 | 217 | 10 |  | Fixed | Roof
NJSTRE1545017627 | NJSRRE1540987216 | Transition Incentive Program | North Brunswick Township | 8902 | 11 | 1999.48 | Commercial | No | Behind the Meter | Net-metered non-residential rooftop and canopy |  | None | Amergy Solar Inc | PSE&G | Accepted | 2019-05-14 | 2019-05-20 | 2021-10-30 | SOLAREDGE | SOLAREDGE 100KUS | Inverters | 100 |  | 16 |  |  | 0.99 |  | Outside | Wall or roof
NJSTRE1545017628 | NJSRRE1541066751 | Transition Incentive Program | Middlesex | 8846 | 11 | 999.74 | Commercial | No | Behind the Meter | Net-metered non-residential rooftop and canopy |  | None | Amergy Solar Inc | PSE&G | Accepted | 2019-06-03 | 2019-06-06 | 2021-10-30 | SOLAREDGE | SOLAREDGE SE100KUS | Inverters | 100 |  | 8 |  |  | 0.99 |  | Outside | WALL OR ROOF
NJSTRE1545017628 | NJSRRE1541066751 | Transition Incentive Program | Middlesex | 8846 | 11 | 999.74 | Commercial | No | Behind the Meter | Net-metered non-residential rooftop and canopy |  | None | Amergy Solar Inc | PSE&G | Accepted | 2019-06-03 | 2019-06-06 | 2021-10-30 | ASTRONERGY | ASTRONERGY 370W | Solar Panels |  | 0.37 | 2702 | 160 | 10 |  | Fixed | Roof
NJSTRE1545017629 | NJSRRE1541418781 | Transition Incentive Program | Toms River | 8755 | 18 | 20.59 | Residential | No | Behind the Meter | Net-metered residential rooftop and canopy |  | None | Summit Solar Company LLC | JCP&L | Accepted | 2019-06-18 | 2019-06-20 | 2021-10-30 | REC SOLAR | REC SOLAR REC290TP2 | Solar Panels |  | 0.29 | 13 | 85 | 33 |  | Fixed | Roof
NJSTRE1545017629 | NJSRRE1541418781 | Transition Incentive Program | Toms River | 8755 | 18 | 20.59 | Residential | No | Behind the Meter | Net-metered residential rooftop and canopy |  | None | Summit Solar Company LLC | JCP&L | Accepted | 2019-06-18 | 2019-06-20 | 2021-10-30 | REC SOLAR | REC SOLAR REC290TP2 | Solar Panels |  | 0.29 | 22 | 355 | 26 |  | Fixed | Roof
NJSTRE1545017629 | NJSRRE1541418781 | Transition Incentive Program | Toms River | 8755 | 18 | 20.59 | Residential | No | Behind the Meter | Net-metered residential rooftop and canopy |  | None | Summit Solar Company LLC | JCP&L | Accepted | 2019-06-18 | 2019-06-20 | 2021-10-30 | REC SOLAR | REC SOLAR REC290TP2 | Solar Panels |  | 0.29 | 13 | 265 | 33 |  | Fixed | Roof
NJSTRE1545017629 | NJSRRE1541418781 | Transition Incentive Program | Toms River | 8755 | 18 | 20.59 | Residential | No | Behind the Meter | Net-metered residential rooftop and canopy |  | None | Summit Solar Company LLC | JCP&L | Accepted | 2019-06-18 | 2019-06-20 | 2021-10-30 | REC SOLAR | REC SOLAR REC290TP2 | Solar Panels |  | 0.29 | 14 | 175 | 33 |  | Fixed | Roof
NJSTRE1545017629 | NJSRRE1541418781 | Transition Incentive Program | Toms River | 8755 | 18 | 20.59 | Residential | No | Behind the Meter | Net-metered residential rooftop and canopy |  | None | Summit Solar Company LLC | JCP&L | Accepted | 2019-06-18 | 2019-06-20 | 2021-10-30 | SOLAREDGE | SOLAREDGE 6000H-US RGM | Inverters | 6000 |  | 1 |  |  | 0.99 |  | Outside | wall or roof
NJSTRE1545017629 | NJSRRE1541418781 | Transition Incentive Program | Toms River | 8755 | 18 | 20.59 | Residential | No | Behind the Meter | Net-metered residential rooftop and canopy |  | None | Summit Solar Company LLC | JCP&L | Accepted | 2019-06-18 | 2019-06-20 | 2021-10-30 | REC SOLAR | REC SOLAR REC290TP2 | Solar Panels |  | 0.29 | 9 | 175 | 26 |  | Fixed | Roof
NJSTRE1545017629 | NJSRRE1541418781 | Transition Incentive Program | Toms River | 8755 | 18 | 20.59 | Residential | No | Behind the Meter | Net-metered residential rooftop and canopy |  | None | Summit Solar Company LLC | JCP&L | Accepted | 2019-06-18 | 2019-06-20 | 2021-10-30 | SOLAREDGE | SOLAREDGE 10000H-US RGM | Inverters | 10000 |  | 1 |  |  | 0.99 |  | Outside | wall or roof
NJSTRE1545017632 | NJSRRE1541850862 | Transition Incentive Program | Norwood | 7648 | 7 | 299.7 | Commercial | No | Behind the Meter | Net-metered non-residential rooftop and canopy |  | None | Summit Solar Company LLC | Unknown | Accepted | 2019-08-16 | 2019-08-27 | 2021-10-30 | SolarEdge | SolarEdge SE66.6KUS | Inverters | 66600 |  | 2 |  |  | 0.99 |  | Outside | wall or roof
NJSTRE1545017632 | NJSRRE1541850862 | Transition Incentive Program | Norwood | 7648 | 7 | 299.7 | Commercial | No | Behind the Meter | Net-metered non-residential rooftop and canopy |  | None | Summit Solar Company LLC | Unknown | Accepted | 2019-08-16 | 2019-08-27 | 2021-10-30 | SolarEdge | SolarEdge 100KUS | Inverters | 100000 |  | 1 |  |  | 0.99 |  | Outside | wall or roof
NJSTRE1545017632 | NJSRRE1541850862 | Transition Incentive Program | Norwood | 7648 | 7 | 299.7 | Commercial | No | Behind the Meter | Net-metered non-residential rooftop and canopy |  | None | Summit Solar Company LLC | Unknown | Accepted | 2019-08-16 | 2019-08-27 | 2021-10-30 | Astronergy | Astronergy 370W | Solar Panels |  | 0.37 | 810 | 218 | 10 |  | Fixed | Roof
NJSTRE1545017633 | NJSRRE1541604346 | Transition Incentive Program | Rockaway | 7866 | 3 | 200 | Commercial | No | Behind the Meter | Net-metered non-residential rooftop and canopy |  | None | Sunworks | JCP&L | Accepted | 2019-07-05 | 2019-07-09 | 2021-10-30 | Jinko | JKM400M-72HL-V | Solar Panels |  | 0.4 | 500 | Portrait | 2 |  | Fixed | Parking Lot | Parking Canopy
NJSTRE1545017633 | NJSRRE1541604346 | Transition Incentive Program | Rockaway | 7866 | 3 | 200 | Commercial | No | Behind the Meter | Net-metered non-residential rooftop and canopy |  | None | Sunworks | JCP&L | Accepted | 2019-07-05 | 2019-07-09 | 2021-10-30 | Yaskawa Solectria | PVI 50TL | Inverters | 50000 |  | 3 |  |  | 0.99 |  | Outside | Under canopy on uprights
NJSTRE1545017634 | NJSRRE1540940599 | Transition Incentive Program | Perth Amboy City | 8861 | 11 | 388.13 | Commercial | No | Behind the Meter | Net-metered non-residential rooftop and canopy |  | None | Summit Solar Company LLC | PSE&G | Accepted | 2019-05-02 | 2019-05-07 | 2021-10-30 | HUAWEI | SUN2000 25KTL | Inverters | 2000 |  | 1 |  |  | 0.99 |  | Outside | wall or roof
NJSTRE1545017634 | NJSRRE1540940599 | Transition Incentive Program | Perth Amboy City | 8861 | 11 | 388.13 | Commercial | No | Behind the Meter | Net-metered non-residential rooftop and canopy |  | None | Summit Solar Company LLC | PSE&G | Accepted | 2019-05-02 | 2019-05-07 | 2021-10-30 | ASTRONERGY | ASTRONERGY SOLAR 370W | Solar Panels |  | 0.37 | 1049 | 185 | 10 |  | Fixed | Roof
NJSTRE1545017634 | NJSRRE1540940599 | Transition Incentive Program | Perth Amboy City | 8861 | 11 | 388.13 | Commercial | No | Behind the Meter | Net-metered non-residential rooftop and canopy |  | None | Summit Solar Company LLC | PSE&G | Accepted | 2019-05-02 | 2019-05-07 | 2021-10-30 | HUAWEI | HUAWEI SUN2000 40KTL | Inverters | 2000 |  | 7 |  |  | 0.99 |  | Outside | wall or roof
NJSTRE1545017636 | NJSRRE1541415065 | Transition Incentive Program | Toms River | 8755 | 18 | 29.58 | Residential | No | Behind the Meter | Net-metered residential rooftop and canopy |  | None | Summit Solar Company LLC | JCP&L | Accepted | 2019-06-17 | 2019-06-20 | 2021-10-30 | REC SOLAR | REC SOLAR REC290TP2 | Solar Panels |  | 0.29 | 13 | 10 | 45 |  | Fixed | Roof
NJSTRE1545017636 | NJSRRE1541415065 | Transition Incentive Program | Toms River | 8755 | 18 | 29.58 | Residential | No | Behind the Meter | Net-metered residential rooftop and canopy |  | None | Summit Solar Company LLC | JCP&L | Accepted | 2019-06-17 | 2019-06-20 | 2021-10-30 | REC SOLAR | REC SOLAR REC290TP2 | Solar Panels |  | 0.29 | 13 | 190 | 45 |  | Fixed | Roof
NJSTRE1545017636 | NJSRRE1541415065 | Transition Incentive Program | Toms River | 8755 | 18 | 29.58 | Residential | No | Behind the Meter | Net-metered residential rooftop and canopy |  | None | Summit Solar Company LLC | JCP&L | Accepted | 2019-06-17 | 2019-06-20 | 2021-10-30 | REC SOLAR | REC SOLAR REC290TP2 | Solar Panels |  | 0.29 | 13 | 190 | 30 |  | Fixed | Roof
NJSTRE1545017636 | NJSRRE1541415065 | Transition Incentive Program | Toms River | 8755 | 18 | 29.58 | Residential | No | Behind the Meter | Net-metered residential rooftop and canopy |  | None | Summit Solar Company LLC | JCP&L | Accepted | 2019-06-17 | 2019-06-20 | 2021-10-30 | REC SOLAR | REC SOLAR REC290TP2 | Solar Panels |  | 0.29 | 26 | 100 | 30 |  | Fixed | Roof
NJSTRE1545017636 | NJSRRE1541415065 | Transition Incentive Program | Toms River | 8755 | 18 | 29.58 | Residential | No | Behind the Meter | Net-metered residential rooftop and canopy |  | None | Summit Solar Company LLC | JCP&L | Accepted | 2019-06-17 | 2019-06-20 | 2021-10-30 | REC SOLAR | REC SOLAR REC290TP2 | Solar Panels |  | 0.29 | 29 | 280 | 30 |  | Fixed | Roof
NJSTRE1545017636 | NJSRRE1541415065 | Transition Incentive Program | Toms River | 8755 | 18 | 29.58 | Residential | No | Behind the Meter | Net-metered residential rooftop and canopy |  | None | Summit Solar Company LLC | JCP&L | Accepted | 2019-06-17 | 2019-06-20 | 2021-10-30 | REC SOLAR | REC SOLAR REC290TP2 | Solar Panels |  | 0.29 | 8 | 190 | 18 |  | Fixed | Roof
NJSTRE1545017636 | NJSRRE1541415065 | Transition Incentive Program | Toms River | 8755 | 18 | 29.58 | Residential | No | Behind the Meter | Net-metered residential rooftop and canopy |  | None | Summit Solar Company LLC | JCP&L | Accepted | 2019-06-17 | 2019-06-20 | 2021-10-30 | SOLAREDGE | SOLAREDGE 11400A-US RGM | Inverters | 11400 |  | 2 |  |  | 0.99 |  | Outside | wall or roof
NJSTRE1545017637 | NJSRRE1540407620 | Transition Incentive Program | Morristown | 7960 | 3 | 402.33 | Commercial | No | Behind the Meter | Net-metered non-residential rooftop and canopy |  | None | Dynamic Energy Solutions, LLC | JCP&L | Accepted | 2019-02-28 | 2019-03-01 | 2021-10-30 | Chint Power Systems | CPS-SCA36KTL | Inverters | 36000 |  | 8 |  |  | 0.98 |  | Outside | N/A
NJSTRE1545017637 | NJSRRE1540407620 | Transition Incentive Program | Morristown | 7960 | 3 | 402.33 | Commercial | No | Behind the Meter | Net-metered non-residential rooftop and canopy |  | None | Dynamic Energy Solutions, LLC | JCP&L | Accepted | 2019-02-28 | 2019-03-01 | 2021-10-30 | Jinko | Jinko 385 W | Solar Panels |  | 0.385 | 1045 | 205 | 10 |  | Fixed | Roof
NJSTRE1545017641 | NJSRRE1544171965 | Transition Incentive Program | Manchester Twp. | 8759 | 18 | 4998.52 | Commercial | Yes | Community Solar | Community Solar |  | None | Advanced Solar Products, Inc. | JCP&L | Accepted | 2020-01-20 | 2020-06-09 | 2021-10-30 | Ingeteam | 1800TL U B690 | Inverters | 1800 |  | 2 |  |  | 0.98 |  | Outdoor | adjacent to array
NJSTRE1545017641 | NJSRRE1544171965 | Transition Incentive Program | Manchester Twp. | 8759 | 18 | 4998.52 | Commercial | Yes | Community Solar | Community Solar |  | None | Advanced Solar Products, Inc. | JCP&L | Accepted | 2020-01-20 | 2020-06-09 | 2021-10-30 | Heliene | 72MHEE360M | Solar Panels |  | 0.38 | 13154 | 180 | 25 |  | Fixed | Pole
NJSTRE1545017644 | NJSRRE1544152280 | Transition Incentive Program | Penns Grove | 8069 | 16 | 69.55 | Commercial | No | Behind the Meter | Net-metered non-residential rooftop and canopy |  | None | Impact Solar LLC | AC Electric | Accepted | 2020-01-09 | 2020-01-14 | 2021-10-30 | solaredge | SE33.3KUS | Inverters | 33300 |  | 2 |  |  | 0.96 |  | Indoor | near electric panel
NJSTRE1545017644 | NJSRRE1544152280 | Transition Incentive Program | Penns Grove | 8069 | 16 | 69.55 | Commercial | No | Behind the Meter | Net-metered non-residential rooftop and canopy |  | None | Impact Solar LLC | AC Electric | Accepted | 2020-01-09 | 2020-01-14 | 2021-10-30 | Hanwha | Q.PEAK DUO - G5 325 | Solar Panels |  | 0.325 | 108 | 217 | 27 |  | Fixed | Roof
NJSTRE1545017644 | NJSRRE1544152280 | Transition Incentive Program | Penns Grove | 8069 | 16 | 69.55 | Commercial | No | Behind the Meter | Net-metered non-residential rooftop and canopy |  | None | Impact Solar LLC | AC Electric | Accepted | 2020-01-09 | 2020-01-14 | 2021-10-30 | hanwha | Q.PEAK DUO - G5 325 | Solar Panels |  | 0.325 | 106 | 38 | 27 |  | Fixed | Roof
NJSTRE1545017644 | NJSRRE1544152280 | Transition Incentive Program | Penns Grove | 8069 | 16 | 69.55 | Commercial | No | Behind the Meter | Net-metered non-residential rooftop and canopy |  | None | Impact Solar LLC | AC Electric | Accepted | 2020-01-09 | 2020-01-14 | 2021-10-30 | GE | I210+ | Meters |  |  | 1 |  |  |  | Yes | Indoor
NJSTRE1545017645 | NJSRRE1544157854 | Transition Incentive Program | Cinnaminson | 8077 | 13 | 2195.64 | Commercial | No | Community Solar | Community Solar |  | None | AC Power, LLC | PSE&G | Accepted | 2020-01-20 | 2020-06-09 | 2021-10-30 | Hanwha | Q Cell 380W | Solar Panels |  | 0.38 | 5778 | 180 | 10 |  | Fixed | Ground
NJSTRE1545017645 | NJSRRE1544157854 | Transition Incentive Program | Cinnaminson | 8077 | 13 | 2195.64 | Commercial | No | Community Solar | Community Solar |  | None | AC Power, LLC | PSE&G | Accepted | 2020-01-20 | 2020-06-09 | 2021-10-30 | Sungrow | SG60-KU-M | Inverters | 60000 |  | 10 |  |  | 0.989 |  | Outside | Outside
NJSTRE1545017646 | NJSRRE1544184530 | Transition Incentive Program | West Belmar | 7719 | 17 | 2134.86 | Municipality | Yes | Community Solar | Community Solar |  | None | Advanced Solar Products, Inc. | JCP&L | Accepted | 2020-01-20 | 2020-06-09 | 2021-10-30 | SunGrow | SG125HV | Inverters | 125000 |  | 12 |  |  | 0.98 |  | Outdoor | adjacent to array
NJSTRE1545017646 | NJSRRE1544184530 | Transition Incentive Program | West Belmar | 7719 | 17 | 2134.86 | Municipality | Yes | Community Solar | Community Solar |  | None | Advanced Solar Products, Inc. | JCP&L | Accepted | 2020-01-20 | 2020-06-09 | 2021-10-30 | Longi | 345w | Solar Panels |  | 0.345 | 6188 | 180 | 25 |  | Fixed | Pole
NJSTRE1545017647 | NJSRRE1544156582 | Transition Incentive Program | Deptford | 8096 | 15 | 2635.68 | Commercial | No | Community Solar | Community Solar |  | None | AC Power, LLC | PSE&G | Accepted | 2020-01-20 | 2020-06-09 | 2021-10-30 | Hanwha | Q Cell 380W | Solar Panels |  | 0.38 | 6936 | 180 | 10 |  | Fixed | Ground
NJSTRE1545017647 | NJSRRE1544156582 | Transition Incentive Program | Deptford | 8096 | 15 | 2635.68 | Commercial | No | Community Solar | Community Solar |  | None | AC Power, LLC | PSE&G | Accepted | 2020-01-20 | 2020-06-09 | 2021-10-30 | Sungrow | SG60-KU-M | Inverters | 60000 |  | 34 |  |  | 0.989 |  | Outside | Outside
NJSTRE1545017648 | NJSRRE1544199730 | Transition Incentive Program | Wood-Ridge | 7075 | 7 | 2291.4 | Commercial | No | Community Solar | Community Solar |  | None | Solar Landscape | PSE&G | Accepted | 2020-01-20 | 2020-06-09 | 2021-10-30 | SMA | Sunny Tripower Core1 62-US | Inverters | 62500 |  | 28 |  |  | 0.98 |  | Outside | Roof
NJSTRE1545017648 | NJSRRE1544199730 | Transition Incentive Program | Wood-Ridge | 7075 | 7 | 2291.4 | Commercial | No | Community Solar | Community Solar |  | None | Solar Landscape | PSE&G | Accepted | 2020-01-20 | 2020-06-09 | 2021-10-30 | Znshine Solar | ZXM6-72 380W | Solar Panels |  | 0.38 | 6030 | 217 | 5 |  | Fixed | Roof
NJSTRE1545017651 | NJSRRE1544191617 | Transition Incentive Program | Delanco | 8075 | 13 | 3100.8 | Residential | Yes | Community Solar | Community Solar |  | None | Soltage, LLC | PSE&G | Accepted | 2020-01-17 | 2020-06-09 | 2021-10-30 | Yaskawa | Solectria PVI 60TL or similar | Inverters | 60000 |  | 40 |  |  | 0.99 |  | Outside | Landfill
NJSTRE1545017651 | NJSRRE1544191617 | Transition Incentive Program | Delanco | 8075 | 13 | 3100.8 | Residential | Yes | Community Solar | Community Solar |  | None | Soltage, LLC | PSE&G | Accepted | 2020-01-17 | 2020-06-09 | 2021-10-30 | Trina | TSM-DE14A(II) STD MONO or similar | Solar Panels |  | 0.34 | 9120 | 180 - Due South | 25 |  | Fixed | Ground
NJSTRE1545017660 | NJSRRE1544156680 | Transition Incentive Program | Edison | 8837 | 11 | 984.96 | Commercial | No | Community Solar | Community Solar |  | None | AC Power, LLC | PSE&G | Accepted | 2020-01-20 | 2020-06-09 | 2021-10-30 | Sungrow | SG60-KU-M | Inverters | 60000 |  | 12 |  |  | 0.989 |  | Outside | Outside
NJSTRE1545017660 | NJSRRE1544156680 | Transition Incentive Program | Edison | 8837 | 11 | 984.96 | Commercial | No | Community Solar | Community Solar |  | None | AC Power, LLC | PSE&G | Accepted | 2020-01-20 | 2020-06-09 | 2021-10-30 | Hanwha | Q Cell 380 W | Solar Panels |  | 0.38 | 2592 | 180 | 20 |  | Fixed | Ground
NJSTRE1545017661 | NJSRRE1544190751 | Transition Incentive Program | Linden | 7036 | 10 | 4996.8 | Commercial | No | Community Solar | Community Solar |  | None | CS Energy, LLC | PSE&G | Accepted | 2020-01-17 | 2020-06-09 | 2021-10-30 | Hanwha | Q.Peak Duo L-G5.2-400 | Solar Panels |  | 0.4 | 12492 | 180 | 20 |  | Fixed | Ground
NJSTRE1545017661 | NJSRRE1544190751 | Transition Incentive Program | Linden | 7036 | 10 | 4996.8 | Commercial | No | Community Solar | Community Solar |  | None | CS Energy, LLC | PSE&G | Accepted | 2020-01-17 | 2020-06-09 | 2021-10-30 | Chint Power Systems | CPS SCA60KTL-DO/US-480 | Inverters | 60000 |  | 60 |  |  | 0.988 |  | Outside | Adjacent to Array
NJSTRE1545017661 | NJSRRE1544190751 | Transition Incentive Program | Linden | 7036 | 10 | 4996.8 | Commercial | No | Community Solar | Community Solar |  | None | CS Energy, LLC | PSE&G | Accepted | 2020-01-17 | 2020-06-09 | 2021-10-30 | Schweitzer Engineering Laboratories | SEL -735 | Meters |  |  | 1 |  |  |  | Yes | Outdoor
NJSTRE1545017664 | NJSRRE1544199693 | Transition Incentive Program | Teterboro | 7608 | 7 | 1655.28 | Commercial | No | Community Solar | Community Solar |  | None | Solar Landscape | PSE&G | Accepted | 2020-01-20 | 2020-06-09 | 2021-10-30 | Znshine Solar | ZXM6-72 380W | Solar Panels |  | 0.38 | 4356 | 210 | 5 |  | Fixed | Roof
NJSTRE1545017664 | NJSRRE1544199693 | Transition Incentive Program | Teterboro | 7608 | 7 | 1655.28 | Commercial | No | Community Solar | Community Solar |  | None | Solar Landscape | PSE&G | Accepted | 2020-01-20 | 2020-06-09 | 2021-10-30 | SMA | Sunny Tripower Core1 62-US | Inverters | 62500 |  | 21 |  |  | 0.98 |  | Outside | Roof
NJSTRE1545017664 | NJSRRE1544199693 | Transition Incentive Program | Teterboro | 7608 | 7 | 1655.28 | Commercial | No | Community Solar | Community Solar |  | None | Solar Landscape | PSE&G | Accepted | 2020-01-20 | 2020-06-09 | 2021-10-30 | WattsOn-Mark II | W2-MI-5A-DL | Meters |  |  | 1 |  |  |  | Yes | Outdoor
NJSTRE1545017665 | NJSRRE1544191702 | Transition Incentive Program | Franklin | 8802 | 4 | 1932.84 | Commercial | Yes | Community Solar | Community Solar |  | None | Pfister Energy Inc | JCP&L | Accepted | 2020-01-17 | 2020-06-09 | 2021-10-30 | Chint | CPS-SCH 125 KTL DO US-600 | Inverters | 125 |  | 4 |  |  | 0.991 |  | Outdoor | None
NJSTRE1545017665 | NJSRRE1544191702 | Transition Incentive Program | Franklin | 8802 | 4 | 1932.84 | Commercial | Yes | Community Solar | Community Solar |  | None | Pfister Energy Inc | JCP&L | Accepted | 2020-01-17 | 2020-06-09 | 2021-10-30 | Hanwha 420 | Q.PEAK Duo L-G8.2 | Solar Panels |  | 0.42 | 4602 | 150 | 5 |  | Fixed | Parking Lot
NJSTRE1545017665 | NJSRRE1544191702 | Transition Incentive Program | Franklin | 8802 | 4 | 1932.84 | Commercial | Yes | Community Solar | Community Solar |  | None | Pfister Energy Inc | JCP&L | Accepted | 2020-01-17 | 2020-06-09 | 2021-10-30 | Chint | CPS SCH 100 KTL DO US 600 | Inverters | 100 |  | 10 |  |  | 0.991 |  | Outdoor | Other
NJSTRE1545017668 | NJSRRE1542516033 | Transition Incentive Program | Hewitt | 7421 | 6 | 12.58 | Commercial | No | Behind the Meter | Net-metered non-residential rooftop and canopy |  | None | Summit Solar Company LLC | Orange Rockland Electric | Accepted | 2019-10-09 | 2019-10-11 | 2021-10-30 | SOLAREDGE | SOLAREDGE SE10000H-US RGM | Inverters | 10000 |  | 1 |  |  | 0.99 |  | Outside | WALL OR ROOF
NJSTRE1545017668 | NJSRRE1542516033 | Transition Incentive Program | Hewitt | 7421 | 6 | 12.58 | Commercial | No | Behind the Meter | Net-metered non-residential rooftop and canopy |  | None | Summit Solar Company LLC | Orange Rockland Electric | Accepted | 2019-10-09 | 2019-10-11 | 2021-10-30 | ASTRONERGY | ASTRONERGY 370W | Solar Panels |  | 0.37 | 34 | 167 | 19 |  | Fixed | Roof
NJSTRE1545017678 | NJSRRE1544442732 | Transition Incentive Program | Hillsborough | 8844 | 5 | 32.16 | Residential | No | Behind the Meter | Net-metered residential rooftop and canopy |  | None | Public Service Solar | PSE&G | Accepted | 2020-02-13 | 2020-02-18 | 2021-10-30 | LG | N1K-V5 | Solar Panels |  | 0.335 | 96 | 40 | 30 |  | Fixed | Roof
NJSTRE1545017678 | NJSRRE1544442732 | Transition Incentive Program | Hillsborough | 8844 | 5 | 32.16 | Residential | No | Behind the Meter | Net-metered residential rooftop and canopy |  | None | Public Service Solar | PSE&G | Accepted | 2020-02-13 | 2020-02-18 | 2021-10-30 | Enphase | IQ7+ | Inverters | 0.29 |  | 96 |  |  | 0.96 |  | Outside | Under panels
NJSTRE1545017681 | NJSRRE1544547007 | Transition Incentive Program | Berlin | 8009 | 14 | 6.7 | Residential | No | Behind the Meter | Net-metered residential ground mount |  | None | Public Service Solar | AC Electric | Accepted | 2020-02-27 | 2020-03-03 | 2021-10-30 | LG | N1K-V5 | Solar Panels |  | 0.335 | 20 | 180 | 30 |  | Fixed | Ground
NJSTRE1545017681 | NJSRRE1544547007 | Transition Incentive Program | Berlin | 8009 | 14 | 6.7 | Residential | No | Behind the Meter | Net-metered residential ground mount |  | None | Public Service Solar | AC Electric | Accepted | 2020-02-27 | 2020-03-03 | 2021-10-30 | Enphase | IQ7+ | Inverters | 0.29 |  | 20 |  |  | 0.98 |  | Outside | Under panels
NJSTRE1545017684 | NJSRRE1544202337 | Transition Incentive Program | Lakewood | 8701 | 18 | 641.48 | Commercial | Yes | Community Solar | Community Solar |  | None | Grid Builders LLC | JCP&L | Accepted | 2020-01-21 | 2020-06-09 | 2021-10-30 | VSUN | VSUN395-72MH | Solar Panels |  | 0.395 | 1624 | South | 3 |  | Fixed | Roof
NJSTRE1545017684 | NJSRRE1544202337 | Transition Incentive Program | Lakewood | 8701 | 18 | 641.48 | Commercial | Yes | Community Solar | Community Solar |  | None | Grid Builders LLC | JCP&L | Accepted | 2020-01-21 | 2020-06-09 | 2021-10-30 | CPS | CHINT CPS SCS50KTL-DO/US-480 | Inverters | 50000 |  | 10 |  |  | 0.988 |  | Outdoor | ns
NJSTRE1545017687 | NJSRRE1544201313 | Transition Incentive Program | Lakewood | 8701 | 18 | 428.97 | Commercial | Yes | Community Solar | Community Solar |  | None | Grid Builders LLC (Solely owned by Nextgrid) | JCP&L | Accepted | 2020-01-21 | 2020-06-09 | 2021-10-30 | VSUN | VSUN 395 - 72MH | Solar Panels |  | 0.395 | 1086 | South | 5 |  | Fixed | Roof
NJSTRE1545017687 | NJSRRE1544201313 | Transition Incentive Program | Lakewood | 8701 | 18 | 428.97 | Commercial | Yes | Community Solar | Community Solar |  | None | Grid Builders LLC (Solely owned by Nextgrid) | JCP&L | Accepted | 2020-01-21 | 2020-06-09 | 2021-10-30 | CPS | CHINT CPS SCA50TL-DO/US-480 | Inverters | 50000 |  | 7 |  |  | 0.988 |  | Outdoor | NA
NJSTRE1545017688 | NJSRRE1544202434 | Transition Incentive Program | Woodbine | 8270 | 21 | 4934.93 | Residential | No | Community Solar | Community Solar |  | None | Nexamp Inc | AC Electric | Accepted | 2020-01-21 | 2020-06-09 | 2021-10-30 | JA Solar | JAM72S09-385/PR | Solar Panels |  | 0.385 | 12818 | 180 | 30 |  | Fixed | Ground
NJSTRE1545017688 | NJSRRE1544202434 | Transition Incentive Program | Woodbine | 8270 | 21 | 4934.93 | Residential | No | Community Solar | Community Solar |  | None | Nexamp Inc | AC Electric | Accepted | 2020-01-21 | 2020-06-09 | 2021-10-30 | SMA | SMA2500 EV-US (Derated 1875) | Inverters | 2500000 |  | 2 |  |  | 0.987 |  | Outdoor | N/A
NJSTRE1545017690 | NJSRRE1544201299 | Transition Incentive Program | Lakewood | 8701 | 18 | 711 | Commercial | Yes | Community Solar | Community Solar |  | None | Grid Builders LLC (Solely owned by Nextgrid) | JCP&L | Accepted | 2020-01-21 | 2020-06-09 | 2021-10-30 | CPS | CHINT CPS SCA50KTL-DO/US-480 | Inverters | 50 |  | 11 |  |  | 0.988 |  | Outdoor | NA
NJSTRE1545017690 | NJSRRE1544201299 | Transition Incentive Program | Lakewood | 8701 | 18 | 711 | Commercial | Yes | Community Solar | Community Solar |  | None | Grid Builders LLC (Solely owned by Nextgrid) | JCP&L | Accepted | 2020-01-21 | 2020-06-09 | 2021-10-30 | VSUN | VSUN-395 72MH | Solar Panels |  | 0.395 | 1800 | South | 5 |  | Fixed | Roof
NJSTRE1545017692 | NJSRRE1544201370 | Transition Incentive Program | Lakewood | 8701 | 18 | 282.03 | Commercial | Yes | Community Solar | Community Solar |  | None | Grid Builders LLC | JCP&L | Accepted | 2020-01-21 | 2020-06-09 | 2021-10-30 | VSUN | VSUN395-72MH | Solar Panels |  | 0.395 | 714 | South | 5 |  | Fixed | Roof
NJSTRE1545017692 | NJSRRE1544201370 | Transition Incentive Program | Lakewood | 8701 | 18 | 282.03 | Commercial | Yes | Community Solar | Community Solar |  | None | Grid Builders LLC | JCP&L | Accepted | 2020-01-21 | 2020-06-09 | 2021-10-30 | CPS | CHINT CPS SCA50KTL-DO/US-480 | Inverters | 5000 |  | 5 |  |  | 0.998 |  | Outdoor | NA
NJSTRE1545017693 | NJSRRE1544201447 | Transition Incentive Program | Lakewood | 8701 | 18 | 504.81 | Commercial | Yes | Community Solar | Community Solar |  | None | Grid Builders LLC (soley owned by NextGrid) | JCP&L | Accepted | 2020-01-21 | 2020-06-09 | 2021-10-30 | CPS | CHINT CPS SCA-50TL-DO/US-480 | Inverters | 5000 |  | 8 |  |  | 0.998 |  | Outdoor | NA
NJSTRE1545017693 | NJSRRE1544201447 | Transition Incentive Program | Lakewood | 8701 | 18 | 504.81 | Commercial | Yes | Community Solar | Community Solar |  | None | Grid Builders LLC (soley owned by NextGrid) | JCP&L | Accepted | 2020-01-21 | 2020-06-09 | 2021-10-30 | VSUN | VSUN395-72MH | Solar Panels |  | 0.395 | 1278 | South | 5 |  | Fixed | Roof
NJSTRE1545017696 | NJSRRE1544533471 | Transition Incentive Program | East Rutherford | 7073 | 7 | 9.81 | Residential | No | Behind the Meter | Net-metered residential rooftop and canopy |  | PSEG | Fusion Solar Energy LLC | PSE&G | Accepted | 2020-06-09 22:11 | 2020-06-10 | 2021-06-10 | Sunpower | Sunpower 327 E AC | Solar Panels |  | 0.327 | 30 | South West East | 25 |  | Fixed | Roof
NJSTRE1545017696 | NJSRRE1544533471 | Transition Incentive Program | East Rutherford | 7073 | 7 | 9.81 | Residential | No | Behind the Meter | Net-metered residential rooftop and canopy |  | PSEG | Fusion Solar Energy LLC | PSE&G | Accepted | 2020-06-09 22:11 | 2020-06-10 | 2021-06-10 | Sunpower | Sunpower type E | Inverters | 320 |  | 30 |  |  | 0.94 |  | Outside | Roof Top
NJSTRE1545017697 | NJSRRE1544551381 | Transition Incentive Program | East Rutherford | 7073 | 7 | 4.58 | Residential | No | Behind the Meter | Net-metered residential rooftop and canopy |  | PSEG | Fusion Solar Energy LLC | PSE&G | Accepted | 2020-06-09 22:11 | 2020-06-10 | 2021-06-10 | Sunpower | Sunpower Type E | Inverters | 320 |  | 14 |  |  | 0.94 |  | Outside | Roof Top
NJSTRE1545017697 | NJSRRE1544551381 | Transition Incentive Program | East Rutherford | 7073 | 7 | 4.58 | Residential | No | Behind the Meter | Net-metered residential rooftop and canopy |  | PSEG | Fusion Solar Energy LLC | PSE&G | Accepted | 2020-06-09 22:11 | 2020-06-10 | 2021-06-10 | Sunpower | Sunpower 327 E AC | Solar Panels |  | 0.327 | 14 | East/ West | 26 |  | Fixed | Roof
NJSTRE1545017698 | NJSRRE1544201230 | Transition Incentive Program | Lakewood | 8701 | 18 | 938.52 | Commercial | Yes | Community Solar | Community Solar |  | None | Grid Builders LLC | JCP&L | Accepted | 2020-01-21 | 2020-06-09 | 2021-10-30 | VSUN | VSUN 395-72MH | Solar Panels |  | 0.395 | 2376 | South | 3 |  | Fixed | Roof
NJSTRE1545017698 | NJSRRE1544201230 | Transition Incentive Program | Lakewood | 8701 | 18 | 938.52 | Commercial | Yes | Community Solar | Community Solar |  | None | Grid Builders LLC | JCP&L | Accepted | 2020-01-21 | 2020-06-09 | 2021-10-30 | CPS | CHINT CPS SCA50KTL-DO/US-480 | Inverters | 50 |  | 15 |  |  | 0.988 |  | Outdoor | na
NJSTRE1545017699 | NJSRRE1544201278 | Transition Incentive Program | Lakewood | 8701 | 18 | 1080.72 | Commercial | Yes | Community Solar | Community Solar |  | None | Grid Builders LLC | JCP&L | Accepted | 2020-01-21 | 2020-06-09 | 2021-10-30 | CPS | CHINT CPS SCA50KTL-DO/US-480 | Inverters | 50 |  | 17 |  |  | 0.998 |  | Outdoor | NA
NJSTRE1545017699 | NJSRRE1544201278 | Transition Incentive Program | Lakewood | 8701 | 18 | 1080.72 | Commercial | Yes | Community Solar | Community Solar |  | None | Grid Builders LLC | JCP&L | Accepted | 2020-01-21 | 2020-06-09 | 2021-10-30 | VSUN | VSUN 395-72MH | Solar Panels |  | 0.395 | 2736 | South | 3 |  | Fixed | Roof
NJSTRE1545017700 | NJSRRE1544199768 | Transition Incentive Program | Edison | 8837 | 11 | 3160.08 | Commercial | No | Community Solar | Community Solar |  | None | Solar Landscape | PSE&G | Accepted | 2020-01-20 | 2020-06-09 | 2021-10-30 | Znshine Solar | ZXM6-72 380W | Solar Panels |  | 0.38 | 8316 | 172 | 5 |  | Fixed | Roof
NJSTRE1545017700 | NJSRRE1544199768 | Transition Incentive Program | Edison | 8837 | 11 | 3160.08 | Commercial | No | Community Solar | Community Solar |  | None | Solar Landscape | PSE&G | Accepted | 2020-01-20 | 2020-06-09 | 2021-10-30 | SMA | Sunny Tripower Core1 62-US | Inverters | 62500 |  | 39 |  |  | 0.98 |  | Outside | Roof
NJSTRE1545017703 | NJSRRE1544201280 | Transition Incentive Program | Newark | 7105 | 9 | 1976.58 | Commercial | No | Community Solar | Community Solar |  | None | Solar Energy Systems, LLC. | PSE&G | Accepted | 2020-01-21 | 2020-06-09 | 2021-10-30 | Hanwha Q.Cells | Q.Peak Duo 395 | Solar Panels |  | 0.395 | 5004 | 207 | 10 |  | Fixed | Roof
NJSTRE1545017703 | NJSRRE1544201280 | Transition Incentive Program | Newark | 7105 | 9 | 1976.58 | Commercial | No | Community Solar | Community Solar |  | None | Solar Energy Systems, LLC. | PSE&G | Accepted | 2020-01-21 | 2020-06-09 | 2021-10-30 | Solectria | PVI 60TL | Inverters | 60000 |  | 18 |  |  | 0.985 |  | Outdoor | Rooftop
NJSTRE1545017703 | NJSRRE1544201280 | Transition Incentive Program | Newark | 7105 | 9 | 1976.58 | Commercial | No | Community Solar | Community Solar |  | None | Solar Energy Systems, LLC. | PSE&G | Accepted | 2020-01-21 | 2020-06-09 | 2021-10-30 | Solectria | PVI 50TL | Inverters | 50000 |  | 8 |  |  | 0.985 |  | Outdoor | Rooftop
NJSTRE1545017704 | NJSRRE1544202431 | Transition Incentive Program | South Brunswick | 8902 | 11 | 1235.52 | Residential | No | Community Solar | Community Solar |  | None | Nexamp Inc | PSE&G | Accepted | 2020-01-21 | 2020-06-09 | 2021-10-30 | SolarEdge | SE 100kW US | Inverters | 100000 |  | 10 |  |  | 0.985 |  | Outside | N/A
NJSTRE1545017704 | NJSRRE1544202431 | Transition Incentive Program | South Brunswick | 8902 | 11 | 1235.52 | Residential | No | Community Solar | Community Solar |  | None | Nexamp Inc | PSE&G | Accepted | 2020-01-21 | 2020-06-09 | 2021-10-30 | JA Solar | JAM72S09-390W | Solar Panels |  | 0.39 | 3168 | 31 | 10 |  | Fixed | Roof
NJSTRE1545017706 | NJSRRE1544202437 | Transition Incentive Program | Woodbine | 8270 | 21 | 4934.93 | Residential | No | Community Solar | Community Solar |  | None | Nexamp Inc | AC Electric | Accepted | 2020-01-21 | 2020-06-09 | 2021-10-30 | SMA | SMA 2500 EV-US (Derated 1875 kW) | Inverters | 2500000 |  | 2 |  |  | 0.987 |  | Outdoor | N/A
NJSTRE1545017706 | NJSRRE1544202437 | Transition Incentive Program | Woodbine | 8270 | 21 | 4934.93 | Residential | No | Community Solar | Community Solar |  | None | Nexamp Inc | AC Electric | Accepted | 2020-01-21 | 2020-06-09 | 2021-10-30 | JA Solar | JAM72SO9-385/PR | Solar Panels |  | 0.385 | 12818 | 180 | 30 |  | Fixed | Ground
NJSTRE1545017708 | NJSRRE1544199752 | Transition Incentive Program | Perth Amboy | 8861 | 11 | 4302.36 | Commercial | No | Community Solar | Community Solar |  | None | Solar Landscape | PSE&G | Accepted | 2020-01-20 | 2020-06-09 | 2021-10-30 | SMA | Sunny Tripower Core1 62-US | Inverters | 62500 |  | 54 |  |  | 0.98 |  | Outside | Roof
NJSTRE1545017708 | NJSRRE1544199752 | Transition Incentive Program | Perth Amboy | 8861 | 11 | 4302.36 | Commercial | No | Community Solar | Community Solar |  | None | Solar Landscape | PSE&G | Accepted | 2020-01-20 | 2020-06-09 | 2021-10-30 | Znshine Solar | ZXM6-72 380W | Solar Panels |  | 0.38 | 11322 | 182 | 5 |  | Fixed | Roof
NJSTRE1545017708 | NJSRRE1544199752 | Transition Incentive Program | Perth Amboy | 8861 | 11 | 4302.36 | Commercial | No | Community Solar | Community Solar |  | None | Solar Landscape | PSE&G | Accepted | 2020-01-20 | 2020-06-09 | 2021-10-30 | Eaton | PXM2250MA65105 | Meters |  |  | 1 |  |  |  | Yes | Outdoor
NJSTRE1545017709 | NJSRRE1544201366 | Transition Incentive Program | Secaucus | 7094 | 8 | 1339.84 | Commercial | No | Community Solar | Community Solar |  | None | Solar Energy Systems, LLC. | PSE&G | Accepted | 2020-01-21 | 2020-06-09 | 2021-10-30 | Solectria | PVI-50TL | Inverters | 50000 |  | 4 |  |  | 0.985 |  | Outdoor | Rooftop
NJSTRE1545017709 | NJSRRE1544201366 | Transition Incentive Program | Secaucus | 7094 | 8 | 1339.84 | Commercial | No | Community Solar | Community Solar |  | None | Solar Energy Systems, LLC. | PSE&G | Accepted | 2020-01-21 | 2020-06-09 | 2021-10-30 | Hanwha | Q.Peak Duo 395 | Solar Panels |  | 0.395 | 3392 | 225 | 10 |  | Fixed | Roof
NJSTRE1545017709 | NJSRRE1544201366 | Transition Incentive Program | Secaucus | 7094 | 8 | 1339.84 | Commercial | No | Community Solar | Community Solar |  | None | Solar Energy Systems, LLC. | PSE&G | Accepted | 2020-01-21 | 2020-06-09 | 2021-10-30 | Solectria | PVI-60TL | Inverters | 60000 |  | 13 |  |  | 0.985 |  | Outdoor | Rooftop
NJSTRE1545017711 | NJSRRE1544201423 | Transition Incentive Program | Lakewood | 8701 | 18 | 319.95 | Commercial | Yes | Community Solar | Community Solar |  | None | Grid Builders LLC | JCP&L | Accepted | 2020-01-21 | 2020-06-09 | 2021-10-30 | CPS | CHIT CPS SCA-50TL-DO/US-480 | Inverters | 50000 |  | 5 |  |  | 0.998 |  | Outdoor | NA
NJSTRE1545017711 | NJSRRE1544201423 | Transition Incentive Program | Lakewood | 8701 | 18 | 319.95 | Commercial | Yes | Community Solar | Community Solar |  | None | Grid Builders LLC | JCP&L | Accepted | 2020-01-21 | 2020-06-09 | 2021-10-30 | VSUN | VSUN395-72MH | Solar Panels |  | 0.395 | 810 | South | 3 |  | Fixed | Roof
NJSTRE1545017713 | NJSRRE1544201177 | Transition Incentive Program | Jersey CIty | 7305 | 8 | 945.63 | Commercial | No | Community Solar | Community Solar |  | None | Solar Energy Systems, LLC. | PSE&G | Accepted | 2020-01-21 | 2020-06-09 | 2021-10-30 | Solectria | PVI 60TL | Inverters | 60000 |  | 12 |  |  | 0.985 |  | Outdoor | Rooftop
NJSTRE1545017713 | NJSRRE1544201177 | Transition Incentive Program | Jersey CIty | 7305 | 8 | 945.63 | Commercial | No | Community Solar | Community Solar |  | None | Solar Energy Systems, LLC. | PSE&G | Accepted | 2020-01-21 | 2020-06-09 | 2021-10-30 | Hanwha Q.Cells | Q.Peak Duo 395 | Solar Panels |  | 0.395 | 2394 | 149 | 10 |  | Fixed | Roof
NJSTRE1545017717 | NJSRRE1544199742 | Transition Incentive Program | Perth Amboy | 8861 | 11 | 2626.56 | Commercial | No | Community Solar | Community Solar |  | None | Solar Landscape | PSE&G | Accepted | 2020-01-20 | 2020-06-09 | 2021-10-30 | Znshine Solar | ZXM6-72 380W | Solar Panels |  | 0.38 | 6912 | 180 | 5 |  | Fixed | Roof
NJSTRE1545017717 | NJSRRE1544199742 | Transition Incentive Program | Perth Amboy | 8861 | 11 | 2626.56 | Commercial | No | Community Solar | Community Solar |  | None | Solar Landscape | PSE&G | Accepted | 2020-01-20 | 2020-06-09 | 2021-10-30 | SMA | Sunny Tripower Core1 62-US | Inverters | 62500 |  | 34 |  |  | 0.98 |  | Outside | Roof
NJSTRE1545017735 | NJSRRE1544201507 | Transition Incentive Program | Whiting | 8759 | 18 | 4618.71 | Municipality | Yes | Community Solar | Community Solar |  | None | Grid Builders LLC | JCP&L | Accepted | 2020-01-21 | 2020-06-09 | 2021-10-30 | Solectria | PVI-50TL | Inverters | 50000 |  | 64 |  |  | 0.99 |  | Outside | NA
NJSTRE1545017735 | NJSRRE1544201507 | Transition Incentive Program | Whiting | 8759 | 18 | 4618.71 | Municipality | Yes | Community Solar | Community Solar |  | None | Grid Builders LLC | JCP&L | Accepted | 2020-01-21 | 2020-06-09 | 2021-10-30 | Hanwha | Q.PEAK L-G4.2 365- | Solar Panels |  | 0.365 | 12654 | South | 25 |  | Fixed | Ground
NJSTRE1545017736 | NJSRRE1544199759 | Transition Incentive Program | North Bergen | 7047 | 8 | 2052 | Commercial | No | Community Solar | Community Solar |  | None | Solar Landscape | PSE&G | Accepted | 2020-01-20 | 2020-06-09 | 2021-10-30 | Znshine Solar | ZXM6-72 380W | Solar Panels |  | 0.38 | 5400 | 207 | 5 |  | Fixed | Roof
NJSTRE1545017736 | NJSRRE1544199759 | Transition Incentive Program | North Bergen | 7047 | 8 | 2052 | Commercial | No | Community Solar | Community Solar |  | None | Solar Landscape | PSE&G | Accepted | 2020-01-20 | 2020-06-09 | 2021-10-30 | SMA | Sunny Tripower Core1 62-US | Inverters | 62500 |  | 25 |  |  | 0.98 |  | Outside | Roof
NJSTRE1545017739 | NJSRRE1544543595 | Transition Incentive Program | Lakewood | 8701 | 18 | 889.94 | Commercial | Yes | Community Solar | Community Solar |  | None | Grid Builders LLC | JCP&L | Accepted | 2020-02-28 | 2020-06-09 | 2021-10-30 | Chint | CPS SCA50KTL-DO-US/480 | Inverters | 50 |  | 14 |  |  | 0.98 |  | Outdoor | Rooftop
NJSTRE1545017739 | NJSRRE1544543595 | Transition Incentive Program | Lakewood | 8701 | 18 | 889.94 | Commercial | Yes | Community Solar | Community Solar |  | None | Grid Builders LLC | JCP&L | Accepted | 2020-02-28 | 2020-06-09 | 2021-10-30 | VSUN | VSUN 395-72MH | Solar Panels |  | 0.395 | 2253 | South | 3 |  | Fixed | Roof
NJSTRE1545017743 | NJSRRE1544201268 | Transition Incentive Program | East Orange | 7108 | 9 | 505.4 | Commercial | Yes | Community Solar | Community Solar |  | None | Pfister Energy Inc. | PSE&G | Accepted | 2020-01-21 | 2020-06-09 | 2021-10-30 | Chint Power Systems | SCA50KTL-DO/US-480 | Inverters | 50000 |  | 8 |  |  | 0.988 |  | Outdoor | N/A
NJSTRE1545017743 | NJSRRE1544201268 | Transition Incentive Program | East Orange | 7108 | 9 | 505.4 | Commercial | Yes | Community Solar | Community Solar |  | None | Pfister Energy Inc. | PSE&G | Accepted | 2020-01-21 | 2020-06-09 | 2021-10-30 | Hanwha | Q Peak Duo L-G5.3/BF | Solar Panels |  | 0.38 | 1330 | 216.448 | 10 |  | Fixed | Parking Lot
NJSTRE1545017744 | NJSRRE1544199772 | Transition Incentive Program | Pennsauken | 8110 | 14 | 772.92 | Commercial | No | Community Solar | Community Solar |  | None | Solar Landscape | PSE&G | Accepted | 2020-01-20 | 2020-06-09 | 2021-10-30 | SMA | Sunny Tripowerr Core1 62-US | Inverters | 62500 |  | 10 |  |  | 0.98 |  | Outside | Roof
NJSTRE1545017744 | NJSRRE1544199772 | Transition Incentive Program | Pennsauken | 8110 | 14 | 772.92 | Commercial | No | Community Solar | Community Solar |  | None | Solar Landscape | PSE&G | Accepted | 2020-01-20 | 2020-06-09 | 2021-10-30 | Znshine Solar | ZXM6-72 380W | Solar Panels |  | 0.38 | 2034 | 216 | 5 |  | Fixed | Roof
NJSTRE1545017747 | NJSRRE1544199779 | Transition Incentive Program | Pennsauken | 8110 | 14 | 3070 | Commercial | No | Community Solar | Community Solar |  | None | Solar Landscape | PSE&G | Accepted | 2020-01-20 | 2020-06-09 | 2021-10-30 | GCL | M6/72H 400W | Solar Panels |  | 0.4 | 3644 | 147 | 5 |  | Fixed | Roof
NJSTRE1545017747 | NJSRRE1544199779 | Transition Incentive Program | Pennsauken | 8110 | 14 | 3070 | Commercial | No | Community Solar | Community Solar |  | None | Solar Landscape | PSE&G | Accepted | 2020-01-20 | 2020-06-09 | 2021-10-30 | SMA | Sunny Highpower Peak3 150-US | Inverters | 150000 |  | 9 |  |  | 0.985 |  | Outside | Carport Column
NJSTRE1545017747 | NJSRRE1544199779 | Transition Incentive Program | Pennsauken | 8110 | 14 | 3070 | Commercial | No | Community Solar | Community Solar |  | None | Solar Landscape | PSE&G | Accepted | 2020-01-20 | 2020-06-09 | 2021-10-30 | SolarEdge | SE100KUS | Inverters | 100000 |  | 12 |  |  | 0.985 |  | Outside | Roof
NJSTRE1545017747 | NJSRRE1544199779 | Transition Incentive Program | Pennsauken | 8110 | 14 | 3070 | Commercial | No | Community Solar | Community Solar |  | None | Solar Landscape | PSE&G | Accepted | 2020-01-20 | 2020-06-09 | 2021-10-30 | GCL | M6/72H 400W | Solar Panels |  | 0.4 | 4031 | 147 & 237 | 7 |  | Fixed | Parking Lot | Carport
NJSTRE1545017749 | NJSRRE1544202242 | Transition Incentive Program | Egg Harbor Township | 8234 | 19 | 2000 | Municipality | Yes | Community Solar | Community Solar |  | ACE | TBD | AC Electric | Eligible for TI Program | 2020-01-21 | 2020-06-09 | 2021-10-30 | Tier-1 Manufacturer | TBD | Solar Panels |  | 0.4 | 5000 | 180 | 25 |  | Fixed | Ground
NJSTRE1545017749 | NJSRRE1544202242 | Transition Incentive Program | Egg Harbor Township | 8234 | 19 | 2000 | Municipality | Yes | Community Solar | Community Solar |  | ACE | TBD | AC Electric | Eligible for TI Program | 2020-01-21 | 2020-06-09 | 2021-10-30 | Tier-1 Manufacturer | TBD | Inverters | 1560000 |  | 1 |  |  | 0.988 |  | Outdoor | ground
NJSTRE1545017751 | NJSRRE1544201391 | Transition Incentive Program | North Bergen | 7094 | 8 | 1948.14 | Commercial | No | Community Solar | Community Solar |  | None | Solar Energy Systems, LLC. | PSE&G | Accepted | 2020-01-21 | 2020-06-09 | 2021-10-30 | Hanwha Q.Cells | Q.Peak Duo 395 | Solar Panels |  | 0.395 | 4932 | 206 | 10 |  | Fixed | Roof
NJSTRE1545017751 | NJSRRE1544201391 | Transition Incentive Program | North Bergen | 7094 | 8 | 1948.14 | Commercial | No | Community Solar | Community Solar |  | None | Solar Energy Systems, LLC. | PSE&G | Accepted | 2020-01-21 | 2020-06-09 | 2021-10-30 | Solectria | PVI 60TL: | Inverters | 60000 |  | 24 |  |  | 0.985 |  | Outdoor | Rooftop
NJSTRE1545017751 | NJSRRE1544201391 | Transition Incentive Program | North Bergen | 7094 | 8 | 1948.14 | Commercial | No | Community Solar | Community Solar |  | None | Solar Energy Systems, LLC. | PSE&G | Accepted | 2020-01-21 | 2020-06-09 | 2021-10-30 | Solectria | PVI 50TL | Inverters | 50000 |  | 1 |  |  | 0.985 |  | Outdoor | Rooftop
NJSTRE1545017753 | NJSRRE1544201118 | Transition Incentive Program | Lakewood | 8701 | 18 | 637.93 | Commercial | Yes | Community Solar | Community Solar |  | None | Grid Builders LLC (Solely owned by Nextgrid) | JCP&L | Accepted | 2020-01-21 | 2020-06-09 | 2021-10-30 | CPS | CPS SCA50KTL-DO-US-480 INVERTERS | Inverters | 50000 |  | 10 |  |  | 0.988 |  | Outdoor | NA
NJSTRE1545017753 | NJSRRE1544201118 | Transition Incentive Program | Lakewood | 8701 | 18 | 637.93 | Commercial | Yes | Community Solar | Community Solar |  | None | Grid Builders LLC (Solely owned by Nextgrid) | JCP&L | Accepted | 2020-01-21 | 2020-06-09 | 2021-10-30 | VSUN | VSUN395-72MH | Solar Panels |  | 0.395 | 1615 | South | 3 |  | Fixed | Roof
NJSTRE1545017755 | NJSRRE1544201467 | Transition Incentive Program | Lakewood | 8701 | 18 | 395.79 | Commercial | Yes | Community Solar | Community Solar |  | None | Grid Builders LLC | JCP&L | Accepted | 2020-01-21 | 2020-06-09 | 2021-10-30 | CPS | CHINT CPS SCA50KTL-DO/US-480 | Inverters | 50000 |  | 6 |  |  | 0.988 |  | Outdoor | NA
NJSTRE1545017755 | NJSRRE1544201467 | Transition Incentive Program | Lakewood | 8701 | 18 | 395.79 | Commercial | Yes | Community Solar | Community Solar |  | None | Grid Builders LLC | JCP&L | Accepted | 2020-01-21 | 2020-06-09 | 2021-10-30 | VSUN | VSUN395-72MH | Solar Panels |  | 0.395 | 1002 | South | 3 |  | Fixed | Roof
NJSTRE1545017768 | NJSRRE1544854508 | Transition Incentive Program | Elizabeth | 7201 | 10 | 11.97 | Residential | Yes | Behind the Meter | Net-metered residential rooftop and canopy |  | None | Suntuity Solar LLC | PSE&G | Accepted | 2020-05-22 23:20 | 2020-05-28 | 2021-05-28 | Enphase Energy | IQ7-60-2-US | Inverters | 240 |  | 38 |  |  | 0.97 |  | Outdoor | Behind the PV Modules
NJSTRE1545017768 | NJSRRE1544854508 | Transition Incentive Program | Elizabeth | 7201 | 10 | 11.97 | Residential | Yes | Behind the Meter | Net-metered residential rooftop and canopy |  | None | Suntuity Solar LLC | PSE&G | Accepted | 2020-05-22 23:20 | 2020-05-28 | 2021-05-28 | Hanwha Solar | Q-Cells 315 Mono | Solar Panels |  | 0.315 | 13 | 143 | 42 |  | Fixed | Roof
NJSTRE1545017768 | NJSRRE1544854508 | Transition Incentive Program | Elizabeth | 7201 | 10 | 11.97 | Residential | Yes | Behind the Meter | Net-metered residential rooftop and canopy |  | None | Suntuity Solar LLC | PSE&G | Accepted | 2020-05-22 23:20 | 2020-05-28 | 2021-05-28 | Hanwha Solar | Q-Cells 315 Mono | Solar Panels |  | 0.315 | 25 | 323 | 42 |  | Fixed | Roof
NJSTRE1545017777 | NJSRRE1544567383 | Transition Incentive Program | Glendora | 8029 | 14 | 91.6 | Residential | No | Community Solar | Community Solar |  | None | BlueSel Commercial Solar Inc. | PSE&G | Accepted | 2020-03-03 | 2020-06-09 | 2021-10-30 | SMA | SB7.7-US | Inverters | 7680 |  | 4 |  |  | 0.972 |  | Outdoor | N/A
NJSTRE1545017777 | NJSRRE1544567383 | Transition Incentive Program | Glendora | 8029 | 14 | 91.6 | Residential | No | Community Solar | Community Solar |  | None | BlueSel Commercial Solar Inc. | PSE&G | Accepted | 2020-03-03 | 2020-06-09 | 2021-10-30 | SMA | SB6.0-US | Inverters | 6000 |  | 6 |  |  | 0.976 |  | Outdoor | N/A
NJSTRE1545017777 | NJSRRE1544567383 | Transition Incentive Program | Glendora | 8029 | 14 | 91.6 | Residential | No | Community Solar | Community Solar |  | None | BlueSel Commercial Solar Inc. | PSE&G | Accepted | 2020-03-03 | 2020-06-09 | 2021-10-30 | Jinko | JINKO JKM400M-72H-V | Solar Panels |  | 0.4 | 229 | 216 | 5 |  | Fixed | Roof | N/A
NJSTRE1545017779 | NJSRRE1544905373 | Transition Incentive Program | Summit | 7901 | 10 | 138.6 | Commercial | No | Behind the Meter | Net-metered non-residential rooftop and canopy |  | None | Ameresco | JCP&L | Accepted | 2020-04-30 | 2020-07-06 | 2021-07-06 | JA | JAM72S09 385/PR | Solar Panels |  | 0.385 | 360 | 211 | 10 |  | Fixed | Roof
NJSTRE1545017779 | NJSRRE1544905373 | Transition Incentive Program | Summit | 7901 | 10 | 138.6 | Commercial | No | Behind the Meter | Net-metered non-residential rooftop and canopy |  | None | Ameresco | JCP&L | Accepted | 2020-04-30 | 2020-07-06 | 2021-07-06 | SolarEdge | SE100KUS | Inverters | 100 |  | 1 |  |  | 0.985 |  | Outdoor | N/A
NJSTRE1545017786 | NJSRRE1544905361 | Transition Incentive Program | Hightstown | 8520 | 12 | 9.63 | Commercial | No | Behind the Meter | Net-metered non-residential rooftop and canopy |  | None | Ameresco | JCP&L | Accepted | 2020-04-30 | 2020-07-06 | 2021-07-06 | SolarEdge | SE9KUS | Inverters | 9 |  | 1 |  |  | 0.965 |  | Outdoor | N/A
NJSTRE1545017786 | NJSRRE1544905361 | Transition Incentive Program | Hightstown | 8520 | 12 | 9.63 | Commercial | No | Behind the Meter | Net-metered non-residential rooftop and canopy |  | None | Ameresco | JCP&L | Accepted | 2020-04-30 | 2020-07-06 | 2021-07-06 | JA | JAM72S09 385/PR | Solar Panels |  | 0.385 | 25 | 123 | 15.5 |  | Fixed | Roof
NJSTRE1545017787 | NJSRRE1544845559 | Transition Incentive Program | Edison Twp | 8820 | 11 | 10.88 | Residential | Yes | Behind the Meter | Net-metered residential rooftop and canopy |  | None | PisiGen Nj LLC | PSE&G | Accepted | 2020-05-22 23:20 | 2020-05-28 | 2021-10-30 | Silfab | SIL-320 BL | Solar Panels |  | 0.32 | 34 | 176 | 35 |  | Fixed | Roof
NJSTRE1545017787 | NJSRRE1544845559 | Transition Incentive Program | Edison Twp | 8820 | 11 | 10.88 | Residential | Yes | Behind the Meter | Net-metered residential rooftop and canopy |  | None | PisiGen Nj LLC | PSE&G | Accepted | 2020-05-22 23:20 | 2020-05-28 | 2021-10-30 | SolarEdge | SE7600H-US | Inverters | 7600 |  | 1 |  |  | 0.99 |  | Outside | within ten feet of meter
NJSTRE1545017788 | NJSRRE1544905396 | Transition Incentive Program | Little Silver | 7739 | 17 | 17.33 | Commercial | No | Behind the Meter | Net-metered non-residential rooftop and canopy |  | None | Ameresco | JCP&L | Accepted | 2020-04-30 | 2020-07-06 | 2021-07-06 | SolarEdge | SE14.4KUS | Inverters | 14.4 |  | 1 |  |  | 0.675 |  | Outdoor | N/A
NJSTRE1545017788 | NJSRRE1544905396 | Transition Incentive Program | Little Silver | 7739 | 17 | 17.33 | Commercial | No | Behind the Meter | Net-metered non-residential rooftop and canopy |  | None | Ameresco | JCP&L | Accepted | 2020-04-30 | 2020-07-06 | 2021-07-06 | JA | JAM72S09 385/PR | Solar Panels |  | 0.385 | 45 | 228 | 10 |  | Fixed | Roof
NJSTRE1545017789 | NJSRRE1544567417 | Transition Incentive Program | Glendora | 8029 | 14 | 84 | Residential | No | Community Solar | Community Solar |  | None | BlueSel Commercial Solar Inc. | PSE&G | Accepted | 2020-03-03 | 2020-06-09 | 2021-10-30 | Jinko | JINKO JKM400M-72H-V | Solar Panels |  | 0.4 | 210 | 216 | 5 |  | Fixed | Roof | N/A
NJSTRE1545017789 | NJSRRE1544567417 | Transition Incentive Program | Glendora | 8029 | 14 | 84 | Residential | No | Community Solar | Community Solar |  | None | BlueSel Commercial Solar Inc. | PSE&G | Accepted | 2020-03-03 | 2020-06-09 | 2021-10-30 | SMA | SB7.7-US | Inverters | 7680 |  | 2 |  |  | 0.972 |  | Outdoor | N/A
NJSTRE1545017789 | NJSRRE1544567417 | Transition Incentive Program | Glendora | 8029 | 14 | 84 | Residential | No | Community Solar | Community Solar |  | None | BlueSel Commercial Solar Inc. | PSE&G | Accepted | 2020-03-03 | 2020-06-09 | 2021-10-30 | SMA | SB6.0-US | Inverters | 6000 |  | 8 |  |  | 0.976 |  | Outdoor | N/A
NJSTRE1545017794 | NJSRRE1544905382 | Transition Incentive Program | East Brunswick Twp | 8816 | 11 | 34.65 | Commercial | No | Behind the Meter | Net-metered non-residential rooftop and canopy |  | None | Ameresco | PSE&G | Accepted | 2020-04-30 | 2020-07-06 | 2021-07-06 | JA | JAM72S09 385/PR | Solar Panels |  | 0.385 | 90 | 172 | 10 |  | Fixed | Roof
NJSTRE1545017794 | NJSRRE1544905382 | Transition Incentive Program | East Brunswick Twp | 8816 | 11 | 34.65 | Commercial | No | Behind the Meter | Net-metered non-residential rooftop and canopy |  | None | Ameresco | PSE&G | Accepted | 2020-04-30 | 2020-07-06 | 2021-07-06 | SolarEdge | SE14.4KUS | Inverters | 14.4 |  | 2 |  |  | 0.975 |  | Outdoor | N/A
NJSTRE1545017800 | NJSRRE1544567156 | Transition Incentive Program | West Berlin | 8091 | 14 | 5.12 | Residential | Yes | Behind the Meter | Net-metered residential rooftop and canopy |  | None | Skyline Solar, LLC | AC Electric | Accepted | 2020-05-22 23:18 | 2020-05-28 | 2021-05-28 | SolarEdge | SE3800H-US | Inverters | 3800 |  | 1 |  |  | 0.99 |  | Outside | within ten feet of meter
NJSTRE1545017800 | NJSRRE1544567156 | Transition Incentive Program | West Berlin | 8091 | 14 | 5.12 | Residential | Yes | Behind the Meter | Net-metered residential rooftop and canopy |  | None | Skyline Solar, LLC | AC Electric | Accepted | 2020-05-22 23:18 | 2020-05-28 | 2021-05-28 | Hanwha Q-Cells | Q.PEAK DUO-G5 320 | Solar Panels |  | 0.32 | 16 | 199 | 26 |  | Fixed | Roof
NJSTRE1545017803 | NJSRRE1544905387 | Transition Incentive Program | Parsippany | 7054 | 3 | 21.18 | Commercial | No | Behind the Meter | Net-metered non-residential rooftop and canopy |  | None | Ameresco | JCP&L | Accepted | 2020-04-30 | 2020-07-06 | 2021-07-06 | SolarEdge | SE9KUS | Inverters | 9 |  | 2 |  |  | 0.965 |  | Outdoor | N/A
NJSTRE1545017803 | NJSRRE1544905387 | Transition Incentive Program | Parsippany | 7054 | 3 | 21.18 | Commercial | No | Behind the Meter | Net-metered non-residential rooftop and canopy |  | None | Ameresco | JCP&L | Accepted | 2020-04-30 | 2020-07-06 | 2021-07-06 | JA | JAM72S09 385/PR | Solar Panels |  | 0.385 | 55 | 95/186 | 10 |  | Fixed | Roof
NJSTRE1545017804 | NJSRRE1544894039 | Transition Incentive Program | Collingswood | 8107 | 14 | 6.1 | Residential | Yes | Behind the Meter | Net-metered residential rooftop and canopy |  | None | Sunrun Installation Services, Inc. | PSE&G | Accepted | 2020-05-27 13:43 | 2020-05-27 | 2021-05-27 | Delta Electronics | M5-TL-US | Inverters | 5000 |  | 1 |  |  | 0.96 |  | Outdoor | Next To Meter
NJSTRE1545017804 | NJSRRE1544894039 | Transition Incentive Program | Collingswood | 8107 | 14 | 6.1 | Residential | Yes | Behind the Meter | Net-metered residential rooftop and canopy |  | None | Sunrun Installation Services, Inc. | PSE&G | Accepted | 2020-05-27 13:43 | 2020-05-27 | 2021-05-27 | LONGi Green Energy Technology Co Ltd | LR6-60HPB-305M | Solar Panels |  | 0.305 | 20 | 173 | 34 |  | Fixed | Roof
NJSTRE1545017807 | NJSRRE1544905392 | Transition Incentive Program | Pompton Lakes | 7442 | 6 | 14.63 | Commercial | No | Behind the Meter | Net-metered non-residential rooftop and canopy |  | None | Ameresco | JCP&L | Accepted | 2020-04-30 | 2020-07-06 | 2021-07-06 | SolarEdge | SE14.4KUS | Inverters | 14.4 |  | 1 |  |  | 0.975 |  | Outdoor | N/A
NJSTRE1545017807 | NJSRRE1544905392 | Transition Incentive Program | Pompton Lakes | 7442 | 6 | 14.63 | Commercial | No | Behind the Meter | Net-metered non-residential rooftop and canopy |  | None | Ameresco | JCP&L | Accepted | 2020-04-30 | 2020-07-06 | 2021-07-06 | JA | JAM72S09 385/PR | Solar Panels |  | 0.385 | 38 | 188 | 10 |  | Fixed | Roof
NJSTRE1545017808 | NJSRRE1544567235 | Transition Incentive Program | Glendora | 8029 | 14 | 42.8 | Residential | No | Community Solar | Community Solar |  | None | BlueSel Commercial Solar Inc. | PSE&G | Accepted | 2020-03-03 | 2020-06-09 | 2021-10-30 | SMA | SB7.7-US | Inverters | 7680 |  | 4 |  |  | 0.972 |  | Outdoor | N/A
NJSTRE1545017808 | NJSRRE1544567235 | Transition Incentive Program | Glendora | 8029 | 14 | 42.8 | Residential | No | Community Solar | Community Solar |  | None | BlueSel Commercial Solar Inc. | PSE&G | Accepted | 2020-03-03 | 2020-06-09 | 2021-10-30 | Jinko | JINKO JKM400M-72H-V | Solar Panels |  | 0.4 | 107 | 216 | 5 |  | Fixed | Roof
NJSTRE1545018148 | NJSRRE1544905393 | Transition Incentive Program | Middletown | 7748 | 17 | 25.03 | Commercial | No | Behind the Meter | Net-metered non-residential rooftop and canopy |  | None | Ameresco | JCP&L | Accepted | 2020-04-30 | 2020-07-06 | 2021-07-06 | SolarEdge | SE9KUS | Inverters | 9 |  | 2 |  |  | 0.965 |  | Outdoor | N/A
NJSTRE1545018148 | NJSRRE1544905393 | Transition Incentive Program | Middletown | 7748 | 17 | 25.03 | Commercial | No | Behind the Meter | Net-metered non-residential rooftop and canopy |  | None | Ameresco | JCP&L | Accepted | 2020-04-30 | 2020-07-06 | 2021-07-06 | JA | JAM72S09 385/PR | Solar Panels |  | 0.385 | 65 | 153/244 | 30 |  | Fixed | Roof
NJSTRE1545018157 | NJSRRE1544868135 | Transition Incentive Program | Browns Mills | 8015 | 13 | 9.36 | Residential | No | Behind the Meter | Net-metered residential rooftop and canopy |  | JCPL | self install | JCP&L | Accepted | 2020-05-22 23:19 | 2020-05-26 | 2021-05-26 | Astronergy | CHSM6610P | Solar Panels |  | 0.26 | 36 | 180 | 41 |  | Fixed | Roof
NJSTRE1545018157 | NJSRRE1544868135 | Transition Incentive Program | Browns Mills | 8015 | 13 | 9.36 | Residential | No | Behind the Meter | Net-metered residential rooftop and canopy |  | JCPL | self install | JCP&L | Accepted | 2020-05-22 23:19 | 2020-05-26 | 2021-05-26 | SOLAR EDGE | SE11400A-US-U | Inverters | 12000 |  | 1 |  |  | 0.98 |  | Outdoor | ROOF
NJSTRE1545018240 | NJSRRE1544867073 | Transition Incentive Program | Bellmawr | 8031 | 14 | 4968.8 | Government Facility | Yes | Behind the Meter | Net-metered non-residential rooftop and canopy |  | None | Miller Bros. | PSE&G | Accepted | 2020-04-23 | 2020-04-28 | 2021-10-30 | LG | LG415N2W-V5 | Solar Panels |  | 0.415 | 5241 | 90, 180 | 7 |  | Fixed | Parking Lot
NJSTRE1545018240 | NJSRRE1544867073 | Transition Incentive Program | Bellmawr | 8031 | 14 | 4968.8 | Government Facility | Yes | Behind the Meter | Net-metered non-residential rooftop and canopy |  | None | Miller Bros. | PSE&G | Accepted | 2020-04-23 | 2020-04-28 | 2021-10-30 | LG | LG415N2W-V5 | Solar Panels |  | 0.415 | 6732 | 180 | 10 |  | Fixed | Roof
NJSTRE1545018240 | NJSRRE1544867073 | Transition Incentive Program | Bellmawr | 8031 | 14 | 4968.8 | Government Facility | Yes | Behind the Meter | Net-metered non-residential rooftop and canopy |  | None | Miller Bros. | PSE&G | Accepted | 2020-04-23 | 2020-04-28 | 2021-10-30 | Chint | SCA60KTL-DO/US-480 | Inverters | 60000 |  | 64 |  |  | 0.988 |  | Outdoor | Roof, carport canopies
NJSTRE1545018248 | NJSRRE1544906707 | Transition Incentive Program | Berlin | 8009 | 14 | 6.7 | Residential | Yes | Behind the Meter | Net-metered residential rooftop and canopy |  | None | Vision Solar LLC | AC Electric | Accepted | 2020-04-28 | 2020-09-21 | 2021-10-30 | lg solar | lg335n1k-v5 | Solar Panels |  | 0.335 | 7 | 266 | 18 |  | Fixed | Roof
NJSTRE1545018248 | NJSRRE1544906707 | Transition Incentive Program | Berlin | 8009 | 14 | 6.7 | Residential | Yes | Behind the Meter | Net-metered residential rooftop and canopy |  | None | Vision Solar LLC | AC Electric | Accepted | 2020-04-28 | 2020-09-21 | 2021-10-30 | lg solar | lg335n1k-v5 | Solar Panels |  | 0.335 | 13 | 86 | 18 |  | Fixed | Roof
NJSTRE1545018248 | NJSRRE1544906707 | Transition Incentive Program | Berlin | 8009 | 14 | 6.7 | Residential | Yes | Behind the Meter | Net-metered residential rooftop and canopy |  | None | Vision Solar LLC | AC Electric | Accepted | 2020-04-28 | 2020-09-21 | 2021-10-30 | enphase | iq7-60-2-us | Inverters | 0.25 |  | 20 |  |  | 0.96 |  | Other | behind panels
NJSTRE1545018249 | NJSRRE1544852232 | Transition Incentive Program | South Brunswick | 8810 | 11 | 7.37 | Residential | No | Behind the Meter | Net-metered residential rooftop and canopy |  | None | Public Service Solar | PSE&G | Accepted | 2020-04-16 | 2020-04-28 | 2021-10-30 | LG | N1K-V5 | Solar Panels |  | 0.335 | 5 | 148 | 45 |  | Fixed | Roof
NJSTRE1545018249 | NJSRRE1544852232 | Transition Incentive Program | South Brunswick | 8810 | 11 | 7.37 | Residential | No | Behind the Meter | Net-metered residential rooftop and canopy |  | None | Public Service Solar | PSE&G | Accepted | 2020-04-16 | 2020-04-28 | 2021-10-30 | LG | N1K-V5 | Solar Panels |  | 0.335 | 5 | 58 | 37 |  | Fixed | Roof
NJSTRE1545018249 | NJSRRE1544852232 | Transition Incentive Program | South Brunswick | 8810 | 11 | 7.37 | Residential | No | Behind the Meter | Net-metered residential rooftop and canopy |  | None | Public Service Solar | PSE&G | Accepted | 2020-04-16 | 2020-04-28 | 2021-10-30 | LG | N1K-V5 | Solar Panels |  | 0.335 | 12 | 237 | 37 |  | Fixed | Roof
NJSTRE1545018249 | NJSRRE1544852232 | Transition Incentive Program | South Brunswick | 8810 | 11 | 7.37 | Residential | No | Behind the Meter | Net-metered residential rooftop and canopy |  | None | Public Service Solar | PSE&G | Accepted | 2020-04-16 | 2020-04-28 | 2021-10-30 | Enphase | IQ7+ | Inverters | 0.29 |  | 22 |  |  | 0.96 |  | Outside | Under panels
NJSTRE1545018250 | NJSRRE1544905403 | Transition Incentive Program | Mahwah | 7430 | 7 | 21.18 | Commercial | No | Behind the Meter | Net-metered non-residential rooftop and canopy |  | None | Ameresco | Orange Rockland Electric | Accepted | 2020-04-30 | 2020-07-06 | 2021-07-06 | JA | JAM72S09 385/PR | Solar Panels |  | 0.385 | 55 | 83/176/264 | 18.4 |  | Fixed | Roof
NJSTRE1545018250 | NJSRRE1544905403 | Transition Incentive Program | Mahwah | 7430 | 7 | 21.18 | Commercial | No | Behind the Meter | Net-metered non-residential rooftop and canopy |  | None | Ameresco | Orange Rockland Electric | Accepted | 2020-04-30 | 2020-07-06 | 2021-07-06 | SolarEdge | SE9KUS | Inverters | 9 |  | 2 |  |  | 0.965 |  | Outdoor | N/A
NJSTRE1545018253 | NJSRRE1544903624 | Transition Incentive Program | Ewing | 8638 | 12 | 3.84 | Residential | Yes | Behind the Meter | Net-metered residential rooftop and canopy |  | None | Steve Whitman LLC | PSE&G | Accepted | 2020-05-22 23:19 | 2020-05-28 | 2021-05-28 | Hanwha Q-Cells | Q.PEAK DUO-G5 320 | Solar Panels |  | 0.32 | 12 | 128 | 41 |  | Fixed | Roof
NJSTRE1545018253 | NJSRRE1544903624 | Transition Incentive Program | Ewing | 8638 | 12 | 3.84 | Residential | Yes | Behind the Meter | Net-metered residential rooftop and canopy |  | None | Steve Whitman LLC | PSE&G | Accepted | 2020-05-22 23:19 | 2020-05-28 | 2021-05-28 | SolarEdge | SE3800H-US | Inverters | 3800 |  | 1 |  |  | 0.99 |  | Outside | within ten feet of meter
NJSTRE1545018255 | NJSRRE1544905399 | Transition Incentive Program | FRANKLIN PARK | 8823 | 5 | 9.92 | Residential | Yes | Behind the Meter | Net-metered residential rooftop and canopy |  | None | Vivint Solar Developer, LLC | PSE&G | Accepted | 2020-06-11 10:50 | 2020-06-11 | 2021-10-30 | JINKO SOLAR | JKM320M-60HBL | Solar Panels |  | 0.32 | 14 | 297 | 18 |  | Fixed | Roof
NJSTRE1545018255 | NJSRRE1544905399 | Transition Incentive Program | FRANKLIN PARK | 8823 | 5 | 9.92 | Residential | Yes | Behind the Meter | Net-metered residential rooftop and canopy |  | None | Vivint Solar Developer, LLC | PSE&G | Accepted | 2020-06-11 10:50 | 2020-06-11 | 2021-10-30 | JINKO SOLAR | JKM320M-60HBL | Solar Panels |  | 0.32 | 5 | 207 | 19 |  | Fixed | Roof
NJSTRE1545018255 | NJSRRE1544905399 | Transition Incentive Program | FRANKLIN PARK | 8823 | 5 | 9.92 | Residential | Yes | Behind the Meter | Net-metered residential rooftop and canopy |  | None | Vivint Solar Developer, LLC | PSE&G | Accepted | 2020-06-11 10:50 | 2020-06-11 | 2021-10-30 | JINKO SOLAR | JKM320M-60HBL | Solar Panels |  | 0.32 | 12 | 297 | 18 |  | Fixed | Roof
NJSTRE1545018255 | NJSRRE1544905399 | Transition Incentive Program | FRANKLIN PARK | 8823 | 5 | 9.92 | Residential | Yes | Behind the Meter | Net-metered residential rooftop and canopy |  | None | Vivint Solar Developer, LLC | PSE&G | Accepted | 2020-06-11 10:50 | 2020-06-11 | 2021-10-30 | Solar Edge | SE7600H-US | Inverters | 7600 |  | 1 |  |  | 0.992 |  | Outdoor | Near the Utility Meter
NJSTRE1545018257 | NJSRRE1544905388 | Transition Incentive Program | Holmdel | 7733 | 17 | 16.56 | Commercial | No | Behind the Meter | Net-metered non-residential rooftop and canopy |  | None | Ameresco | JCP&L | Accepted | 2020-04-30 | 2020-07-06 | 2021-07-06 | SolarEdge | SE14.4KUS | Inverters | 14.4 |  | 2 |  |  | 0.975 |  | Outdoor | N/A
NJSTRE1545018257 | NJSRRE1544905388 | Transition Incentive Program | Holmdel | 7733 | 17 | 16.56 | Commercial | No | Behind the Meter | Net-metered non-residential rooftop and canopy |  | None | Ameresco | JCP&L | Accepted | 2020-04-30 | 2020-07-06 | 2021-07-06 | JA | JAM72S09 385/PR | Solar Panels |  | 0.385 | 43 | 174 | 10 |  | Fixed | Roof
NJSTRE1545018260 | NJSRRE1544905383 | Transition Incentive Program | Nutley Town | 7110 | 9 | 30.42 | Commercial | No | Behind the Meter | Net-metered non-residential rooftop and canopy |  | None | Ameresco | PSE&G | Accepted | 2020-04-30 | 2020-07-06 | 2021-07-06 | SolarEdge | SE14.4KUS | Inverters | 14.4 |  | 2 |  |  | 0.975 |  | Outdoor | N/A
NJSTRE1545018260 | NJSRRE1544905383 | Transition Incentive Program | Nutley Town | 7110 | 9 | 30.42 | Commercial | No | Behind the Meter | Net-metered non-residential rooftop and canopy |  | None | Ameresco | PSE&G | Accepted | 2020-04-30 | 2020-07-06 | 2021-07-06 | JA | JAM72S09 385/PR | Solar Panels |  | 0.385 | 79 | 208 | 10 |  | Fixed | Roof
NJSTRE1545018267 | NJSRRE1544906722 | Transition Incentive Program | Englishtown | 7726 | 17 | 9.76 | Residential | Yes | Behind the Meter | Net-metered residential rooftop and canopy |  | None | Sunrun Installation Services, Inc. | JCP&L | Accepted | 2020-05-27 13:27 | 2020-05-28 | 2021-10-30 | Delta Electronics | M8-TL-US | Inverters | 8000 |  | 1 |  |  | 0.96 |  | Outdoor | Next To Meter
NJSTRE1545018267 | NJSRRE1544906722 | Transition Incentive Program | Englishtown | 7726 | 17 | 9.76 | Residential | Yes | Behind the Meter | Net-metered residential rooftop and canopy |  | None | Sunrun Installation Services, Inc. | JCP&L | Accepted | 2020-05-27 13:27 | 2020-05-28 | 2021-10-30 | LONGi Green Energy Technology Co Ltd | LR6-60HPB-305M | Solar Panels |  | 0.305 | 19 | 92 | 18 |  | Fixed | Roof
NJSTRE1545018267 | NJSRRE1544906722 | Transition Incentive Program | Englishtown | 7726 | 17 | 9.76 | Residential | Yes | Behind the Meter | Net-metered residential rooftop and canopy |  | None | Sunrun Installation Services, Inc. | JCP&L | Accepted | 2020-05-27 13:27 | 2020-05-28 | 2021-10-30 | LONGi Green Energy Technology Co Ltd | LR6-60HPB-305M | Solar Panels |  | 0.305 | 13 | 272 | 18 |  | Fixed | Roof
NJSTRE1545018268 | NJSRRE1544567409 | Transition Incentive Program | Glendora | 8029 | 14 | 33.6 | Residential | No | Community Solar | Community Solar |  | None | BlueSel Commercial Solar Inc. | PSE&G | Accepted | 2020-03-03 | 2020-06-09 | 2021-10-30 | SMA | SB6.0-US | Inverters | 6000 |  | 2 |  |  | 0.976 |  | Outdoor | N/A
NJSTRE1545018268 | NJSRRE1544567409 | Transition Incentive Program | Glendora | 8029 | 14 | 33.6 | Residential | No | Community Solar | Community Solar |  | None | BlueSel Commercial Solar Inc. | PSE&G | Accepted | 2020-03-03 | 2020-06-09 | 2021-10-30 | SMA | SB7.7-US | Inverters | 7680 |  | 2 |  |  | 0.972 |  | Outdoor | N/A
NJSTRE1545018268 | NJSRRE1544567409 | Transition Incentive Program | Glendora | 8029 | 14 | 33.6 | Residential | No | Community Solar | Community Solar |  | None | BlueSel Commercial Solar Inc. | PSE&G | Accepted | 2020-03-03 | 2020-06-09 | 2021-10-30 | Jinko | JINKO JKM400M-72H-V | Solar Panels |  | 0.4 | 84 | 216 | 5 |  | Fixed | Roof | N/A
NJSTRE1545018276 | NJSRRE1544905503 | Transition Incentive Program | Monmouth Beach | 7750 | 17 | 21.56 | Commercial | No | Behind the Meter | Net-metered non-residential rooftop and canopy |  | None | Ameresco | JCP&L | Accepted | 2020-04-29 | 2020-07-06 | 2021-07-06 | SolarEdge | SE9KUS | Inverters | 9 |  | 2 |  |  | 0.965 |  | Outdoor | N/A
NJSTRE1545018276 | NJSRRE1544905503 | Transition Incentive Program | Monmouth Beach | 7750 | 17 | 21.56 | Commercial | No | Behind the Meter | Net-metered non-residential rooftop and canopy |  | None | Ameresco | JCP&L | Accepted | 2020-04-29 | 2020-07-06 | 2021-07-06 | JA | JAM72S09 385/PR | Solar Panels |  | 0.385 | 56 | 75/255 | 26 |  | Fixed | Roof
NJSTRE1545018278 | NJSRRE1544905353 | Transition Incentive Program | Springfield | 7081 | 10 | 22.33 | Commercial | No | Behind the Meter | Net-metered non-residential rooftop and canopy |  | None | Ameresco | PSE&G | Accepted | 2020-04-30 | 2020-07-06 | 2021-07-06 | SolarEdge | SE9KUS | Inverters | 9 |  | 2 |  |  | 0.965 |  | Outdoor | N/A
NJSTRE1545018278 | NJSRRE1544905353 | Transition Incentive Program | Springfield | 7081 | 10 | 22.33 | Commercial | No | Behind the Meter | Net-metered non-residential rooftop and canopy |  | None | Ameresco | PSE&G | Accepted | 2020-04-30 | 2020-07-06 | 2021-07-06 | JA | JAM72S09 385/PR | Solar Panels |  | 0.385 | 58 | 128 | 22 |  | Fixed | Roof
NJSTRE1545018281 | NJSRRE1544905375 | Transition Incentive Program | Clifton City | 7011 | 6 | 33.5 | Commercial | No | Behind the Meter | Net-metered non-residential rooftop and canopy |  | None | Ameresco | PSE&G | Accepted | 2020-04-30 | 2020-07-06 | 2021-07-06 | SolarEdge | SE14.4KUS | Inverters | 14.4 |  | 2 |  |  | 0.975 |  | Outdoor | N/A
NJSTRE1545018281 | NJSRRE1544905375 | Transition Incentive Program | Clifton City | 7011 | 6 | 33.5 | Commercial | No | Behind the Meter | Net-metered non-residential rooftop and canopy |  | None | Ameresco | PSE&G | Accepted | 2020-04-30 | 2020-07-06 | 2021-07-06 | JA | JAM72S09 385/PR | Solar Panels |  | 0.385 | 87 | 164 | 10 |  | Fixed | Roof
NJSTRE1545018284 | NJSRRE1544906664 | Transition Incentive Program | Plainsboro Township | 8536 | 11 | 1068.76 | School Public K-12 | No | Behind the Meter | Net-metered non-residential rooftop and canopy |  | None | Pfister Energy, Inc. | PSE&G | Accepted | 2020-05-22 23:17 | 2020-05-26 | 2021-05-26 | Solar Edge | SE100K-US | Inverters | 100 |  | 8 |  |  | 0.985 |  | Outdoor | Rooftop
NJSTRE1545018284 | NJSRRE1544906664 | Transition Incentive Program | Plainsboro Township | 8536 | 11 | 1068.76 | School Public K-12 | No | Behind the Meter | Net-metered non-residential rooftop and canopy |  | None | Pfister Energy, Inc. | PSE&G | Accepted | 2020-05-22 23:17 | 2020-05-26 | 2021-05-26 | Phono Solar | PS385M-24/TH | Solar Panels |  | 0.385 | 2776 | 196 | 5 |  | Single Axis | Roof
NJSTRE1545018288 | NJSRRE1544567399 | Transition Incentive Program | Glendora | 8029 | 14 | 49.6 | Residential | No | Community Solar | Community Solar |  | None | BlueSel Commercial Solar Inc. | PSE&G | Accepted | 2020-03-03 | 2020-06-09 | 2021-10-30 | SMA | SB7.7-US | Inverters | 7680 |  | 4 |  |  | 0.972 |  | Outdoor | N/A
NJSTRE1545018288 | NJSRRE1544567399 | Transition Incentive Program | Glendora | 8029 | 14 | 49.6 | Residential | No | Community Solar | Community Solar |  | None | BlueSel Commercial Solar Inc. | PSE&G | Accepted | 2020-03-03 | 2020-06-09 | 2021-10-30 | Jinko | JINKO JKM400M-72H-V | Solar Panels |  | 0.4 | 124 | 216 | 5 |  | Fixed | Roof | N/A
NJSTRE1545018288 | NJSRRE1544567399 | Transition Incentive Program | Glendora | 8029 | 14 | 49.6 | Residential | No | Community Solar | Community Solar |  | None | BlueSel Commercial Solar Inc. | PSE&G | Accepted | 2020-03-03 | 2020-06-09 | 2021-10-30 | SMA | SB6.0-US | Inverters | 6000 |  | 1 |  |  | 0.976 |  | Outdoor | N/A
NJSTRE1545018289 | NJSRRE1544905368 | Transition Incentive Program | North Brunswick Township | 8902 | 11 | 28.49 | Commercial | No | Behind the Meter | Net-metered non-residential rooftop and canopy |  | None | Ameresco | PSE&G | Accepted | 2020-04-30 | 2020-07-06 | 2021-07-06 | JA | JAM72S09 385/PR | Solar Panels |  | 0.385 | 74 | 225/134/314 | 28 |  | Fixed | Roof
NJSTRE1545018289 | NJSRRE1544905368 | Transition Incentive Program | North Brunswick Township | 8902 | 11 | 28.49 | Commercial | No | Behind the Meter | Net-metered non-residential rooftop and canopy |  | None | Ameresco | PSE&G | Accepted | 2020-04-30 | 2020-07-06 | 2021-07-06 | SolarEdge | SE14.4KUS | Inverters | 14.4 |  | 1 |  |  | 0.975 |  | Outdoor | N/A
NJSTRE1545018290 | NJSRRE1544820420 | Transition Incentive Program | Jackson | 8527 | 18 | 8.75 | Residential | No | Behind the Meter | Net-metered residential rooftop and canopy |  | None | Public Service Solar | JCP&L | Accepted | 2020-04-10 | 2020-04-23 | 2021-10-30 | LG | N1C-V5 | Solar Panels |  | 0.35 | 3 | 200 | 34 |  | Fixed | Roof
NJSTRE1545018290 | NJSRRE1544820420 | Transition Incentive Program | Jackson | 8527 | 18 | 8.75 | Residential | No | Behind the Meter | Net-metered residential rooftop and canopy |  | None | Public Service Solar | JCP&L | Accepted | 2020-04-10 | 2020-04-23 | 2021-10-30 | LG | N1C-V5 | Solar Panels |  | 0.35 | 8 | 198 | 23 |  | Fixed | Roof
NJSTRE1545018290 | NJSRRE1544820420 | Transition Incentive Program | Jackson | 8527 | 18 | 8.75 | Residential | No | Behind the Meter | Net-metered residential rooftop and canopy |  | None | Public Service Solar | JCP&L | Accepted | 2020-04-10 | 2020-04-23 | 2021-10-30 | LG | N1C-V5 | Solar Panels |  | 0.35 | 14 | 199 | 34 |  | Fixed | Roof
NJSTRE1545018290 | NJSRRE1544820420 | Transition Incentive Program | Jackson | 8527 | 18 | 8.75 | Residential | No | Behind the Meter | Net-metered residential rooftop and canopy |  | None | Public Service Solar | JCP&L | Accepted | 2020-04-10 | 2020-04-23 | 2021-10-30 | Enphase | IQ7+ | Inverters | 0.29 |  | 25 |  |  | 0.96 |  | Outside | Under panels
NJSTRE1545018297 | NJSRRE1544905395 | Transition Incentive Program | Closter | 7624 | 7 | 10.01 | Commercial | No | Behind the Meter | Net-metered non-residential rooftop and canopy |  | None | Ameresco | Orange Rockland Electric | Accepted | 2020-04-30 | 2020-07-06 | 2021-07-06 | SolarEdge | SE9KUS | Inverters | 9 |  | 1 |  |  | 0.965 |  | Outdoor | N/A
NJSTRE1545018297 | NJSRRE1544905395 | Transition Incentive Program | Closter | 7624 | 7 | 10.01 | Commercial | No | Behind the Meter | Net-metered non-residential rooftop and canopy |  | None | Ameresco | Orange Rockland Electric | Accepted | 2020-04-30 | 2020-07-06 | 2021-07-06 | JA | JAM72S09 385/PR | Solar Panels |  | 0.385 | 26 | 207 | 10 |  | Fixed | Roof
NJSTRE1545018303 | NJSRRE1544567199 | Transition Incentive Program | Glendora | 8029 | 14 | 66 | Residential | No | Community Solar | Community Solar |  | None | BlueSel Commercial Solar Inc. | PSE&G | Accepted | 2020-03-03 | 2020-06-09 | 2021-10-30 | Jinko | JKM400M-72H-V | Solar Panels |  | 0.4 | 95 | 216 | 5 |  | Fixed | Roof
NJSTRE1545018303 | NJSRRE1544567199 | Transition Incentive Program | Glendora | 8029 | 14 | 66 | Residential | No | Community Solar | Community Solar |  | None | BlueSel Commercial Solar Inc. | PSE&G | Accepted | 2020-03-03 | 2020-06-09 | 2021-10-30 | Jinko | JKM400M-72H-V | Solar Panels |  | 0.4 | 70 | 174 | 5 |  | Fixed | Roof | N/A
NJSTRE1545018303 | NJSRRE1544567199 | Transition Incentive Program | Glendora | 8029 | 14 | 66 | Residential | No | Community Solar | Community Solar |  | None | BlueSel Commercial Solar Inc. | PSE&G | Accepted | 2020-03-03 | 2020-06-09 | 2021-10-30 | SMA | SB6.0-US | Inverters | 6000 |  | 1 |  |  | 0.976 |  | Outdoor | N/A
NJSTRE1545018303 | NJSRRE1544567199 | Transition Incentive Program | Glendora | 8029 | 14 | 66 | Residential | No | Community Solar | Community Solar |  | None | BlueSel Commercial Solar Inc. | PSE&G | Accepted | 2020-03-03 | 2020-06-09 | 2021-10-30 | SMA | SB7.7-US | Inverters | 7680 |  | 6 |  |  | 0.972 |  | Outdoor | N/A
NJSTRE1545018311 | NJSRRE1544906732 | Transition Incentive Program | Hamilton | 8629 | 12 | 7.04 | Residential | Yes | Behind the Meter | Net-metered residential rooftop and canopy |  | None | Steve Whitman LLC | PSE&G | Accepted | 2020-05-22 23:20 | 2020-05-28 | 2021-05-28 | SolarEdge | SE5000H-US | Inverters | 5000 |  | 1 |  |  | 0.99 |  | Outside | within ten feet of meter
NJSTRE1545018311 | NJSRRE1544906732 | Transition Incentive Program | Hamilton | 8629 | 12 | 7.04 | Residential | Yes | Behind the Meter | Net-metered residential rooftop and canopy |  | None | Steve Whitman LLC | PSE&G | Accepted | 2020-05-22 23:20 | 2020-05-28 | 2021-05-28 | Hanwha Q-Cells | Q.PEAK DUO-G5 320 | Solar Panels |  | 0.32 | 22 | 161,251,71 | 27 |  | Fixed | Roof
NJSTRE1545018313 | NJSRRE1544926856 | Transition Incentive Program | Mickleton | 8056 | 15 | 13 | Residential | Yes | Behind the Meter | Net-metered residential rooftop and canopy |  | None | Vivint Solar Developer, LLC | AC Electric | Accepted | 2020-06-11 09:43 | 2020-06-11 | 2021-06-11 | Trina Solar | TSM-260 PD05.08 | Solar Panels |  | 0.26 | 9 | 136 | 26 |  | Fixed | Roof
NJSTRE1545018313 | NJSRRE1544926856 | Transition Incentive Program | Mickleton | 8056 | 15 | 13 | Residential | Yes | Behind the Meter | Net-metered residential rooftop and canopy |  | None | Vivint Solar Developer, LLC | AC Electric | Accepted | 2020-06-11 09:43 | 2020-06-11 | 2021-06-11 | Trina Solar | TSM-260 PD05.08 | Solar Panels |  | 0.26 | 13 | 226 | 33 |  | Fixed | Roof
NJSTRE1545018313 | NJSRRE1544926856 | Transition Incentive Program | Mickleton | 8056 | 15 | 13 | Residential | Yes | Behind the Meter | Net-metered residential rooftop and canopy |  | None | Vivint Solar Developer, LLC | AC Electric | Accepted | 2020-06-11 09:43 | 2020-06-11 | 2021-06-11 | Trina Solar | TSM-260 PD05.08 | Solar Panels |  | 0.26 | 16 | 226 | 33 |  | Fixed | Roof
NJSTRE1545018313 | NJSRRE1544926856 | Transition Incentive Program | Mickleton | 8056 | 15 | 13 | Residential | Yes | Behind the Meter | Net-metered residential rooftop and canopy |  | None | Vivint Solar Developer, LLC | AC Electric | Accepted | 2020-06-11 09:43 | 2020-06-11 | 2021-06-11 | Trina Solar | TSM-260 PD05.08 | Solar Panels |  | 0.26 | 8 | 316 | 26 |  | Fixed | Roof
NJSTRE1545018313 | NJSRRE1544926856 | Transition Incentive Program | Mickleton | 8056 | 15 | 13 | Residential | Yes | Behind the Meter | Net-metered residential rooftop and canopy |  | None | Vivint Solar Developer, LLC | AC Electric | Accepted | 2020-06-11 09:43 | 2020-06-11 | 2021-06-11 | Trina Solar | TSM-260 PD05.08 | Solar Panels |  | 0.26 | 4 | 136 | 33 |  | Fixed | Roof
NJSTRE1545018313 | NJSRRE1544926856 | Transition Incentive Program | Mickleton | 8056 | 15 | 13 | Residential | Yes | Behind the Meter | Net-metered residential rooftop and canopy |  | None | Vivint Solar Developer, LLC | AC Electric | Accepted | 2020-06-11 09:43 | 2020-06-11 | 2021-06-11 | Enphase | M215-60-2LL-S22-IG | Inverters | 0.215 |  | 50 |  |  | 0.96 |  | Other | Underneath each module
NJSTRE1545018314 | NJSRRE1544921942 | Transition Incentive Program | MONROE | 8831 | 11 | 7 | Residential | No | Behind the Meter | Net-metered residential rooftop and canopy |  | None | SEA BRIGHT SOLAR, LLC | JCP&L | Accepted | 2020-05-22 23:18 | 2020-05-28 | 2021-10-30 | SUNPOWER | SPR-350-BLK-AC | Solar Panels |  | 0.35 | 12 | 185 | 19 |  | Fixed | Roof | SOUTH
NJSTRE1545018314 | NJSRRE1544921942 | Transition Incentive Program | MONROE | 8831 | 11 | 7 | Residential | No | Behind the Meter | Net-metered residential rooftop and canopy |  | None | SEA BRIGHT SOLAR, LLC | JCP&L | Accepted | 2020-05-22 23:18 | 2020-05-28 | 2021-10-30 | SUNPOWER | SPR-350-BLK-AC | Inverters | 320 |  | 20 |  |  | 0.96 |  | Outside | BENEATH ARRAY
NJSTRE1545018314 | NJSRRE1544921942 | Transition Incentive Program | MONROE | 8831 | 11 | 7 | Residential | No | Behind the Meter | Net-metered residential rooftop and canopy |  | None | SEA BRIGHT SOLAR, LLC | JCP&L | Accepted | 2020-05-22 23:18 | 2020-05-28 | 2021-10-30 | SUNPOWER | SPR-350-BLK-AC | Solar Panels |  | 0.35 | 8 | 95 | 19 |  | Fixed | Roof | EAST
NJSTRE1545018316 | NJSRRE1544921464 | Transition Incentive Program | Little Falls | 7424 | 6 | 3.64 | Residential | Yes | Behind the Meter | Net-metered residential rooftop and canopy |  | None | Sunrun Installation Services, Inc. | PSE&G | Accepted | 2020-05-27 13:42 | 2020-05-28 | 2021-10-30 | SolarEdge Technologies | SE 3000A-US (240V) | Inverters | 3000 |  | 1 |  |  | 0.96 |  | Outdoor | Next To Meter
NJSTRE1545018316 | NJSRRE1544921464 | Transition Incentive Program | Little Falls | 7424 | 6 | 3.64 | Residential | Yes | Behind the Meter | Net-metered residential rooftop and canopy |  | None | Sunrun Installation Services, Inc. | PSE&G | Accepted | 2020-05-27 13:42 | 2020-05-28 | 2021-10-30 | Hyundai Heavy Industries | HiS-M260RG | Solar Panels |  | 0.26 | 12 | 202 | 32 |  | Fixed | Roof
NJSTRE1545018316 | NJSRRE1544921464 | Transition Incentive Program | Little Falls | 7424 | 6 | 3.64 | Residential | Yes | Behind the Meter | Net-metered residential rooftop and canopy |  | None | Sunrun Installation Services, Inc. | PSE&G | Accepted | 2020-05-27 13:42 | 2020-05-28 | 2021-10-30 | Hyundai Heavy Industries | HiS-M260RG | Solar Panels |  | 0.26 | 2 | 202 | 32 |  | Fixed | Roof
NJSTRE1545018323 | NJSRRE1544906729 | Transition Incentive Program | Camden | 8105 | 14 | 9.05 | Residential | Yes | Behind the Meter | Net-metered residential rooftop and canopy |  | None | Vision Solar LLC | PSE&G | Accepted | 2020-04-28 | 2020-09-22 | 2021-10-30 | lg solar | lg335n1k-v5 | Solar Panels |  | 0.335 | 7 | 121 | 21 |  | Fixed | Roof
NJSTRE1545018323 | NJSRRE1544906729 | Transition Incentive Program | Camden | 8105 | 14 | 9.05 | Residential | Yes | Behind the Meter | Net-metered residential rooftop and canopy |  | None | Vision Solar LLC | PSE&G | Accepted | 2020-04-28 | 2020-09-22 | 2021-10-30 | lg solar | lg335n1k-v5 | Solar Panels |  | 0.335 | 20 | 121 | 30 |  | Fixed | Roof
NJSTRE1545018323 | NJSRRE1544906729 | Transition Incentive Program | Camden | 8105 | 14 | 9.05 | Residential | Yes | Behind the Meter | Net-metered residential rooftop and canopy |  | None | Vision Solar LLC | PSE&G | Accepted | 2020-04-28 | 2020-09-22 | 2021-10-30 | enphase | iq7-60-2-us | Inverters | 0.25 |  | 27 |  |  | 0.96 |  | Other | behind panels
NJSTRE1545018324 | NJSRRE1544926893 | Transition Incentive Program | VOORHEES | 8043 | 14 | 2.52 | Residential | Yes | Behind the Meter | Net-metered residential rooftop and canopy |  | None | Vivint Solar Developer, LLC | AC Electric | Accepted | 2020-06-11 18:29 | 2020-06-12 | 2021-06-12 | HANWHA SOLAR | Q.PEAK BLK-G5 315 | Solar Panels |  | 0.315 | 4 | 161 | 26 |  | Fixed | Roof
NJSTRE1545018324 | NJSRRE1544926893 | Transition Incentive Program | VOORHEES | 8043 | 14 | 2.52 | Residential | Yes | Behind the Meter | Net-metered residential rooftop and canopy |  | None | Vivint Solar Developer, LLC | AC Electric | Accepted | 2020-06-11 18:29 | 2020-06-12 | 2021-06-12 | HANWHA SOLAR | Q.PEAK BLK-G5 315 | Solar Panels |  | 0.315 | 4 | 161 | 26 |  | Fixed | Roof
NJSTRE1545018324 | NJSRRE1544926893 | Transition Incentive Program | VOORHEES | 8043 | 14 | 2.52 | Residential | Yes | Behind the Meter | Net-metered residential rooftop and canopy |  | None | Vivint Solar Developer, LLC | AC Electric | Accepted | 2020-06-11 18:29 | 2020-06-12 | 2021-06-12 | Solar Edge | SE3800H-US | Inverters | 3800 |  | 1 |  |  | 0.992 |  | Outdoor | Near the Utility Meter
NJSTRE1545018325 | NJSRRE1544914547 | Transition Incentive Program | Irvington | 7111 | 9 | 4.69 | Residential | Yes | Behind the Meter | Net-metered residential rooftop and canopy |  | None | Pro Custom Solar dba Momentum Solar | PSE&G | Accepted | 2020-05-22 23:18 | 2020-05-29 | 2021-05-29 | HANWHA | Q.PEAK DUO BLK G6+ 335 | Solar Panels |  | 0.335 | 6 | 110 | 30 |  | Fixed | Roof
NJSTRE1545018325 | NJSRRE1544914547 | Transition Incentive Program | Irvington | 7111 | 9 | 4.69 | Residential | Yes | Behind the Meter | Net-metered residential rooftop and canopy |  | None | Pro Custom Solar dba Momentum Solar | PSE&G | Accepted | 2020-05-22 23:18 | 2020-05-29 | 2021-05-29 | HANWHA | Q.PEAK DUO BLK G6+ 335 | Solar Panels |  | 0.335 | 3 | 201 | 30 |  | Fixed | Roof
NJSTRE1545018325 | NJSRRE1544914547 | Transition Incentive Program | Irvington | 7111 | 9 | 4.69 | Residential | Yes | Behind the Meter | Net-metered residential rooftop and canopy |  | None | Pro Custom Solar dba Momentum Solar | PSE&G | Accepted | 2020-05-22 23:18 | 2020-05-29 | 2021-05-29 | HANWHA | Q.PEAK DUO BLK G6+ 335 | Solar Panels |  | 0.335 | 5 | 291 | 30 |  | Fixed | Roof
NJSTRE1545018325 | NJSRRE1544914547 | Transition Incentive Program | Irvington | 7111 | 9 | 4.69 | Residential | Yes | Behind the Meter | Net-metered residential rooftop and canopy |  | None | Pro Custom Solar dba Momentum Solar | PSE&G | Accepted | 2020-05-22 23:18 | 2020-05-29 | 2021-05-29 | Enphase Energy | IQ7-60-2-US | Inverters | 240 |  | 14 |  |  | 0.97 |  | Outdoor | Roof
NJSTRE1545018329 | NJSRRE1544906753 | Transition Incentive Program | Cherry Hill | 8002 | 14 | 4.03 | Residential | Yes | Behind the Meter | Net-metered residential rooftop and canopy |  | None | Sunrun Installation Services, Inc. | PSE&G | Accepted | 2020-05-27 13:30 | 2020-05-28 | 2021-10-30 | Enphase Energy | IQ7-60-x-US (240V) | Inverters | 240 |  | 13 |  |  | 0.96 |  | Outdoor | Rooftop
NJSTRE1545018329 | NJSRRE1544906753 | Transition Incentive Program | Cherry Hill | 8002 | 14 | 4.03 | Residential | Yes | Behind the Meter | Net-metered residential rooftop and canopy |  | None | Sunrun Installation Services, Inc. | PSE&G | Accepted | 2020-05-27 13:30 | 2020-05-28 | 2021-10-30 | REC Solar | REC310TP2M | Solar Panels |  | 0.31 | 12 | 278 | 9 |  | Fixed | Roof
NJSTRE1545018329 | NJSRRE1544906753 | Transition Incentive Program | Cherry Hill | 8002 | 14 | 4.03 | Residential | Yes | Behind the Meter | Net-metered residential rooftop and canopy |  | None | Sunrun Installation Services, Inc. | PSE&G | Accepted | 2020-05-27 13:30 | 2020-05-28 | 2021-10-30 | REC Solar | REC310TP2M | Solar Panels |  | 0.31 | 1 | 98 | 34 |  | Fixed | Roof
NJSTRE1545018334 | NJSRRE1544916614 | Transition Incentive Program | Edison TWP | 8820 | 11 | 14.03 | Residential | No | Behind the Meter | Net-metered residential rooftop and canopy |  | None | Tesla Energy Operations Inc | PSE&G | Accepted | 2020-04-29 | 2020-09-23 | 2021-10-30 | Tesla | SRV3 | Solar Panels |  | 0.05847 | 58 | 250 | 34 |  | Fixed | Roof
NJSTRE1545018334 | NJSRRE1544916614 | Transition Incentive Program | Edison TWP | 8820 | 11 | 14.03 | Residential | No | Behind the Meter | Net-metered residential rooftop and canopy |  | None | Tesla Energy Operations Inc | PSE&G | Accepted | 2020-04-29 | 2020-09-23 | 2021-10-30 | Tesla | SRV3 | Solar Panels |  | 0.05847 | 9 | 250 | 34 |  | Fixed | Roof
NJSTRE1545018334 | NJSRRE1544916614 | Transition Incentive Program | Edison TWP | 8820 | 11 | 14.03 | Residential | No | Behind the Meter | Net-metered residential rooftop and canopy |  | None | Tesla Energy Operations Inc | PSE&G | Accepted | 2020-04-29 | 2020-09-23 | 2021-10-30 | Tesla | SRV3 | Solar Panels |  | 0.05847 | 27 | 340 | 34 |  | Fixed | Roof
NJSTRE1545018334 | NJSRRE1544916614 | Transition Incentive Program | Edison TWP | 8820 | 11 | 14.03 | Residential | No | Behind the Meter | Net-metered residential rooftop and canopy |  | None | Tesla Energy Operations Inc | PSE&G | Accepted | 2020-04-29 | 2020-09-23 | 2021-10-30 | Tesla | SRV3 | Solar Panels |  | 0.05847 | 51 | 160 | 34 |  | Fixed | Roof
NJSTRE1545018334 | NJSRRE1544916614 | Transition Incentive Program | Edison TWP | 8820 | 11 | 14.03 | Residential | No | Behind the Meter | Net-metered residential rooftop and canopy |  | None | Tesla Energy Operations Inc | PSE&G | Accepted | 2020-04-29 | 2020-09-23 | 2021-10-30 | Tesla | SRV3 | Solar Panels |  | 0.05847 | 95 | 70 | 34 |  | Fixed | Roof
NJSTRE1545018334 | NJSRRE1544916614 | Transition Incentive Program | Edison TWP | 8820 | 11 | 14.03 | Residential | No | Behind the Meter | Net-metered residential rooftop and canopy |  | None | Tesla Energy Operations Inc | PSE&G | Accepted | 2020-04-29 | 2020-09-23 | 2021-10-30 | Delta Electronics | M4-TL-US [240V] | Inverters | 3840 |  | 1 |  |  | 0.975 |  | Outdoor | Outdoor
NJSTRE1545018334 | NJSRRE1544916614 | Transition Incentive Program | Edison TWP | 8820 | 11 | 14.03 | Residential | No | Behind the Meter | Net-metered residential rooftop and canopy |  | None | Tesla Energy Operations Inc | PSE&G | Accepted | 2020-04-29 | 2020-09-23 | 2021-10-30 | Delta Electronics | M8-TL-US [240V] | Inverters | 7680 |  | 1 |  |  | 0.975 |  | Outdoor | Outdoor
NJSTRE1545018337 | NJSRRE1544923395 | Transition Incentive Program | WHITING | 8759 | 18 | 7.68 | Residential | Yes | Behind the Meter | Net-metered residential rooftop and canopy |  | None | Vivint Solar Developer, LLC | JCP&L | Accepted | 2020-06-11 10:28 | 2020-06-11 | 2021-06-11 | JINKO SOLAR | JKM320M-60HBL | Solar Panels |  | 0.32 | 24 | 216 | 17 |  | Fixed | Roof
NJSTRE1545018337 | NJSRRE1544923395 | Transition Incentive Program | WHITING | 8759 | 18 | 7.68 | Residential | Yes | Behind the Meter | Net-metered residential rooftop and canopy |  | None | Vivint Solar Developer, LLC | JCP&L | Accepted | 2020-06-11 10:28 | 2020-06-11 | 2021-06-11 | Solar Edge | SE7600H-US | Inverters | 7600 |  | 1 |  |  | 0.992 |  | Outdoor | Near the Utility Meter
NJSTRE1545018343 | NJSRRE1544926830 | Transition Incentive Program | Lake Hopatcong | 7849 | 3 | 5.8 | Residential | Yes | Behind the Meter | Net-metered residential rooftop and canopy |  | None | Sunrun Installation Services, Inc. | JCP&L | Accepted | 2020-05-27 13:29 | 2020-05-29 | 2021-05-29 | LONGi Green Energy Technology Co Ltd | LR6-60HPB-305M | Solar Panels |  | 0.305 | 11 | 56 | 27 |  | Fixed | Roof
NJSTRE1545018343 | NJSRRE1544926830 | Transition Incentive Program | Lake Hopatcong | 7849 | 3 | 5.8 | Residential | Yes | Behind the Meter | Net-metered residential rooftop and canopy |  | None | Sunrun Installation Services, Inc. | JCP&L | Accepted | 2020-05-27 13:29 | 2020-05-29 | 2021-05-29 | LONGi Green Energy Technology Co Ltd | LR6-60HPB-305M | Solar Panels |  | 0.305 | 2 | 236 | 45 |  | Fixed | Roof
NJSTRE1545018343 | NJSRRE1544926830 | Transition Incentive Program | Lake Hopatcong | 7849 | 3 | 5.8 | Residential | Yes | Behind the Meter | Net-metered residential rooftop and canopy |  | None | Sunrun Installation Services, Inc. | JCP&L | Accepted | 2020-05-27 13:29 | 2020-05-29 | 2021-05-29 | LONGi Green Energy Technology Co Ltd | LR6-60HPB-305M | Solar Panels |  | 0.305 | 6 | 56 | 45 |  | Fixed | Roof
NJSTRE1545018343 | NJSRRE1544926830 | Transition Incentive Program | Lake Hopatcong | 7849 | 3 | 5.8 | Residential | Yes | Behind the Meter | Net-metered residential rooftop and canopy |  | None | Sunrun Installation Services, Inc. | JCP&L | Accepted | 2020-05-27 13:29 | 2020-05-29 | 2021-05-29 | Enphase Energy | IQ7-60-x-US (240V) | Inverters | 240 |  | 19 |  |  | 0.96 |  | Outdoor | Rooftop
NJSTRE1545018345 | NJSRRE1544927099 | Transition Incentive Program | Neptune | 7753 | 17 | 5.8 | Residential | No | Behind the Meter | Net-metered residential rooftop and canopy |  | None | Ecological Systems by Water Wizard, LLC | JCP&L | Accepted | 2020-05-29 08:37 | 2020-05-29 | 2021-05-29 | Trina | TSM 290 watt | Solar Panels |  | 0.29 | 20 | 190 | 20 |  | Fixed | Roof
NJSTRE1545018345 | NJSRRE1544927099 | Transition Incentive Program | Neptune | 7753 | 17 | 5.8 | Residential | No | Behind the Meter | Net-metered residential rooftop and canopy |  | None | Ecological Systems by Water Wizard, LLC | JCP&L | Accepted | 2020-05-29 08:37 | 2020-05-29 | 2021-05-29 | SMA | SB 5.0 | Inverters | 5000 |  | 1 |  |  | 0.98 |  | Indoor | inside NE side of basement
NJSTRE1545018347 | NJSRRE1544926998 | Transition Incentive Program | Edison | 8817 | 11 | 25.41 | Commercial | No | Behind the Meter | Net-metered non-residential rooftop and canopy |  | None | Ameresco | PSE&G | Accepted | 2020-04-30 | 2020-07-06 | 2021-07-06 | JA | JAM72S09 385/PR | Solar Panels |  | 0.385 | 66 | 225/137/226 | 26 |  | Fixed | Roof
NJSTRE1545018347 | NJSRRE1544926998 | Transition Incentive Program | Edison | 8817 | 11 | 25.41 | Commercial | No | Behind the Meter | Net-metered non-residential rooftop and canopy |  | None | Ameresco | PSE&G | Accepted | 2020-04-30 | 2020-07-06 | 2021-07-06 | SolarEdge | SE9KUS | Inverters | 9 |  | 2 |  |  | 0.965 |  | Outdoor | N/A
NJSTRE1545018348 | NJSRRE1544916527 | Transition Incentive Program | Morganville | 7751 | 17 | 10.37 | Residential | Yes | Behind the Meter | Net-metered residential rooftop and canopy |  | None | Sunrun Installation Services, Inc. | JCP&L | Accepted | 2020-05-27 13:29 | 2020-05-29 | 2021-05-29 | LONGi Green Energy Technology Co Ltd | LR6-60HPB-305M | Solar Panels |  | 0.305 | 25 | 356 | 23 |  | Fixed | Roof
NJSTRE1545018348 | NJSRRE1544916527 | Transition Incentive Program | Morganville | 7751 | 17 | 10.37 | Residential | Yes | Behind the Meter | Net-metered residential rooftop and canopy |  | None | Sunrun Installation Services, Inc. | JCP&L | Accepted | 2020-05-27 13:29 | 2020-05-29 | 2021-05-29 | Enphase Energy | IQ7-60-x-US (240V) | Inverters | 240 |  | 34 |  |  | 0.96 |  | Outdoor | Rooftop
NJSTRE1545018348 | NJSRRE1544916527 | Transition Incentive Program | Morganville | 7751 | 17 | 10.37 | Residential | Yes | Behind the Meter | Net-metered residential rooftop and canopy |  | None | Sunrun Installation Services, Inc. | JCP&L | Accepted | 2020-05-27 13:29 | 2020-05-29 | 2021-05-29 | LONGi Green Energy Technology Co Ltd | LR6-60HPB-305M | Solar Panels |  | 0.305 | 5 | 177 | 18 |  | Fixed | Roof
NJSTRE1545018348 | NJSRRE1544916527 | Transition Incentive Program | Morganville | 7751 | 17 | 10.37 | Residential | Yes | Behind the Meter | Net-metered residential rooftop and canopy |  | None | Sunrun Installation Services, Inc. | JCP&L | Accepted | 2020-05-27 13:29 | 2020-05-29 | 2021-05-29 | LONGi Green Energy Technology Co Ltd | LR6-60HPB-305M | Solar Panels |  | 0.305 | 4 | 87 | 27 |  | Fixed | Roof
NJSTRE1545018349 | NJSRRE1544914592 | Transition Incentive Program | Westampton | 8060 | 13 | 8.04 | Residential | Yes | Behind the Meter | Net-metered residential rooftop and canopy |  | None | Pro Custom Solar dba Momentum Solar | PSE&G | Accepted | 2020-05-22 23:19 | 2020-05-29 | 2021-05-29 | Enphase Energy | IQ7-60-2-US | Inverters | 240 |  | 24 |  |  | 0.97 |  | Outdoor | Roof
NJSTRE1545018349 | NJSRRE1544914592 | Transition Incentive Program | Westampton | 8060 | 13 | 8.04 | Residential | Yes | Behind the Meter | Net-metered residential rooftop and canopy |  | None | Pro Custom Solar dba Momentum Solar | PSE&G | Accepted | 2020-05-22 23:19 | 2020-05-29 | 2021-05-29 | HANWHA | Q.PEAK DUO BLK G6+ 335 | Solar Panels |  | 0.335 | 8 | 128 | 22 |  | Fixed | Roof
NJSTRE1545018349 | NJSRRE1544914592 | Transition Incentive Program | Westampton | 8060 | 13 | 8.04 | Residential | Yes | Behind the Meter | Net-metered residential rooftop and canopy |  | None | Pro Custom Solar dba Momentum Solar | PSE&G | Accepted | 2020-05-22 23:19 | 2020-05-29 | 2021-05-29 | HANWHA | Q.PEAK DUO BLK G6+ 335 | Solar Panels |  | 0.335 | 16 | 127 | 20 |  | Fixed | Roof
NJSTRE1545018351 | NJSRRE1544906982 | Transition Incentive Program | Newark | 7108 | 9 | 8.04 | Residential | Yes | Behind the Meter | Net-metered residential rooftop and canopy |  | None | Vision Solar LLC | PSE&G | Accepted | 2020-04-28 | 2020-09-22 | 2021-10-30 | lg solar | lg335n1k-v5 | Solar Panels |  | 0.335 | 1 | 14 | 35 |  | Fixed | Roof
NJSTRE1545018351 | NJSRRE1544906982 | Transition Incentive Program | Newark | 7108 | 9 | 8.04 | Residential | Yes | Behind the Meter | Net-metered residential rooftop and canopy |  | None | Vision Solar LLC | PSE&G | Accepted | 2020-04-28 | 2020-09-22 | 2021-10-30 | lg solar | lg335n1k-v5 | Solar Panels |  | 0.335 | 6 | 194 | 10 |  | Fixed | Roof
NJSTRE1545018351 | NJSRRE1544906982 | Transition Incentive Program | Newark | 7108 | 9 | 8.04 | Residential | Yes | Behind the Meter | Net-metered residential rooftop and canopy |  | None | Vision Solar LLC | PSE&G | Accepted | 2020-04-28 | 2020-09-22 | 2021-10-30 | lg solar | lg335n1k-v5 | Solar Panels |  | 0.335 | 2 | 194 | 44 |  | Fixed | Roof
NJSTRE1545018351 | NJSRRE1544906982 | Transition Incentive Program | Newark | 7108 | 9 | 8.04 | Residential | Yes | Behind the Meter | Net-metered residential rooftop and canopy |  | None | Vision Solar LLC | PSE&G | Accepted | 2020-04-28 | 2020-09-22 | 2021-10-30 | lg solar | lg335n1k-v5 | Solar Panels |  | 0.335 | 4 | 178 | 44 |  | Fixed | Roof
NJSTRE1545018351 | NJSRRE1544906982 | Transition Incentive Program | Newark | 7108 | 9 | 8.04 | Residential | Yes | Behind the Meter | Net-metered residential rooftop and canopy |  | None | Vision Solar LLC | PSE&G | Accepted | 2020-04-28 | 2020-09-22 | 2021-10-30 | lg solar | lg335n1k-v5 | Solar Panels |  | 0.335 | 3 | 104 | 44 |  | Fixed | Roof
NJSTRE1545018351 | NJSRRE1544906982 | Transition Incentive Program | Newark | 7108 | 9 | 8.04 | Residential | Yes | Behind the Meter | Net-metered residential rooftop and canopy |  | None | Vision Solar LLC | PSE&G | Accepted | 2020-04-28 | 2020-09-22 | 2021-10-30 | lg solar | lg335n1k-v5 | Solar Panels |  | 0.335 | 4 | 194 | 44 |  | Fixed | Roof
NJSTRE1545018351 | NJSRRE1544906982 | Transition Incentive Program | Newark | 7108 | 9 | 8.04 | Residential | Yes | Behind the Meter | Net-metered residential rooftop and canopy |  | None | Vision Solar LLC | PSE&G | Accepted | 2020-04-28 | 2020-09-22 | 2021-10-30 | lg solar | lg335n1k-v5 | Solar Panels |  | 0.335 | 4 | 194 | 35 |  | Fixed | Roof
NJSTRE1545018351 | NJSRRE1544906982 | Transition Incentive Program | Newark | 7108 | 9 | 8.04 | Residential | Yes | Behind the Meter | Net-metered residential rooftop and canopy |  | None | Vision Solar LLC | PSE&G | Accepted | 2020-04-28 | 2020-09-22 | 2021-10-30 | enphase | iq7-60-2-us | Inverters | 0.25 |  | 24 |  |  | 0.96 |  | Other | behind panels
NJSTRE1545018355 | NJSRRE1544907946 | Transition Incentive Program | Sicklerville | 8081 | 14 | 9.28 | Residential | No | Behind the Meter | Behind the Meter |  | ACE | EMT Renewables | AC Electric | Eligible for TI Program | 2020-04-28 |  |  | Enphase | IQ7-60-2-US | Inverters | 240 |  | 29 |  |  | 0.97 |  | Outside | under panels
NJSTRE1545018355 | NJSRRE1544907946 | Transition Incentive Program | Sicklerville | 8081 | 14 | 9.28 | Residential | No | Behind the Meter | Behind the Meter |  | ACE | EMT Renewables | AC Electric | Eligible for TI Program | 2020-04-28 |  |  | Trina | 320 BLK | Solar Panels |  | 0.32 | 29 | 218 | 27 |  | Fixed | Roof
NJSTRE1545018356 | NJSRRE1544914343 | Transition Incentive Program | Erial | 8081 | 14 | 10.08 | Residential | Yes | Behind the Meter | Net-metered residential rooftop and canopy |  | None | Vision Solar LLC | AC Electric | Accepted | 2020-04-28 | 2020-09-23 | 2021-10-30 | HANWA QCELLS | QPEAK DUO G5 315 | Solar Panels |  | 0.315 | 18 | 144 | 21 |  | Fixed | Roof
NJSTRE1545018356 | NJSRRE1544914343 | Transition Incentive Program | Erial | 8081 | 14 | 10.08 | Residential | Yes | Behind the Meter | Net-metered residential rooftop and canopy |  | None | Vision Solar LLC | AC Electric | Accepted | 2020-04-28 | 2020-09-23 | 2021-10-30 | HANWA QCELLS | QPEAK DUO G5 315 | Solar Panels |  | 0.315 | 10 | 234 | 21 |  | Fixed | Roof
NJSTRE1545018356 | NJSRRE1544914343 | Transition Incentive Program | Erial | 8081 | 14 | 10.08 | Residential | Yes | Behind the Meter | Net-metered residential rooftop and canopy |  | None | Vision Solar LLC | AC Electric | Accepted | 2020-04-28 | 2020-09-23 | 2021-10-30 | HANWA QCELLS | QPEAK DUO G5 315 | Solar Panels |  | 0.315 | 4 | 234 | 22 |  | Fixed | Roof
NJSTRE1545018356 | NJSRRE1544914343 | Transition Incentive Program | Erial | 8081 | 14 | 10.08 | Residential | Yes | Behind the Meter | Net-metered residential rooftop and canopy |  | None | Vision Solar LLC | AC Electric | Accepted | 2020-04-28 | 2020-09-23 | 2021-10-30 | enphase | iq7-60-2-us | Inverters | 0.25 |  | 32 |  |  | 0.96 |  | Other | behind panels
NJSTRE1545018358 | NJSRRE1544927493 | Transition Incentive Program | Somerset | 8873 | 5 | 1535.76 | Commercial | Yes | Behind the Meter | Net-metered non-residential rooftop and canopy |  | None | Accord Power inc. | PSE&G | Accepted | 2020-05-26 16:00 | 2020-05-27 | 2021-05-27 | Ying Li | YL395d-36B 395W | Solar Panels |  | 0.395 | 372 | 218 | 7 |  | Fixed | Parking Lot
NJSTRE1545018358 | NJSRRE1544927493 | Transition Incentive Program | Somerset | 8873 | 5 | 1535.76 | Commercial | Yes | Behind the Meter | Net-metered non-residential rooftop and canopy |  | None | Accord Power inc. | PSE&G | Accepted | 2020-05-26 16:00 | 2020-05-27 | 2021-05-27 | SolarEdge | SE33.3KUS | Inverters | 33300 |  | 40 |  |  | 0.985 |  | Outdoor | Parking lot
NJSTRE1545018358 | NJSRRE1544927493 | Transition Incentive Program | Somerset | 8873 | 5 | 1535.76 | Commercial | Yes | Behind the Meter | Net-metered non-residential rooftop and canopy |  | None | Accord Power inc. | PSE&G | Accepted | 2020-05-26 16:00 | 2020-05-27 | 2021-05-27 | Ying Li | YL395d-36B 395W | Solar Panels |  | 0.395 | 660 | 128 | 7 |  | Fixed | Parking Lot
NJSTRE1545018358 | NJSRRE1544927493 | Transition Incentive Program | Somerset | 8873 | 5 | 1535.76 | Commercial | Yes | Behind the Meter | Net-metered non-residential rooftop and canopy |  | None | Accord Power inc. | PSE&G | Accepted | 2020-05-26 16:00 | 2020-05-27 | 2021-05-27 | Ying Li | YL395d-36B 395W | Solar Panels |  | 0.395 | 1188 | 128 | 3 |  | Fixed | Parking Lot
NJSTRE1545018358 | NJSRRE1544927493 | Transition Incentive Program | Somerset | 8873 | 5 | 1535.76 | Commercial | Yes | Behind the Meter | Net-metered non-residential rooftop and canopy |  | None | Accord Power inc. | PSE&G | Accepted | 2020-05-26 16:00 | 2020-05-27 | 2021-05-27 | Ying Li | YL395d-36B 395W | Solar Panels |  | 0.395 | 480 | 218 | 7 |  | Fixed | Parking Lot
NJSTRE1545018358 | NJSRRE1544927493 | Transition Incentive Program | Somerset | 8873 | 5 | 1535.76 | Commercial | Yes | Behind the Meter | Net-metered non-residential rooftop and canopy |  | None | Accord Power inc. | PSE&G | Accepted | 2020-05-26 16:00 | 2020-05-27 | 2021-05-27 | Ying Li | YL395d-36B 395W | Solar Panels |  | 0.395 | 1188 | 128 | 3 |  | Fixed | Parking Lot
NJSTRE1545018362 | NJSRRE1544916395 | Transition Incentive Program | Atlantic City | 8401 | 19 | 4.95 | Residential | No | Behind the Meter | Net-metered residential rooftop and canopy |  | None | NJ Solar Power, LLC | AC Electric | Accepted | 2020-06-02 13:25 | 2020-06-03 | 2021-06-03 | Panasonic | VBHN330SA17 | Solar Panels |  | 0.33 | 15 | 153 | 23 |  | Fixed | Roof
NJSTRE1545018362 | NJSRRE1544916395 | Transition Incentive Program | Atlantic City | 8401 | 19 | 4.95 | Residential | No | Behind the Meter | Net-metered residential rooftop and canopy |  | None | NJ Solar Power, LLC | AC Electric | Accepted | 2020-06-02 13:25 | 2020-06-03 | 2021-06-03 | SolarEdge | SE3800H-US | Inverters | 3800 |  | 1 |  |  | 0.99 |  | Outdoor | Next to Meter
NJSTRE1545018364 | NJSRRE1544913403 | Transition Incentive Program | Plainfield | 7063 | 10 | 6.7 | Residential | Yes | Behind the Meter | Net-metered residential rooftop and canopy |  | None | Pro Custom Solar dba Momentum Solar | PSE&G | Accepted | 2020-05-22 23:17 | 2020-05-29 | 2021-05-29 | HANWHA | Q.PEAK DUO BLK G6+ 335 | Solar Panels |  | 0.335 | 20 | 217 | 32 |  | Fixed | Roof
NJSTRE1545018364 | NJSRRE1544913403 | Transition Incentive Program | Plainfield | 7063 | 10 | 6.7 | Residential | Yes | Behind the Meter | Net-metered residential rooftop and canopy |  | None | Pro Custom Solar dba Momentum Solar | PSE&G | Accepted | 2020-05-22 23:17 | 2020-05-29 | 2021-05-29 | Enphase Energy | IQ7-60-2-US | Inverters | 240 |  | 20 |  |  | 0.97 |  | Outdoor | Roof
NJSTRE1545018368 | NJSRRE1544916560 | Transition Incentive Program | Edison | 8820 | 11 | 7.32 | Residential | Yes | Behind the Meter | Net-metered residential rooftop and canopy |  | None | Sunrun Installation Services, Inc. | PSE&G | Accepted | 2020-05-27 13:26 | 2020-05-27 | 2021-10-30 | LONGi Green Energy Technology Co Ltd | LR6-60HPB-305M | Solar Panels |  | 0.305 | 8 | 268 | 27 |  | Fixed | Roof
NJSTRE1545018368 | NJSRRE1544916560 | Transition Incentive Program | Edison | 8820 | 11 | 7.32 | Residential | Yes | Behind the Meter | Net-metered residential rooftop and canopy |  | None | Sunrun Installation Services, Inc. | PSE&G | Accepted | 2020-05-27 13:26 | 2020-05-27 | 2021-10-30 | LONGi Green Energy Technology Co Ltd | LR6-60HPB-305M | Solar Panels |  | 0.305 | 16 | 177 | 27 |  | Fixed | Roof
NJSTRE1545018368 | NJSRRE1544916560 | Transition Incentive Program | Edison | 8820 | 11 | 7.32 | Residential | Yes | Behind the Meter | Net-metered residential rooftop and canopy |  | None | Sunrun Installation Services, Inc. | PSE&G | Accepted | 2020-05-27 13:26 | 2020-05-27 | 2021-10-30 | Delta Electronics | M6-TL-US | Inverters | 6000 |  | 1 |  |  | 0.96 |  | Outdoor | Next To Meter
NJSTRE1545018368 | NJSRRE1544916560 | Transition Incentive Program | Edison | 8820 | 11 | 7.32 | Residential | Yes | Behind the Meter | Net-metered residential rooftop and canopy |  | None | Sunrun Installation Services, Inc. | PSE&G | Accepted | 2020-05-27 13:26 | 2020-05-27 | 2021-10-30 | Delta | M6-TL-US | Meters |  |  | 1 |  |  |  | Yes
NJSTRE1545018370 | NJSRRE1544906786 | Transition Incentive Program | Belleville | 7109 | 9 | 6.41 | Residential | Yes | Behind the Meter | Net-metered residential rooftop and canopy |  | None | Sunrun Installation Services, Inc. | PSE&G | Accepted | 2020-05-27 13:28 | 2020-05-29 | 2021-05-29 | LONGi Green Energy Technology Co Ltd | LR6-60HPB-305M | Solar Panels |  | 0.305 | 6 | 282 | 30 |  | Fixed | Roof
NJSTRE1545018370 | NJSRRE1544906786 | Transition Incentive Program | Belleville | 7109 | 9 | 6.41 | Residential | Yes | Behind the Meter | Net-metered residential rooftop and canopy |  | None | Sunrun Installation Services, Inc. | PSE&G | Accepted | 2020-05-27 13:28 | 2020-05-29 | 2021-05-29 | LONGi Green Energy Technology Co Ltd | LR6-60HPB-305M | Solar Panels |  | 0.305 | 9 | 282 | 9 |  | Fixed | Roof
NJSTRE1545018370 | NJSRRE1544906786 | Transition Incentive Program | Belleville | 7109 | 9 | 6.41 | Residential | Yes | Behind the Meter | Net-metered residential rooftop and canopy |  | None | Sunrun Installation Services, Inc. | PSE&G | Accepted | 2020-05-27 13:28 | 2020-05-29 | 2021-05-29 | LONGi Green Energy Technology Co Ltd | LR6-60HPB-305M | Solar Panels |  | 0.305 | 6 | 102 | 30 |  | Fixed | Roof
NJSTRE1545018370 | NJSRRE1544906786 | Transition Incentive Program | Belleville | 7109 | 9 | 6.41 | Residential | Yes | Behind the Meter | Net-metered residential rooftop and canopy |  | None | Sunrun Installation Services, Inc. | PSE&G | Accepted | 2020-05-27 13:28 | 2020-05-29 | 2021-05-29 | Delta Electronics | M6-TL-US | Inverters | 6000 |  | 1 |  |  | 0.96 |  | Outdoor | Next To Meter
NJSTRE1545018371 | NJSRRE1544923410 | Transition Incentive Program | WILLINGBORO | 8046 | 13 | 8.96 | Residential | Yes | Behind the Meter | Net-metered residential rooftop and canopy |  | None | Vivint Solar Developer, LLC | PSE&G | Accepted | 2020-06-11 10:39 | 2020-06-11 | 2021-06-11 | JINKO SOLAR | JKM320M-60HBL | Solar Panels |  | 0.32 | 19 | 110 | 20 |  | Fixed | Roof
NJSTRE1545018371 | NJSRRE1544923410 | Transition Incentive Program | WILLINGBORO | 8046 | 13 | 8.96 | Residential | Yes | Behind the Meter | Net-metered residential rooftop and canopy |  | None | Vivint Solar Developer, LLC | PSE&G | Accepted | 2020-06-11 10:39 | 2020-06-11 | 2021-06-11 | JINKO SOLAR | JKM320M-60HBL | Solar Panels |  | 0.32 | 9 | 290 | 20 |  | Fixed | Roof
NJSTRE1545018371 | NJSRRE1544923410 | Transition Incentive Program | WILLINGBORO | 8046 | 13 | 8.96 | Residential | Yes | Behind the Meter | Net-metered residential rooftop and canopy |  | None | Vivint Solar Developer, LLC | PSE&G | Accepted | 2020-06-11 10:39 | 2020-06-11 | 2021-06-11 | Solar Edge | SE7600H-US | Inverters | 7600 |  | 1 |  |  | 0.992 |  | Outdoor | Near the Utility Meter
NJSTRE1545018372 | NJSRRE1544916406 | Transition Incentive Program | Galloway | 8205 | 19 | 8.06 | Residential | Yes | Behind the Meter | Net-metered residential rooftop and canopy |  | None | Sunrun Installation Services, Inc. | AC Electric | Accepted | 2020-05-27 13:32 | 2020-05-29 | 2021-05-29 | REC Solar | REC310TP2M | Solar Panels |  | 0.31 | 17 | 43 | 23 |  | Fixed | Roof
NJSTRE1545018372 | NJSRRE1544916406 | Transition Incentive Program | Galloway | 8205 | 19 | 8.06 | Residential | Yes | Behind the Meter | Net-metered residential rooftop and canopy |  | None | Sunrun Installation Services, Inc. | AC Electric | Accepted | 2020-05-27 13:32 | 2020-05-29 | 2021-05-29 | Enphase Energy | IQ7-60-x-US (240V) | Inverters | 240 |  | 26 |  |  | 0.96 |  | Outdoor | Rooftop
NJSTRE1545018372 | NJSRRE1544916406 | Transition Incentive Program | Galloway | 8205 | 19 | 8.06 | Residential | Yes | Behind the Meter | Net-metered residential rooftop and canopy |  | None | Sunrun Installation Services, Inc. | AC Electric | Accepted | 2020-05-27 13:32 | 2020-05-29 | 2021-05-29 | REC Solar | REC310TP2M | Solar Panels |  | 0.31 | 9 | 222 | 23 |  | Fixed | Roof
NJSTRE1545018375 | NJSRRE1544916475 | Transition Incentive Program | Jersey City | 7305 | 8 | 5.25 | Residential | Yes | Behind the Meter | Net-metered residential rooftop and canopy |  | None | Vision Solar LLC | PSE&G | As-Built Incomplete - Review | 2020-05-22 23:20 | 2020-05-29 |  | sunpower | spr-x21-350-blk-d-ac | Solar Panels |  | 0.35 | 15 | 131 | 45 |  | Fixed | Roof
NJSTRE1545018375 | NJSRRE1544916475 | Transition Incentive Program | Jersey City | 7305 | 8 | 5.25 | Residential | Yes | Behind the Meter | Net-metered residential rooftop and canopy |  | None | Vision Solar LLC | PSE&G | As-Built Incomplete - Review | 2020-05-22 23:20 | 2020-05-29 |  | sunbpower | spr-x21-350-blk-d-ac | Inverters | 0.32 |  | 15 |  |  | 0.96 |  | Other | behind panels
NJSTRE1545018376 | NJSRRE1544923399 | Transition Incentive Program | Southampton | 8088 | 13 | 4.8 | Residential | No | Behind the Meter | Behind the Meter |  | None | Self Install | PSE&G | Eligible for TI Program | 2020-04-30 |  |  | HELIIENE | MBLK-60cell 300 MONO | Solar Panels |  | 0.3 | 16 | 230 | 30 |  | Fixed | Ground
NJSTRE1545018376 | NJSRRE1544923399 | Transition Incentive Program | Southampton | 8088 | 13 | 4.8 | Residential | No | Behind the Meter | Behind the Meter |  | None | Self Install | PSE&G | Eligible for TI Program | 2020-04-30 |  |  | ENPHASE | IQ7-PLUS | Inverters | 295 |  | 16 |  |  | 0.975 |  | Outdoor | GROUND ARRAY
NJSTRE1545018379 | NJSRRE1544906780 | Transition Incentive Program | Edison TWP | 8817 | 11 | 11.34 | Residential | No | Behind the Meter | Net-metered residential rooftop and canopy |  | None | Tesla Energy Operations Inc | PSE&G | Accepted | 2020-04-28 | 2020-09-03 | 2021-10-30 | Hanwha Q Cells | Q.PEAK DUO BLK-G5/SC315 | Solar Panels |  | 0.315 | 28 | 266 | 18 |  | Fixed | Roof
NJSTRE1545018379 | NJSRRE1544906780 | Transition Incentive Program | Edison TWP | 8817 | 11 | 11.34 | Residential | No | Behind the Meter | Net-metered residential rooftop and canopy |  | None | Tesla Energy Operations Inc | PSE&G | Accepted | 2020-04-28 | 2020-09-03 | 2021-10-30 | Hanwha Q cells | Q.PEAK DUO BLK-G5/SC315 | Solar Panels |  | 0.315 | 8 | 86 | 18 |  | Fixed | Roof
NJSTRE1545018379 | NJSRRE1544906780 | Transition Incentive Program | Edison TWP | 8817 | 11 | 11.34 | Residential | No | Behind the Meter | Net-metered residential rooftop and canopy |  | None | Tesla Energy Operations Inc | PSE&G | Accepted | 2020-04-28 | 2020-09-03 | 2021-10-30 | Solaredge | SE10000H-US [240V] | Inverters | 10000 |  | 1 |  |  | 0.99 |  | Outdoor | Outdoor
NJSTRE1545018381 | NJSRRE1544927096 | Transition Incentive Program | PORT MONMOUTH | 7758 | 17 | 6.72 | Residential | Yes | Behind the Meter | Net-metered residential rooftop and canopy |  | None | Vivint Solar Developer, LLC | JCP&L | Accepted | 2020-06-11 10:19 | 2020-06-11 | 2021-06-11 | JINKO SOLAR | JKM320M-60HBL | Solar Panels |  | 0.32 | 6 | 253 | 20 |  | Fixed | Roof
NJSTRE1545018381 | NJSRRE1544927096 | Transition Incentive Program | PORT MONMOUTH | 7758 | 17 | 6.72 | Residential | Yes | Behind the Meter | Net-metered residential rooftop and canopy |  | None | Vivint Solar Developer, LLC | JCP&L | Accepted | 2020-06-11 10:19 | 2020-06-11 | 2021-06-11 | JINKO SOLAR | JKM320M-60HBL | Solar Panels |  | 0.32 | 9 | 163 | 22 |  | Fixed | Roof
NJSTRE1545018381 | NJSRRE1544927096 | Transition Incentive Program | PORT MONMOUTH | 7758 | 17 | 6.72 | Residential | Yes | Behind the Meter | Net-metered residential rooftop and canopy |  | None | Vivint Solar Developer, LLC | JCP&L | Accepted | 2020-06-11 10:19 | 2020-06-11 | 2021-06-11 | JINKO SOLAR | JKM320M-60HBL | Solar Panels |  | 0.32 | 6 | 73 | 20 |  | Fixed | Roof
NJSTRE1545018381 | NJSRRE1544927096 | Transition Incentive Program | PORT MONMOUTH | 7758 | 17 | 6.72 | Residential | Yes | Behind the Meter | Net-metered residential rooftop and canopy |  | None | Vivint Solar Developer, LLC | JCP&L | Accepted | 2020-06-11 10:19 | 2020-06-11 | 2021-06-11 | Solar Edge | SE7600H-US | Inverters | 7600 |  | 1 |  |  | 0.992 |  | Outdoor | Near the Utility Meter
NJSTRE1545018385 | NJSRRE1544927082 | Transition Incentive Program | HACKENSACK | 7601 | 7 | 2.88 | Residential | Yes | Behind the Meter | Net-metered residential rooftop and canopy |  | None | Vivint Solar Developer, LLC | PSE&G | Accepted | 2020-06-11 18:52 | 2020-06-12 | 2021-10-30 | JINKO SOLAR | JKM320M-60HBL | Solar Panels |  | 0.32 | 9 | 307 | 41 |  | Fixed | Roof
NJSTRE1545018385 | NJSRRE1544927082 | Transition Incentive Program | HACKENSACK | 7601 | 7 | 2.88 | Residential | Yes | Behind the Meter | Net-metered residential rooftop and canopy |  | None | Vivint Solar Developer, LLC | PSE&G | Accepted | 2020-06-11 18:52 | 2020-06-12 | 2021-10-30 | Solar Edge | SE3800H-US | Inverters | 3800 |  | 1 |  |  | 0.992 |  | Outdoor | Near the Utility Meter
NJSTRE1545018386 | NJSRRE1544906819 | Transition Incentive Program | Blackwood | 8012 | 14 | 14.74 | Residential | Yes | Behind the Meter | Net-metered residential rooftop and canopy |  | None | Vision Solar LLC | PSE&G | Accepted | 2020-04-28 | 2020-09-22 | 2021-10-30 | enphase | iq7-60-2-us | Inverters | 0.25 |  | 44 |  |  | 0.96 |  | Other | behind panels
NJSTRE1545018386 | NJSRRE1544906819 | Transition Incentive Program | Blackwood | 8012 | 14 | 14.74 | Residential | Yes | Behind the Meter | Net-metered residential rooftop and canopy |  | None | Vision Solar LLC | PSE&G | Accepted | 2020-04-28 | 2020-09-22 | 2021-10-30 | lg solar | lg335n1k-v5 | Solar Panels |  | 0.335 | 8 | 27 | 20 |  | Fixed | Roof
NJSTRE1545018386 | NJSRRE1544906819 | Transition Incentive Program | Blackwood | 8012 | 14 | 14.74 | Residential | Yes | Behind the Meter | Net-metered residential rooftop and canopy |  | None | Vision Solar LLC | PSE&G | Accepted | 2020-04-28 | 2020-09-22 | 2021-10-30 | lg solar | lg335n1k-v5 | Solar Panels |  | 0.335 | 7 | 207 | 20 |  | Fixed | Roof
NJSTRE1545018386 | NJSRRE1544906819 | Transition Incentive Program | Blackwood | 8012 | 14 | 14.74 | Residential | Yes | Behind the Meter | Net-metered residential rooftop and canopy |  | None | Vision Solar LLC | PSE&G | Accepted | 2020-04-28 | 2020-09-22 | 2021-10-30 | lg solar | lg335n1k-v5 | Solar Panels |  | 0.335 | 13 | 117 | 20 |  | Fixed | Roof
NJSTRE1545018386 | NJSRRE1544906819 | Transition Incentive Program | Blackwood | 8012 | 14 | 14.74 | Residential | Yes | Behind the Meter | Net-metered residential rooftop and canopy |  | None | Vision Solar LLC | PSE&G | Accepted | 2020-04-28 | 2020-09-22 | 2021-10-30 | lg solar | lg335n1k-v5 | Solar Panels |  | 0.335 | 16 | 297 | 20 |  | Fixed | Roof
NJSTRE1545018389 | NJSRRE1544906748 | Transition Incentive Program | Vineland | 8360 | 20 | 6.7 | Residential | Yes | Behind the Meter | Net-metered residential rooftop and canopy |  | None | Vision Solar LLC | Vineland Muni Electric | Accepted | 2020-04-28 | 2020-09-23 | 2021-10-30 | lg solar | lg335n1k-v5 | Solar Panels |  | 0.335 | 20 | 274 | 20 |  | Fixed | Roof
NJSTRE1545018389 | NJSRRE1544906748 | Transition Incentive Program | Vineland | 8360 | 20 | 6.7 | Residential | Yes | Behind the Meter | Net-metered residential rooftop and canopy |  | None | Vision Solar LLC | Vineland Muni Electric | Accepted | 2020-04-28 | 2020-09-23 | 2021-10-30 | enphase | iq7-60-2-us | Inverters | 0.25 |  | 20 |  |  | 0.96 |  | Other | behind panels
NJSTRE1545018392 | NJSRRE1544916513 | Transition Incentive Program | Long Valley | 7853 | 3 | 4.03 | Residential | Yes | Behind the Meter | Net-metered residential rooftop and canopy |  | None | Sunrun Installation Services, Inc. | JCP&L | Accepted | 2020-05-27 13:29 | 2020-05-29 | 2021-05-29 | REC Solar | REC310TP2M | Solar Panels |  | 0.31 | 13 | 180 | 27 |  | Fixed | Roof
NJSTRE1545018392 | NJSRRE1544916513 | Transition Incentive Program | Long Valley | 7853 | 3 | 4.03 | Residential | Yes | Behind the Meter | Net-metered residential rooftop and canopy |  | None | Sunrun Installation Services, Inc. | JCP&L | Accepted | 2020-05-27 13:29 | 2020-05-29 | 2021-05-29 | Enphase Energy | IQ7-60-x-US (240V) | Inverters | 240 |  | 13 |  |  | 0.96 |  | Outdoor | Rooftop
NJSTRE1545018394 | NJSRRE1544916394 | Transition Incentive Program | Atlantic City | 8401 | 19 | 11.55 | Residential | No | Behind the Meter | Net-metered residential rooftop and canopy |  | None | NJ Solar Power, LLC | AC Electric | Accepted | 2020-06-02 13:24 | 2020-06-03 | 2021-06-03 | Panasonic | VBHN330SA17 | Solar Panels |  | 0.33 | 6 | 153 | 23 |  | Fixed | Roof
NJSTRE1545018394 | NJSRRE1544916394 | Transition Incentive Program | Atlantic City | 8401 | 19 | 11.55 | Residential | No | Behind the Meter | Net-metered residential rooftop and canopy |  | None | NJ Solar Power, LLC | AC Electric | Accepted | 2020-06-02 13:24 | 2020-06-03 | 2021-06-03 | Panasonic | VBHN330SA17 | Solar Panels |  | 0.33 | 21 | 333 | 23 |  | Fixed | Roof
NJSTRE1545018394 | NJSRRE1544916394 | Transition Incentive Program | Atlantic City | 8401 | 19 | 11.55 | Residential | No | Behind the Meter | Net-metered residential rooftop and canopy |  | None | NJ Solar Power, LLC | AC Electric | Accepted | 2020-06-02 13:24 | 2020-06-03 | 2021-06-03 | Panasonic | VBHN330SA17 | Solar Panels |  | 0.33 | 8 | 153 | 16 |  | Fixed | Roof
NJSTRE1545018394 | NJSRRE1544916394 | Transition Incentive Program | Atlantic City | 8401 | 19 | 11.55 | Residential | No | Behind the Meter | Net-metered residential rooftop and canopy |  | None | NJ Solar Power, LLC | AC Electric | Accepted | 2020-06-02 13:24 | 2020-06-03 | 2021-06-03 | SolarEdge | SE10000H-US | Inverters | 10000 |  | 1 |  |  | 0.99 |  | Outdoor | Next to Meter
NJSTRE1545018395 | NJSRRE1544914464 | Transition Incentive Program | New Milford | 7646 | 7 | 2.35 | Residential | Yes | Behind the Meter | Net-metered residential rooftop and canopy |  | None | Pro Custom Solar dba Momentum Solar | PSE&G | Accepted | 2020-05-22 23:17 | 2020-05-29 | 2021-05-29 | HANWHA | Q.PEAK DUO BLK G6+ 335 | Solar Panels |  | 0.335 | 7 | 148 | 38 |  | Fixed | Roof
NJSTRE1545018395 | NJSRRE1544914464 | Transition Incentive Program | New Milford | 7646 | 7 | 2.35 | Residential | Yes | Behind the Meter | Net-metered residential rooftop and canopy |  | None | Pro Custom Solar dba Momentum Solar | PSE&G | Accepted | 2020-05-22 23:17 | 2020-05-29 | 2021-05-29 | Enphase Energy | IQ7-60-2-US | Inverters | 240 |  | 7 |  |  | 0.97 |  | Outdoor | Roof
NJSTRE1545018396 | NJSRRE1544927128 | Transition Incentive Program | DUNELLEN | 8812 | 11 | 9.28 | Residential | Yes | Behind the Meter | Net-metered residential rooftop and canopy |  | None | Vivint Solar Developer, LLC | PSE&G | Accepted | 2020-04-30 | 2020-06-25 | 2021-06-25 | Solar Edge | SE7600H-US | Inverters | 7600 |  | 1 |  |  | 0.992 |  | Outdoor | Near the Utility Meter
NJSTRE1545018396 | NJSRRE1544927128 | Transition Incentive Program | DUNELLEN | 8812 | 11 | 9.28 | Residential | Yes | Behind the Meter | Net-metered residential rooftop and canopy |  | None | Vivint Solar Developer, LLC | PSE&G | Accepted | 2020-04-30 | 2020-06-25 | 2021-06-25 | JINKO SOLAR | JKM320M-60HBL | Solar Panels |  | 0.32 | 3 | 169 | 6 |  | Fixed | Roof
NJSTRE1545018396 | NJSRRE1544927128 | Transition Incentive Program | DUNELLEN | 8812 | 11 | 9.28 | Residential | Yes | Behind the Meter | Net-metered residential rooftop and canopy |  | None | Vivint Solar Developer, LLC | PSE&G | Accepted | 2020-04-30 | 2020-06-25 | 2021-06-25 | JINKO SOLAR | JKM320M-60HBL | Solar Panels |  | 0.32 | 26 | 349 | 26 |  | Fixed | Roof
NJSTRE1545018398 | NJSRRE1544927117 | Transition Incentive Program | CLIFTON | 7012 | 6 | 7.68 | Residential | Yes | Behind the Meter | Net-metered residential rooftop and canopy |  | None | Vivint Solar Developer, LLC | PSE&G | Accepted | 2020-06-11 10:53 | 2020-06-11 | 2021-10-30 | JINKO SOLAR | JKM320M-60HBL | Solar Panels |  | 0.32 | 2 | 322 | 29 |  | Fixed | Roof
NJSTRE1545018398 | NJSRRE1544927117 | Transition Incentive Program | CLIFTON | 7012 | 6 | 7.68 | Residential | Yes | Behind the Meter | Net-metered residential rooftop and canopy |  | None | Vivint Solar Developer, LLC | PSE&G | Accepted | 2020-06-11 10:53 | 2020-06-11 | 2021-10-30 | JINKO SOLAR | JKM320M-60HBL | Solar Panels |  | 0.32 | 20 | 322 | 29 |  | Fixed | Roof
NJSTRE1545018398 | NJSRRE1544927117 | Transition Incentive Program | CLIFTON | 7012 | 6 | 7.68 | Residential | Yes | Behind the Meter | Net-metered residential rooftop and canopy |  | None | Vivint Solar Developer, LLC | PSE&G | Accepted | 2020-06-11 10:53 | 2020-06-11 | 2021-10-30 | JINKO SOLAR | JKM320M-60HBL | Solar Panels |  | 0.32 | 2 | 322 | 29 |  | Fixed | Roof
NJSTRE1545018398 | NJSRRE1544927117 | Transition Incentive Program | CLIFTON | 7012 | 6 | 7.68 | Residential | Yes | Behind the Meter | Net-metered residential rooftop and canopy |  | None | Vivint Solar Developer, LLC | PSE&G | Accepted | 2020-06-11 10:53 | 2020-06-11 | 2021-10-30 | Solar Edge | SE7600H-US | Inverters | 7600 |  | 1 |  |  | 0.992 |  | Outdoor | Near the Utility Meter
NJSTRE1545018399 | NJSRRE1544927494 | Transition Incentive Program | OLD TAPPAN | 7675 | 7 | 11.68 | Residential | Yes | Behind the Meter | Net-metered residential rooftop and canopy |  | None | Vivint Solar Developer, LLC | Orange Rockland Electric | As-Built Incomplete | 2020-06-11 10:31 | 2020-06-11 |  | Trina Solar | TSM-260PA05.08 | Solar Panels |  | 0.26 | 23 | 180 | 42 |  | Fixed | Roof
NJSTRE1545018399 | NJSRRE1544927494 | Transition Incentive Program | OLD TAPPAN | 7675 | 7 | 11.68 | Residential | Yes | Behind the Meter | Net-metered residential rooftop and canopy |  | None | Vivint Solar Developer, LLC | Orange Rockland Electric | As-Built Incomplete | 2020-06-11 10:31 | 2020-06-11 |  | Trina Solar | TSM-260PA05.08 | Solar Panels |  | 0.26 | 9 | 42 | 180 |  | Fixed | Roof
NJSTRE1545018399 | NJSRRE1544927494 | Transition Incentive Program | OLD TAPPAN | 7675 | 7 | 11.68 | Residential | Yes | Behind the Meter | Net-metered residential rooftop and canopy |  | None | Vivint Solar Developer, LLC | Orange Rockland Electric | As-Built Incomplete | 2020-06-11 10:31 | 2020-06-11 |  | Trina Solar | TSM-280DD05A | Solar Panels |  | 0.28 | 5 | 270 | 32 |  | Fixed | Roof
NJSTRE1545018399 | NJSRRE1544927494 | Transition Incentive Program | OLD TAPPAN | 7675 | 7 | 11.68 | Residential | Yes | Behind the Meter | Net-metered residential rooftop and canopy |  | None | Vivint Solar Developer, LLC | Orange Rockland Electric | As-Built Incomplete | 2020-06-11 10:31 | 2020-06-11 |  | Trina Solar | TSM-280DD05A | Solar Panels |  | 0.28 | 7 | 90 | 32 |  | Fixed | Roof
NJSTRE1545018399 | NJSRRE1544927494 | Transition Incentive Program | OLD TAPPAN | 7675 | 7 | 11.68 | Residential | Yes | Behind the Meter | Net-metered residential rooftop and canopy |  | None | Vivint Solar Developer, LLC | Orange Rockland Electric | As-Built Incomplete | 2020-06-11 10:31 | 2020-06-11 |  | Enphase | M215-60-2LL-S22-IG | Inverters | 215 |  | 44 |  |  | 0.96 |  | Other | Underneath each module
NJSTRE1545018425 | NJSRRE1544914480 | Transition Incentive Program | Plainfield City | 7060 | 10 | 11.97 | Residential | No | Behind the Meter | Net-metered residential rooftop and canopy |  | None | Palmetto Solar LLC | PSE&G | Accepted | 2020-04-28 | 2020-07-20 | 2021-07-20 | Yingli | 315D-30B | Solar Panels |  | 0.315 | 38 | 180 | 25 |  | Fixed | Roof
NJSTRE1545018425 | NJSRRE1544914480 | Transition Incentive Program | Plainfield City | 7060 | 10 | 11.97 | Residential | No | Behind the Meter | Net-metered residential rooftop and canopy |  | None | Palmetto Solar LLC | PSE&G | Accepted | 2020-04-28 | 2020-07-20 | 2021-07-20 | SolarEdge Technologies | SE11400A | Inverters | 11400 |  | 1 |  |  | 0.9 |  | Outside | side of the house
NJSTRE1545018426 | NJSRRE1544914381 | Transition Incentive Program | Orange | 7050 | 9 | 7.71 | Residential | Yes | Behind the Meter | Net-metered residential rooftop and canopy |  | None | Vision Solar LLC | PSE&G | Accepted | 2020-04-28 | 2020-09-22 | 2021-10-30 | lg solar | lg335n1k-v5 | Solar Panels |  | 0.335 | 5 | 213 | 16 |  | Fixed | Roof
NJSTRE1545018426 | NJSRRE1544914381 | Transition Incentive Program | Orange | 7050 | 9 | 7.71 | Residential | Yes | Behind the Meter | Net-metered residential rooftop and canopy |  | None | Vision Solar LLC | PSE&G | Accepted | 2020-04-28 | 2020-09-22 | 2021-10-30 | lg solar | lg335n1k-v5 | Solar Panels |  | 0.335 | 6 | 213 | 20 |  | Fixed | Roof
NJSTRE1545018426 | NJSRRE1544914381 | Transition Incentive Program | Orange | 7050 | 9 | 7.71 | Residential | Yes | Behind the Meter | Net-metered residential rooftop and canopy |  | None | Vision Solar LLC | PSE&G | Accepted | 2020-04-28 | 2020-09-22 | 2021-10-30 | lg solar | lg335n1k-v5 | Solar Panels |  | 0.335 | 12 | 123 | 42 |  | Fixed | Roof
NJSTRE1545018426 | NJSRRE1544914381 | Transition Incentive Program | Orange | 7050 | 9 | 7.71 | Residential | Yes | Behind the Meter | Net-metered residential rooftop and canopy |  | None | Vision Solar LLC | PSE&G | Accepted | 2020-04-28 | 2020-09-22 | 2021-10-30 | enphase | iq7-60-2-us | Inverters | 0.25 |  | 23 |  |  | 0.96 |  | Other | behind panels
NJSTRE1545018427 | NJSRRE1544927112 | Transition Incentive Program | North Elizabeth | 7208 | 10 | 28.88 | Commercial | No | Behind the Meter | Net-metered non-residential rooftop and canopy |  | None | Ameresco | PSE&G | Accepted | 2020-04-30 | 2020-07-06 | 2021-07-06 | SolarEdge | SE14.4KUS | Inverters | 14.4 |  | 2 |  |  | 0.975 |  | Outdoor | N/A
NJSTRE1545018427 | NJSRRE1544927112 | Transition Incentive Program | North Elizabeth | 7208 | 10 | 28.88 | Commercial | No | Behind the Meter | Net-metered non-residential rooftop and canopy |  | None | Ameresco | PSE&G | Accepted | 2020-04-30 | 2020-07-06 | 2021-07-06 | JA | JAM72S09 385/PR | Solar Panels |  | 0.385 | 75 | 185 | 10 |  | Fixed | Roof
NJSTRE1545018431 | NJSRRE1544926989 | Transition Incentive Program | Cherry Hill | 8003 | 14 | 21.12 | Residential | Yes | Behind the Meter | Net-metered residential rooftop and canopy |  | None | All Season Solar | PSE&G | Accepted | 2020-05-22 23:17 | 2020-05-29 | 2021-05-29 | Trina | TSMDD06M05II | Solar Panels |  | 0.32 | 29 | 327 | 23 |  | Fixed | Roof
NJSTRE1545018431 | NJSRRE1544926989 | Transition Incentive Program | Cherry Hill | 8003 | 14 | 21.12 | Residential | Yes | Behind the Meter | Net-metered residential rooftop and canopy |  | None | All Season Solar | PSE&G | Accepted | 2020-05-22 23:17 | 2020-05-29 | 2021-05-29 | Enphase | IQ7 | Inverters | 240 |  | 66 |  |  | 0.97 |  | Outdoor | under module
NJSTRE1545018431 | NJSRRE1544926989 | Transition Incentive Program | Cherry Hill | 8003 | 14 | 21.12 | Residential | Yes | Behind the Meter | Net-metered residential rooftop and canopy |  | None | All Season Solar | PSE&G | Accepted | 2020-05-22 23:17 | 2020-05-29 | 2021-05-29 | Trina | TSMDD06M05II | Solar Panels |  | 0.32 | 7 | 147 | 23 |  | Fixed | Roof
NJSTRE1545018431 | NJSRRE1544926989 | Transition Incentive Program | Cherry Hill | 8003 | 14 | 21.12 | Residential | Yes | Behind the Meter | Net-metered residential rooftop and canopy |  | None | All Season Solar | PSE&G | Accepted | 2020-05-22 23:17 | 2020-05-29 | 2021-05-29 | Trina | TSMDD06M05II | Solar Panels |  | 0.32 | 30 | 147 | 23 |  | Fixed | Roof
NJSTRE1545018433 | NJSRRE1544906740 | Transition Incentive Program | Bridgeton | 8302 | 20 | 8.16 | Residential | No | Behind the Meter | Net-metered residential rooftop and canopy |  | None | NJ Solar Power, LLC | AC Electric | Accepted | 2020-05-22 17:20 | 2020-05-29 | 2021-05-29 | SolarEdge | SE7600H-US | Inverters | 7600 |  | 1 |  |  | 0.99 |  | Indoor | Basement
NJSTRE1545018433 | NJSRRE1544906740 | Transition Incentive Program | Bridgeton | 8302 | 20 | 8.16 | Residential | No | Behind the Meter | Net-metered residential rooftop and canopy |  | None | NJ Solar Power, LLC | AC Electric | Accepted | 2020-05-22 17:20 | 2020-05-29 | 2021-05-29 | Panasonic | VBHN340SA17 | Solar Panels |  | 0.34 | 15 | 171 | 18 |  | Fixed | Roof
NJSTRE1545018433 | NJSRRE1544906740 | Transition Incentive Program | Bridgeton | 8302 | 20 | 8.16 | Residential | No | Behind the Meter | Net-metered residential rooftop and canopy |  | None | NJ Solar Power, LLC | AC Electric | Accepted | 2020-05-22 17:20 | 2020-05-29 | 2021-05-29 | Panasonic | VBHN340SA17 | Solar Panels |  | 0.34 | 9 | 261 | 9 |  | Fixed | Roof
NJSTRE1545018435 | NJSRRE1544927131 | Transition Incentive Program | TURNERSVILLE | 8012 | 14 | 3.84 | Residential | Yes | Behind the Meter | Net-metered residential rooftop and canopy |  | None | Vivint Solar Developer, LLC | AC Electric | Accepted | 2020-06-11 10:39 | 2020-06-11 | 2021-10-30 | Enphase Energy | IQ7-60-2-US | Inverters | 230 |  | 12 |  |  | 0.976 |  | Other | Underneath each module
NJSTRE1545018435 | NJSRRE1544927131 | Transition Incentive Program | TURNERSVILLE | 8012 | 14 | 3.84 | Residential | Yes | Behind the Meter | Net-metered residential rooftop and canopy |  | None | Vivint Solar Developer, LLC | AC Electric | Accepted | 2020-06-11 10:39 | 2020-06-11 | 2021-10-30 | Jinko Solar | JKM320M-60HBL | Solar Panels |  | 0.32 | 12 | 295 | 22 |  | Fixed | Roof
NJSTRE1545018438 | NJSRRE1544914422 | Transition Incentive Program | Williamstown | 8094 | 15 | 5.67 | Residential | Yes | Behind the Meter | Net-metered residential rooftop and canopy |  | None | Vision Solar LLC | AC Electric | As-Built Incomplete - Review | 2020-04-28 | 2020-07-10 |  | hanwa qceells | qpeak duo g5 315 | Solar Panels |  | 0.315 | 12 | 245 | 21 |  | Fixed | Roof
NJSTRE1545018438 | NJSRRE1544914422 | Transition Incentive Program | Williamstown | 8094 | 15 | 5.67 | Residential | Yes | Behind the Meter | Net-metered residential rooftop and canopy |  | None | Vision Solar LLC | AC Electric | As-Built Incomplete - Review | 2020-04-28 | 2020-07-10 |  | hanwa qcells | qpeak duo g5 315 | Solar Panels |  | 0.315 | 6 | 65 | 19 |  | Fixed | Roof
NJSTRE1545018438 | NJSRRE1544914422 | Transition Incentive Program | Williamstown | 8094 | 15 | 5.67 | Residential | Yes | Behind the Meter | Net-metered residential rooftop and canopy |  | None | Vision Solar LLC | AC Electric | As-Built Incomplete - Review | 2020-04-28 | 2020-07-10 |  | enphase | iq7-60-2-us | Inverters | 240 |  | 18 |  |  | 0.96 |  | Other | behind panels
NJSTRE1545018438 | NJSRRE1544914422 | Transition Incentive Program | Williamstown | 8094 | 15 | 5.67 | Residential | Yes | Behind the Meter | Net-metered residential rooftop and canopy |  | None | Vision Solar LLC | AC Electric | As-Built Incomplete - Review | 2020-04-28 | 2020-07-10 |  | enphase | IQ7-60-2-US | Meters |  |  | 1 |  |  |  | Yes | Outdoor
NJSTRE1545018440 | NJSRRE1544921476 | Transition Incentive Program | Budd Lake | 7828 | 3 | 10.72 | Residential | Yes | Behind the Meter | Net-metered residential rooftop and canopy |  | None | Pro Custom Solar dba Momentum Solar | JCP&L | Accepted | 2020-05-22 23:17 | 2020-06-01 | 2021-06-01 | HANWHA | Q.PEAK DUO BLK G6+ 335 | Solar Panels |  | 0.335 | 19 | 252 | 18 |  | Fixed | Roof
NJSTRE1545018440 | NJSRRE1544921476 | Transition Incentive Program | Budd Lake | 7828 | 3 | 10.72 | Residential | Yes | Behind the Meter | Net-metered residential rooftop and canopy |  | None | Pro Custom Solar dba Momentum Solar | JCP&L | Accepted | 2020-05-22 23:17 | 2020-06-01 | 2021-06-01 | Enphase Energy | IQ7-60-2-US | Inverters | 240 |  | 32 |  |  | 0.97 |  | Outdoor | Roof
NJSTRE1545018440 | NJSRRE1544921476 | Transition Incentive Program | Budd Lake | 7828 | 3 | 10.72 | Residential | Yes | Behind the Meter | Net-metered residential rooftop and canopy |  | None | Pro Custom Solar dba Momentum Solar | JCP&L | Accepted | 2020-05-22 23:17 | 2020-06-01 | 2021-06-01 | HANWHA | Q.PEAK DUO BLK G6+ 335 | Solar Panels |  | 0.335 | 13 | 72 | 18 |  | Fixed | Roof
NJSTRE1545018442 | NJSRRE1544914392 | Transition Incentive Program | Millville | 8332 | 20 | 21.11 | Residential | Yes | Behind the Meter | Net-metered residential rooftop and canopy |  | None | Vision Solar LLC | AC Electric | Accepted | 2020-04-28 | 2020-09-23 | 2021-10-30 | lg solar | lg335n1k-v5 | Solar Panels |  | 0.335 | 28 | 103 | 24 |  | Fixed | Roof
NJSTRE1545018442 | NJSRRE1544914392 | Transition Incentive Program | Millville | 8332 | 20 | 21.11 | Residential | Yes | Behind the Meter | Net-metered residential rooftop and canopy |  | None | Vision Solar LLC | AC Electric | Accepted | 2020-04-28 | 2020-09-23 | 2021-10-30 | lg solar | lg335n1k-v5 | Solar Panels |  | 0.335 | 1 | 13 | 20 |  | Fixed | Roof
NJSTRE1545018442 | NJSRRE1544914392 | Transition Incentive Program | Millville | 8332 | 20 | 21.11 | Residential | Yes | Behind the Meter | Net-metered residential rooftop and canopy |  | None | Vision Solar LLC | AC Electric | Accepted | 2020-04-28 | 2020-09-23 | 2021-10-30 | lg solar | lg335n1k-v5 | Solar Panels |  | 0.335 | 27 | 283 | 24 |  | Fixed | Roof
NJSTRE1545018442 | NJSRRE1544914392 | Transition Incentive Program | Millville | 8332 | 20 | 21.11 | Residential | Yes | Behind the Meter | Net-metered residential rooftop and canopy |  | None | Vision Solar LLC | AC Electric | Accepted | 2020-04-28 | 2020-09-23 | 2021-10-30 | lg solar | lg335n1k-v5 | Solar Panels |  | 0.335 | 7 | 193 | 20 |  | Fixed | Roof
NJSTRE1545018442 | NJSRRE1544914392 | Transition Incentive Program | Millville | 8332 | 20 | 21.11 | Residential | Yes | Behind the Meter | Net-metered residential rooftop and canopy |  | None | Vision Solar LLC | AC Electric | Accepted | 2020-04-28 | 2020-09-23 | 2021-10-30 | enphase | iq7-60-2-us | Inverters | 0.25 |  | 63 |  |  | 0.96 |  | Other | behind panels
NJSTRE1545018444 | NJSRRE1544907960 | Transition Incentive Program | West Berlin | 8091 | 14 | 7.04 | Residential | Yes | Behind the Meter | Net-metered residential rooftop and canopy |  | None | Steve Whitman LLC | AC Electric | Accepted | 2020-05-22 23:18 | 2020-06-01 | 2021-06-01 | Hanwha Q-Cells | Q.PEAK DUO-G5 320 | Solar Panels |  | 0.32 | 22 | 187 | 22 |  | Fixed | Roof
NJSTRE1545018444 | NJSRRE1544907960 | Transition Incentive Program | West Berlin | 8091 | 14 | 7.04 | Residential | Yes | Behind the Meter | Net-metered residential rooftop and canopy |  | None | Steve Whitman LLC | AC Electric | Accepted | 2020-05-22 23:18 | 2020-06-01 | 2021-06-01 | SolarEdge | SE5000H-US | Inverters | 5000 |  | 1 |  |  | 0.99 |  | Outside | within ten feet of meter
NJSTRE1545018446 | NJSRRE1544921454 | Transition Incentive Program | Mullica Hill | 8062 | 15 | 5.7 | Residential | Yes | Behind the Meter | Net-metered residential rooftop and canopy |  | None | Pro Custom Solar dba Momentum Solar | AC Electric | Accepted | 2020-06-04 07:04 | 2020-06-05 | 2021-06-05 | HANWHA | Q.PEAK DUO BLK G6+ 335 | Solar Panels |  | 0.335 | 17 | 168 | 21 |  | Fixed | Roof
NJSTRE1545018446 | NJSRRE1544921454 | Transition Incentive Program | Mullica Hill | 8062 | 15 | 5.7 | Residential | Yes | Behind the Meter | Net-metered residential rooftop and canopy |  | None | Pro Custom Solar dba Momentum Solar | AC Electric | Accepted | 2020-06-04 07:04 | 2020-06-05 | 2021-06-05 | Enphase Energy | IQ7-60-2-US | Inverters | 240 |  | 17 |  |  | 0.97 |  | Outdoor | Roof
NJSTRE1545018448 | NJSRRE1544912014 | Transition Incentive Program | Brotmanville | 8318 | 16 | 9.72 | Residential | Yes | Behind the Meter | Net-metered residential rooftop and canopy |  | None | Vision Solar LLC | AC Electric | Accepted | 2020-04-28 | 2020-09-23 | 2021-10-30 | LG Solar | lg335n1k-v5 | Solar Panels |  | 0.335 | 6 | 24 | 20 |  | Fixed | Roof
NJSTRE1545018448 | NJSRRE1544912014 | Transition Incentive Program | Brotmanville | 8318 | 16 | 9.72 | Residential | Yes | Behind the Meter | Net-metered residential rooftop and canopy |  | None | Vision Solar LLC | AC Electric | Accepted | 2020-04-28 | 2020-09-23 | 2021-10-30 | lg solar | lg335n1k-v5 | Solar Panels |  | 0.335 | 23 | 204 | 20 |  | Fixed | Roof
NJSTRE1545018448 | NJSRRE1544912014 | Transition Incentive Program | Brotmanville | 8318 | 16 | 9.72 | Residential | Yes | Behind the Meter | Net-metered residential rooftop and canopy |  | None | Vision Solar LLC | AC Electric | Accepted | 2020-04-28 | 2020-09-23 | 2021-10-30 | enphase | iq7-60-2-us | Inverters | 0.25 |  | 29 |  |  | 0.96 |  | Other | behind panels
NJSTRE1545018454 | NJSRRE1544926936 | Transition Incentive Program | Ridgefield Park | 7660 | 7 | 10.89 | Residential | Yes | Behind the Meter | Net-metered residential rooftop and canopy |  | None | Sunrun Installation Services, Inc. | PSE&G | Accepted | 2020-05-27 13:27 | 2020-06-01 | 2021-06-01 | LG Electronics | LG330N1C-A5 | Solar Panels |  | 0.33 | 10 | 17 | 27 |  | Fixed | Roof
NJSTRE1545018454 | NJSRRE1544926936 | Transition Incentive Program | Ridgefield Park | 7660 | 7 | 10.89 | Residential | Yes | Behind the Meter | Net-metered residential rooftop and canopy |  | None | Sunrun Installation Services, Inc. | PSE&G | Accepted | 2020-05-27 13:27 | 2020-06-01 | 2021-06-01 | LG Electronics | LG330N1C-A5 | Solar Panels |  | 0.33 | 3 | 288 | 27 |  | Fixed | Roof
NJSTRE1545018454 | NJSRRE1544926936 | Transition Incentive Program | Ridgefield Park | 7660 | 7 | 10.89 | Residential | Yes | Behind the Meter | Net-metered residential rooftop and canopy |  | None | Sunrun Installation Services, Inc. | PSE&G | Accepted | 2020-05-27 13:27 | 2020-06-01 | 2021-06-01 | LG Electronics | LG330N1C-A5 | Solar Panels |  | 0.33 | 10 | 107 | 27 |  | Fixed | Roof
NJSTRE1545018454 | NJSRRE1544926936 | Transition Incentive Program | Ridgefield Park | 7660 | 7 | 10.89 | Residential | Yes | Behind the Meter | Net-metered residential rooftop and canopy |  | None | Sunrun Installation Services, Inc. | PSE&G | Accepted | 2020-05-27 13:27 | 2020-06-01 | 2021-06-01 | LG Electronics | LG330N1C-A5 | Solar Panels |  | 0.33 | 10 | 17 | 27 |  | Fixed | Roof
NJSTRE1545018454 | NJSRRE1544926936 | Transition Incentive Program | Ridgefield Park | 7660 | 7 | 10.89 | Residential | Yes | Behind the Meter | Net-metered residential rooftop and canopy |  | None | Sunrun Installation Services, Inc. | PSE&G | Accepted | 2020-05-27 13:27 | 2020-06-01 | 2021-06-01 | Enphase Energy | IQ7-60-x-US (240V) | Inverters | 240 |  | 33 |  |  | 0.96 |  | Outdoor | Rooftop
NJSTRE1545018457 | NJSRRE1544914557 | Transition Incentive Program | Glenwood | 7418 | 1 | 12.73 | Residential | Yes | Behind the Meter | Net-metered residential rooftop and canopy |  | None | Pro Custom Solar dba Momentum Solar | JCP&L | Accepted | 2020-05-22 23:18 | 2020-06-01 | 2021-06-01 | HANWHA | Q.PEAK DUO BLK G6+ 335 | Solar Panels |  | 0.335 | 3 | 307 | 33 |  | Fixed | Roof
NJSTRE1545018457 | NJSRRE1544914557 | Transition Incentive Program | Glenwood | 7418 | 1 | 12.73 | Residential | Yes | Behind the Meter | Net-metered residential rooftop and canopy |  | None | Pro Custom Solar dba Momentum Solar | JCP&L | Accepted | 2020-05-22 23:18 | 2020-06-01 | 2021-06-01 | HANWHA | Q.PEAK DUO BLK G6+ 335 | Solar Panels |  | 0.335 | 6 | 37 | 33 |  | Fixed | Roof
NJSTRE1545018457 | NJSRRE1544914557 | Transition Incentive Program | Glenwood | 7418 | 1 | 12.73 | Residential | Yes | Behind the Meter | Net-metered residential rooftop and canopy |  | None | Pro Custom Solar dba Momentum Solar | JCP&L | Accepted | 2020-05-22 23:18 | 2020-06-01 | 2021-06-01 | HANWHA | Q.PEAK DUO BLK G6+ 335 | Solar Panels |  | 0.335 | 16 | 127 | 33 |  | Fixed | Roof
NJSTRE1545018457 | NJSRRE1544914557 | Transition Incentive Program | Glenwood | 7418 | 1 | 12.73 | Residential | Yes | Behind the Meter | Net-metered residential rooftop and canopy |  | None | Pro Custom Solar dba Momentum Solar | JCP&L | Accepted | 2020-05-22 23:18 | 2020-06-01 | 2021-06-01 | HANWHA | Q.PEAK DUO BLK G6+ 335 | Solar Panels |  | 0.335 | 8 | 217 | 34 |  | Fixed | Roof
NJSTRE1545018457 | NJSRRE1544914557 | Transition Incentive Program | Glenwood | 7418 | 1 | 12.73 | Residential | Yes | Behind the Meter | Net-metered residential rooftop and canopy |  | None | Pro Custom Solar dba Momentum Solar | JCP&L | Accepted | 2020-05-22 23:18 | 2020-06-01 | 2021-06-01 | HANWHA | Q.PEAK DUO BLK G6+ 335 | Solar Panels |  | 0.335 | 5 | 307 | 33 |  | Fixed | Roof
NJSTRE1545018457 | NJSRRE1544914557 | Transition Incentive Program | Glenwood | 7418 | 1 | 12.73 | Residential | Yes | Behind the Meter | Net-metered residential rooftop and canopy |  | None | Pro Custom Solar dba Momentum Solar | JCP&L | Accepted | 2020-05-22 23:18 | 2020-06-01 | 2021-06-01 | Enphase Energy | IQ7-60-2-US | Inverters | 240 |  | 38 |  |  | 0.97 |  | Outdoor | Roof
NJSTRE1545018459 | NJSRRE1544916566 | Transition Incentive Program | Union | 7083 | 10 | 7.02 | Residential | Yes | Behind the Meter | Net-metered residential rooftop and canopy |  | None | Sunrun Installation Services, Inc. | PSE&G | Accepted | 2020-05-27 13:31 | 2020-06-01 | 2021-06-01 | Delta Electronics | M6-TL-US | Inverters | 6000 |  | 1 |  |  | 0.96 |  | Outdoor | Next To Meter
NJSTRE1545018459 | NJSRRE1544916566 | Transition Incentive Program | Union | 7083 | 10 | 7.02 | Residential | Yes | Behind the Meter | Net-metered residential rooftop and canopy |  | None | Sunrun Installation Services, Inc. | PSE&G | Accepted | 2020-05-27 13:31 | 2020-06-01 | 2021-06-01 | LONGi Green Energy Technology Co Ltd | LR6-60HPB-305M | Solar Panels |  | 0.305 | 23 | 210 | 40 |  | Fixed | Roof
NJSTRE1545018460 | NJSTRE1545018460 | Transition Incentive Program | Montgomery Twp | 8502 | 5 | 5.56 | Residential | No | Behind the Meter | Net-metered residential rooftop and canopy |  | None | SunnyMac LLC | PSE&G | Accepted | 2020-05-22 23:19 | 2020-06-01 | 2021-06-01 | SunPower | SPR-X21-335 | Solar Panels |  | 0.327 | 6 | 114 | 41 |  | Fixed | Roof
NJSTRE1545018460 | NJSTRE1545018460 | Transition Incentive Program | Montgomery Twp | 8502 | 5 | 5.56 | Residential | No | Behind the Meter | Net-metered residential rooftop and canopy |  | None | SunnyMac LLC | PSE&G | Accepted | 2020-05-22 23:19 | 2020-06-01 | 2021-06-01 | SunPower, | SPR-X21-335 | Solar Panels |  | 0.327 | 11 | 204 | 46 |  | Fixed | Roof
NJSTRE1545018460 | NJSTRE1545018460 | Transition Incentive Program | Montgomery Twp | 8502 | 5 | 5.56 | Residential | No | Behind the Meter | Net-metered residential rooftop and canopy |  | None | SunnyMac LLC | PSE&G | Accepted | 2020-05-22 23:19 | 2020-06-01 | 2021-06-01 | Enphase | IQ7xs-96-ACM-US | Inverters | 0.315 |  | 17 |  |  | 0.99 |  | Outdoor | roof
NJSTRE1545018461 | NJSRRE1544927521 | Transition Incentive Program | Sewell | 8080 | 15 | 16.9 | Residential | No | Behind the Meter | Net-metered residential rooftop and canopy |  | None | NJ Solar Power, LLC | AC Electric | Accepted | 2020-06-02 20:19 | 2020-06-03 | 2021-06-03 | Panasonic | VBHN325KA03 | Solar Panels |  | 0.325 | 52 | 150 | 30 |  | Fixed | Ground
NJSTRE1545018461 | NJSRRE1544927521 | Transition Incentive Program | Sewell | 8080 | 15 | 16.9 | Residential | No | Behind the Meter | Net-metered residential rooftop and canopy |  | None | NJ Solar Power, LLC | AC Electric | Accepted | 2020-06-02 20:19 | 2020-06-03 | 2021-06-03 | SolarEdge | SE7600H-US | Inverters | 7600 |  | 2 |  |  | 0.99 |  | Outdoor | Under Array
NJSTRE1545018465 | NJSRRE1544927026 | Transition Incentive Program | Cape May Courthouse | 8210 | 21 | 8.16 | Residential | Yes | Behind the Meter | Net-metered residential rooftop and canopy |  | None | Trinity Solar | AC Electric | Accepted | 2020-05-28 14:42 | 2020-06-01 | 2021-06-01 | Solar Edge | SE7600 | Inverters | 7600 |  | 1 |  |  | 0.97 |  | Outside | side of home
NJSTRE1545018465 | NJSRRE1544927026 | Transition Incentive Program | Cape May Courthouse | 8210 | 21 | 8.16 | Residential | Yes | Behind the Meter | Net-metered residential rooftop and canopy |  | None | Trinity Solar | AC Electric | Accepted | 2020-05-28 14:42 | 2020-06-01 | 2021-06-01 | Hanwha | Q.PEAK DUO BLK-G6 340 | Solar Panels |  | 0.34 | 24 | 209 | 14 |  | Fixed | Roof
NJSTRE1545018466 | NJSRRE1544921932 | Transition Incentive Program | Newark City | 7106 | 9 | 60.42 | Commercial | Yes | Behind the Meter | Net-metered non-residential rooftop and canopy |  | None | Solar Renewable Energy, LLC | PSE&G | Accepted | 2020-05-22 23:20 | 2020-06-01 | 2021-06-01 | Solar Edge | SE14.4KUS | Inverters | 40 |  | 4 |  |  | 0.97 |  | Indoor | Inside in the electric room
NJSTRE1545018466 | NJSRRE1544921932 | Transition Incentive Program | Newark City | 7106 | 9 | 60.42 | Commercial | Yes | Behind the Meter | Net-metered non-residential rooftop and canopy |  | None | Solar Renewable Energy, LLC | PSE&G | Accepted | 2020-05-22 23:20 | 2020-06-01 | 2021-06-01 | HT-SAAE | HT72-156M 380 | Solar Panels |  | 0.38 | 159 | 197.49 | 10 |  | Fixed | Roof
NJSTRE1545018469 | NJSRRE1544914433 | Transition Incentive Program | East Orange | 7018 | 9 | 5.78 | Residential | Yes | Behind the Meter | Net-metered residential rooftop and canopy |  | None | Trinity Solar | PSE&G | Accepted | 2020-05-28 14:48 | 2020-06-01 | 2021-06-01 | Hanwha | Q.PEAK DUO BLK-G6 340 | Solar Panels |  | 0.34 | 5 | 204 | 14 |  | Fixed | Roof
NJSTRE1545018469 | NJSRRE1544914433 | Transition Incentive Program | East Orange | 7018 | 9 | 5.78 | Residential | Yes | Behind the Meter | Net-metered residential rooftop and canopy |  | None | Trinity Solar | PSE&G | Accepted | 2020-05-28 14:48 | 2020-06-01 | 2021-06-01 | Hanwha | Q.PEAK DUO BLK-G6 340 | Solar Panels |  | 0.34 | 7 | 204 | 45 |  | Fixed | Roof
NJSTRE1545018469 | NJSRRE1544914433 | Transition Incentive Program | East Orange | 7018 | 9 | 5.78 | Residential | Yes | Behind the Meter | Net-metered residential rooftop and canopy |  | None | Trinity Solar | PSE&G | Accepted | 2020-05-28 14:48 | 2020-06-01 | 2021-06-01 | Solar Edge | SE5000 | Inverters | 5000 |  | 1 |  |  | 0.97 |  | Outside | side of home
NJSTRE1545018469 | NJSRRE1544914433 | Transition Incentive Program | East Orange | 7018 | 9 | 5.78 | Residential | Yes | Behind the Meter | Net-metered residential rooftop and canopy |  | None | Trinity Solar | PSE&G | Accepted | 2020-05-28 14:48 | 2020-06-01 | 2021-06-01 | Hanwha | Q.PEAK DUO BLK-G6 340 | Solar Panels |  | 0.34 | 5 | 114 | 23 |  | Fixed | Roof
NJSTRE1545018470 | NJSRRE1544906745 | Transition Incentive Program | Bloomfield | 7003 | 9 | 3.66 | Residential | Yes | Behind the Meter | Net-metered residential rooftop and canopy |  | None | Sunrun Installation Services, Inc. | PSE&G | Accepted | 2020-05-27 13:31 | 2020-06-01 | 2021-06-01 | LONGi Green Energy Technology Co Ltd | LR6-60HPB-305M | Solar Panels |  | 0.305 | 3 | 20 | 9 |  | Fixed | Roof
NJSTRE1545018470 | NJSRRE1544906745 | Transition Incentive Program | Bloomfield | 7003 | 9 | 3.66 | Residential | Yes | Behind the Meter | Net-metered residential rooftop and canopy |  | None | Sunrun Installation Services, Inc. | PSE&G | Accepted | 2020-05-27 13:31 | 2020-06-01 | 2021-06-01 | LONGi Green Energy Technology Co Ltd | LR6-60HPB-305M | Solar Panels |  | 0.305 | 9 | 200 | 27 |  | Fixed | Roof
NJSTRE1545018470 | NJSRRE1544906745 | Transition Incentive Program | Bloomfield | 7003 | 9 | 3.66 | Residential | Yes | Behind the Meter | Net-metered residential rooftop and canopy |  | None | Sunrun Installation Services, Inc. | PSE&G | Accepted | 2020-05-27 13:31 | 2020-06-01 | 2021-06-01 | Enphase Energy | IQ7-60-x-US (240V) | Inverters | 240 |  | 12 |  |  | 0.96 |  | Outdoor | Rooftop
NJSTRE1545018667 |  | Transition Incentive Program | Turnersville | 8012 | 14 | 10.24 | Residential | No | Behind the Meter | Net-metered residential rooftop and canopy |  | None | Whitman Construction, LLC | AC Electric | Accepted | 2020-05-20 15:28 | 2020-05-21 | 2021-05-21 | Trina | TSM320DD05H.05 | Solar Panels |  | 0.32 | 18 | 137 | 23 |  | Fixed | Roof
NJSTRE1545018667 |  | Transition Incentive Program | Turnersville | 8012 | 14 | 10.24 | Residential | No | Behind the Meter | Net-metered residential rooftop and canopy |  | None | Whitman Construction, LLC | AC Electric | Accepted | 2020-05-20 15:28 | 2020-05-21 | 2021-05-21 | ENPHASE ENERGY | IQ7-60-2-US | Inverters | 240 |  | 32 |  |  | 0.975 |  | Outdoor | MICROINVERTER LOCATED UNDER MODULE
NJSTRE1545018667 |  | Transition Incentive Program | Turnersville | 8012 | 14 | 10.24 | Residential | No | Behind the Meter | Net-metered residential rooftop and canopy |  | None | Whitman Construction, LLC | AC Electric | Accepted | 2020-05-20 15:28 | 2020-05-21 | 2021-05-21 | TRINA | TSM320DD05H.05 | Solar Panels |  | 0.32 | 14 | 317 | 23 |  | Fixed | Roof
NJSTRE1545018670 |  | Transition Incentive Program | NEWARK CITY | 7107 | 9 | 6.08 | Residential | Yes | Behind the Meter | Net-metered residential rooftop and canopy |  | None | Bright Planet Solar | PSE&G | Accepted | 2020-06-08 14:59 | 2020-06-08 | 2021-06-08 | HANWHA Q-CELLS | Q.PEAK DUO BLK-G5 320W | Solar Panels |  | 0.32 | 10 | 200 | 30 |  | Fixed | Roof
NJSTRE1545018670 |  | Transition Incentive Program | NEWARK CITY | 7107 | 9 | 6.08 | Residential | Yes | Behind the Meter | Net-metered residential rooftop and canopy |  | None | Bright Planet Solar | PSE&G | Accepted | 2020-06-08 14:59 | 2020-06-08 | 2021-06-08 | HANWHA Q-CELLS | Q.PEAK DUO BLK-G5 320W | Solar Panels |  | 0.32 | 9 | 111 | 9 |  | Fixed | Roof
NJSTRE1545018670 |  | Transition Incentive Program | NEWARK CITY | 7107 | 9 | 6.08 | Residential | Yes | Behind the Meter | Net-metered residential rooftop and canopy |  | None | Bright Planet Solar | PSE&G | Accepted | 2020-06-08 14:59 | 2020-06-08 | 2021-06-08 | SOLAR EDGE | SE5000H-USRGM | Inverters | 5000 |  | 1 |  |  | 0.98 |  | Outdoor | OUTSIDE
NJSTRE1545020820 |  | Transition Incentive Program | Cream Ridge | 8514 | 17 | 12.48 | Residential | No | Behind the Meter | Net-metered residential rooftop and canopy |  | None | Whitman Construction, LLC | JCP&L | Accepted | 2020-05-21 11:50 | 2020-05-26 | 2021-05-26 | TRINA | TSM320 DD05H.05 | Solar Panels |  | 0.32 | 16 | 256 | 20 |  | Fixed | Roof
NJSTRE1545020820 |  | Transition Incentive Program | Cream Ridge | 8514 | 17 | 12.48 | Residential | No | Behind the Meter | Net-metered residential rooftop and canopy |  | None | Whitman Construction, LLC | JCP&L | Accepted | 2020-05-21 11:50 | 2020-05-26 | 2021-05-26 | TRINA | TSM320 DD05H.05 | Solar Panels |  | 0.32 | 16 | 76 | 20 |  | Fixed | Roof
NJSTRE1545020820 |  | Transition Incentive Program | Cream Ridge | 8514 | 17 | 12.48 | Residential | No | Behind the Meter | Net-metered residential rooftop and canopy |  | None | Whitman Construction, LLC | JCP&L | Accepted | 2020-05-21 11:50 | 2020-05-26 | 2021-05-26 | TRINA | TSM320 DD05H.05 | Solar Panels |  | 0.32 | 7 | 166 | 20 |  | Fixed | Roof
NJSTRE1545020820 |  | Transition Incentive Program | Cream Ridge | 8514 | 17 | 12.48 | Residential | No | Behind the Meter | Net-metered residential rooftop and canopy |  | None | Whitman Construction, LLC | JCP&L | Accepted | 2020-05-21 11:50 | 2020-05-26 | 2021-05-26 | ENPHASE ENERGY | IQ7-60-2-US | Inverters | 240 |  | 39 |  |  | 0.975 |  | Outdoor | MICROINVERTERS LOCATED UNDER MODULES
NJSTRE1545020900 |  | Transition Incentive Program | East Windsor | 8512 | 11 | 1650.02 | Municipality | No | Behind the Meter | Net-metered non-residential ground mount |  | None | Solar Landscape | PSE&G | Accepted | 2020-05-22 13:34 | 2020-05-28 | 2021-05-28 | SMA | Sunny HighPower Peak 3 125-US | Inverters | 125000 |  | 12 |  |  | 0.985 |  | Outside | southeast section of array
NJSTRE1545020900 |  | Transition Incentive Program | East Windsor | 8512 | 11 | 1650.02 | Municipality | No | Behind the Meter | Net-metered non-residential ground mount |  | None | Solar Landscape | PSE&G | Accepted | 2020-05-22 13:34 | 2020-05-28 | 2021-05-28 | JA Solar | JAP72S09-340 | Solar Panels |  | 0.34 | 4853 | 180 | 30 |  | Fixed | Ground
NJSTRE1545021207 |  | Transition Incentive Program | Hackensack | 7601 | 7 | 2.38 | Residential | No | Behind the Meter | Net-metered residential rooftop and canopy |  | None | Trinity Solar | PSE&G | Accepted | 2020-05-21 13:54 | 2020-06-01 | 2021-06-01 | ENPHASE | IQ7PLUS MICROINVERTERS (IQ7PLUS-72-2-US ) | Inverters | 2.03 |  | 1 |  |  | 0.24 |  | Outside | UNDER THE PANELS
NJSTRE1545021207 |  | Transition Incentive Program | Hackensack | 7601 | 7 | 2.38 | Residential | No | Behind the Meter | Net-metered residential rooftop and canopy |  | None | Trinity Solar | PSE&G | Accepted | 2020-05-21 13:54 | 2020-06-01 | 2021-06-01 | HANWHA 340 (Q.PEAK DUO BLK-G6 340) | HANWHA 340 (Q.PEAK DUO BLK-G6 340) | Solar Panels |  | 0.34 | 4 | 286 | 23 |  | Fixed | Roof
NJSTRE1545021207 |  | Transition Incentive Program | Hackensack | 7601 | 7 | 2.38 | Residential | No | Behind the Meter | Net-metered residential rooftop and canopy |  | None | Trinity Solar | PSE&G | Accepted | 2020-05-21 13:54 | 2020-06-01 | 2021-06-01 | HANWHA 340 (Q.PEAK DUO BLK-G6 340) | HANWHA 340 (Q.PEAK DUO BLK-G6 340) | Solar Panels |  | 0.34 | 3 | 106 | 23 |  | Fixed | Roof
NJSTRE1545021481 |  | Transition Incentive Program | ┬áJersey City | 7307 | 8 | 5.56 | Residential | No | Behind the Meter | Net-metered residential rooftop and canopy |  | None | Seabright Solar | PSE&G | Accepted | 2020-05-21 17:08 | 2020-05-27 | 2021-05-27 | Sunpower | SPR-E20-327 | Inverters | 0.32 |  | 17 |  |  | 0.99 |  | Outside | Roof
NJSTRE1545021481 |  | Transition Incentive Program | ┬áJersey City | 7307 | 8 | 5.56 | Residential | No | Behind the Meter | Net-metered residential rooftop and canopy |  | None | Seabright Solar | PSE&G | Accepted | 2020-05-21 17:08 | 2020-05-27 | 2021-05-27 | Sunpower | SPR-E20-327 | Solar Panels |  | 0.327 | 17 | 207 | 4 |  | Fixed | Roof
NJSTRE1545025426 |  | Transition Incentive Program | Mountainside | 7092 | 10 | 263.6 | Commercial | No | Behind the Meter | Net-metered non-residential rooftop and canopy |  | PSEG | Amergy Solar Inc | PSE&G | Accepted | 2020-05-21 21:46 | 2020-05-27 | 2021-05-27 | TALESUN SOLAR | BISTAR 400W | Solar Panels |  | 0.4 | 119 | 52 | 5 |  | Fixed | Roof
NJSTRE1545025426 |  | Transition Incentive Program | Mountainside | 7092 | 10 | 263.6 | Commercial | No | Behind the Meter | Net-metered non-residential rooftop and canopy |  | PSEG | Amergy Solar Inc | PSE&G | Accepted | 2020-05-21 21:46 | 2020-05-27 | 2021-05-27 | TALESUN SOLAR | BISTAR 400W | Solar Panels |  | 0.4 | 540 | 232 | 5 |  | Fixed | Roof
NJSTRE1545025426 |  | Transition Incentive Program | Mountainside | 7092 | 10 | 263.6 | Commercial | No | Behind the Meter | Net-metered non-residential rooftop and canopy |  | PSEG | Amergy Solar Inc | PSE&G | Accepted | 2020-05-21 21:46 | 2020-05-27 | 2021-05-27 | SolarEdge Technologies | SE1OOKUS | Inverters | 100 |  | 2 |  |  | 0.99 |  | Outside | on the wall
NJSTRE1545029472 |  | Transition Incentive Program | Little Ferry | 8643 |  | 149.25 | Commercial | No | Behind the Meter | Net-metered non-residential rooftop and canopy |  | None | Solar Landscape | PSE&G | Accepted | 2020-05-22 16:37 | 2020-05-28 | 2021-05-28 | GCL | M6/72H 375W | Solar Panels |  | 0.375 | 38 | 173.821 | 5 |  | Fixed | Roof
NJSTRE1545029472 |  | Transition Incentive Program | Little Ferry | 8643 |  | 149.25 | Commercial | No | Behind the Meter | Net-metered non-residential rooftop and canopy |  | None | Solar Landscape | PSE&G | Accepted | 2020-05-22 16:37 | 2020-05-28 | 2021-05-28 | GCL | M6/72H 375 | Solar Panels |  | 0.375 | 280 | 195.65 | 5 |  | Fixed | Roof
NJSTRE1545029472 |  | Transition Incentive Program | Little Ferry | 8643 |  | 149.25 | Commercial | No | Behind the Meter | Net-metered non-residential rooftop and canopy |  | None | Solar Landscape | PSE&G | Accepted | 2020-05-22 16:37 | 2020-05-28 | 2021-05-28 | GCL | M6/72H 375 | Solar Panels |  | 0.375 | 80 | 173.821 | 5 |  | Fixed | Roof
NJSTRE1545029472 |  | Transition Incentive Program | Little Ferry | 8643 |  | 149.25 | Commercial | No | Behind the Meter | Net-metered non-residential rooftop and canopy |  | None | Solar Landscape | PSE&G | Accepted | 2020-05-22 16:37 | 2020-05-28 | 2021-05-28 | SolarEdge | SE66.6KUS | Inverters | 66600 |  | 2 |  |  | 0.985 |  | Outside | Ground Level, exterior wall
NJSTRE1545029618 |  | Transition Incentive Program | Little Ferry | 7643 | 7 | 162.75 | Commercial | No | Behind the Meter | Net-metered non-residential rooftop and canopy |  | None | Solar Landscape | PSE&G | Accepted | 2020-05-22 16:37 | 2020-05-28 | 2021-05-28 | GCL | M6/72H 375 | Solar Panels |  | 0.375 | 24 | 195.65 | 5 |  | Fixed | Roof
NJSTRE1545029618 |  | Transition Incentive Program | Little Ferry | 7643 | 7 | 162.75 | Commercial | No | Behind the Meter | Net-metered non-residential rooftop and canopy |  | None | Solar Landscape | PSE&G | Accepted | 2020-05-22 16:37 | 2020-05-28 | 2021-05-28 | SolarEdge | SE43.2KUS | Inverters | 43200 |  | 3 |  |  | 0.97 |  | Outside | Ground Level
NJSTRE1545029618 |  | Transition Incentive Program | Little Ferry | 7643 | 7 | 162.75 | Commercial | No | Behind the Meter | Net-metered non-residential rooftop and canopy |  | None | Solar Landscape | PSE&G | Accepted | 2020-05-22 16:37 | 2020-05-28 | 2021-05-28 | GCL | M6/72H 375 | Solar Panels |  | 0.375 | 306 | 185.57 | 5 |  | Fixed | Roof
NJSTRE1545029618 |  | Transition Incentive Program | Little Ferry | 7643 | 7 | 162.75 | Commercial | No | Behind the Meter | Net-metered non-residential rooftop and canopy |  | None | Solar Landscape | PSE&G | Accepted | 2020-05-22 16:37 | 2020-05-28 | 2021-05-28 | GCL | M6/72H 375 | Solar Panels |  | 0.375 | 104 | 195.65 | 5 |  | Fixed | Roof
NJSTRE1545029639 |  | Transition Incentive Program | Little Ferry | 7643 | 7 | 240.75 | Commercial | No | Behind the Meter | Net-metered non-residential rooftop and canopy |  | None | Solar Landscape | PSE&G | Accepted | 2020-05-22 16:38 | 2020-05-28 | 2021-05-28 | GCL | M6/72H 375 | Solar Panels |  | 0.375 | 32 | 195.65 | 5 |  | Fixed | Roof
NJSTRE1545029639 |  | Transition Incentive Program | Little Ferry | 7643 | 7 | 240.75 | Commercial | No | Behind the Meter | Net-metered non-residential rooftop and canopy |  | None | Solar Landscape | PSE&G | Accepted | 2020-05-22 16:38 | 2020-05-28 | 2021-05-28 | SolarEdge | SE100KUS | Inverters | 100000 |  | 2 |  |  | 0.985 |  | Outside | Ground Level
NJSTRE1545029639 |  | Transition Incentive Program | Little Ferry | 7643 | 7 | 240.75 | Commercial | No | Behind the Meter | Net-metered non-residential rooftop and canopy |  | None | Solar Landscape | PSE&G | Accepted | 2020-05-22 16:38 | 2020-05-28 | 2021-05-28 | GCL | M6/72H 375 | Solar Panels |  | 0.375 | 354 | 195.65 | 5 |  | Fixed | Roof
NJSTRE1545029639 |  | Transition Incentive Program | Little Ferry | 7643 | 7 | 240.75 | Commercial | No | Behind the Meter | Net-metered non-residential rooftop and canopy |  | None | Solar Landscape | PSE&G | Accepted | 2020-05-22 16:38 | 2020-05-28 | 2021-05-28 | GCL | M6/72H 375 | Solar Panels |  | 0.375 | 256 | 195.65 | 5 |  | Fixed | Roof
NJSTRE1545029652 |  | Transition Incentive Program | ORADEL | 7649 | 7 | 19.43 | Residential | No | Behind the Meter | Net-metered residential rooftop and canopy |  | None | Infinity Solar Systems | PSE&G | Accepted | 2020-05-22 15:37 | 2020-05-28 | 2021-05-28 | LG | LG335N1K-V5 | Solar Panels |  | 0.335 | 8 | 270 | 20 |  | Fixed | Roof
NJSTRE1545029652 |  | Transition Incentive Program | ORADEL | 7649 | 7 | 19.43 | Residential | No | Behind the Meter | Net-metered residential rooftop and canopy |  | None | Infinity Solar Systems | PSE&G | Accepted | 2020-05-22 15:37 | 2020-05-28 | 2021-05-28 | LG | LG335N1K-V5 | Solar Panels |  | 0.335 | 15 | 90 | 10 |  | Fixed | Roof
NJSTRE1545029652 |  | Transition Incentive Program | ORADEL | 7649 | 7 | 19.43 | Residential | No | Behind the Meter | Net-metered residential rooftop and canopy |  | None | Infinity Solar Systems | PSE&G | Accepted | 2020-05-22 15:37 | 2020-05-28 | 2021-05-28 | LG | LG335N1K-V5 | Solar Panels |  | 0.335 | 10 | 90 | 20 |  | Fixed | Roof
NJSTRE1545029652 |  | Transition Incentive Program | ORADEL | 7649 | 7 | 19.43 | Residential | No | Behind the Meter | Net-metered residential rooftop and canopy |  | None | Infinity Solar Systems | PSE&G | Accepted | 2020-05-22 15:37 | 2020-05-28 | 2021-05-28 | LG | LG335N1K-V5 | Solar Panels |  | 0.335 | 16 | 270 | 10 |  | Fixed | Roof
NJSTRE1545029652 |  | Transition Incentive Program | ORADEL | 7649 | 7 | 19.43 | Residential | No | Behind the Meter | Net-metered residential rooftop and canopy |  | None | Infinity Solar Systems | PSE&G | Accepted | 2020-05-22 15:37 | 2020-05-28 | 2021-05-28 | LG | LG335N1K-V5 | Solar Panels |  | 0.335 | 9 | 180 | 20 |  | Fixed | Roof
NJSTRE1545029652 |  | Transition Incentive Program | ORADEL | 7649 | 7 | 19.43 | Residential | No | Behind the Meter | Net-metered residential rooftop and canopy |  | None | Infinity Solar Systems | PSE&G | Accepted | 2020-05-22 15:37 | 2020-05-28 | 2021-05-28 | ENPHASE | IQ7-60-X-US | Inverters | 240 |  | 58 |  |  | 0.97 |  | Outside | MICROINVERTERS
NJSTRE1545029738 |  | Transition Incentive Program | Sicklerville | 8081 | 14 | 7.48 | Residential | No | Behind the Meter | Net-metered residential rooftop and canopy |  | None | NJ Solar Power, LLC | AC Electric | Accepted | 2020-05-26 13:49 | 2020-05-28 | 2021-05-28 | Solaredge | SE6000H-US | Inverters | 6000 |  | 1 |  |  | 0.99 |  | Outdoor | garage
NJSTRE1545029738 |  | Transition Incentive Program | Sicklerville | 8081 | 14 | 7.48 | Residential | No | Behind the Meter | Net-metered residential rooftop and canopy |  | None | NJ Solar Power, LLC | AC Electric | Accepted | 2020-05-26 13:49 | 2020-05-28 | 2021-05-28 | panasonic | vbhn340sa17 | Solar Panels |  | 0.34 | 6 | 200 | 18 |  | Fixed | Roof
NJSTRE1545029738 |  | Transition Incentive Program | Sicklerville | 8081 | 14 | 7.48 | Residential | No | Behind the Meter | Net-metered residential rooftop and canopy |  | None | NJ Solar Power, LLC | AC Electric | Accepted | 2020-05-26 13:49 | 2020-05-28 | 2021-05-28 | panasonic | vbhn340sa17 | Solar Panels |  | 0.34 | 16 | 200 | 27 |  | Fixed | Roof
NJSTRE1545034077 |  | Transition Incentive Program | Hackensack | 7601 | 7 | 4.76 | Residential | No | Behind the Meter | Net-metered residential rooftop and canopy |  | None | Trinity Solar | PSE&G | Accepted | 2020-05-26 09:56 | 2020-05-28 | 2021-05-28 | SOLAR EDGE | SE3800H-US | Inverters | 3800 |  | 1 |  |  | 0.97 |  | Outside | SIDE OF HOME
NJSTRE1545034077 |  | Transition Incentive Program | Hackensack | 7601 | 7 | 4.76 | Residential | No | Behind the Meter | Net-metered residential rooftop and canopy |  | None | Trinity Solar | PSE&G | Accepted | 2020-05-26 09:56 | 2020-05-28 | 2021-05-28 | HANWHA 340 (Q.PEAK DUO BLK-G6 340) | HANWHA 340 (Q.PEAK DUO BLK-G6 340) | Solar Panels |  | 0.34 | 6 | 106 | 23 |  | Fixed | Roof
NJSTRE1545034077 |  | Transition Incentive Program | Hackensack | 7601 | 7 | 4.76 | Residential | No | Behind the Meter | Net-metered residential rooftop and canopy |  | None | Trinity Solar | PSE&G | Accepted | 2020-05-26 09:56 | 2020-05-28 | 2021-05-28 | HANWHA 340 (Q.PEAK DUO BLK-G6 340) | HANWHA 340 (Q.PEAK DUO BLK-G6 340) | Solar Panels |  | 0.34 | 8 | 286 | 23 |  | Fixed | Roof
NJSTRE1545034151 |  | Transition Incentive Program | Woodbridge | 7067 | 10 | 39.5 | Commercial | No | Behind the Meter | Net-metered non-residential rooftop and canopy |  | PSEG | Geoscape Solar | PSE&G | Accepted | 2020-05-26 12:00 | 2020-06-01 | 2021-06-01 | SUNPOWER | SPR-P19-395-COM | Solar Panels |  | 0.395 | 10 | 108 | 5 |  | Fixed | Roof
NJSTRE1545034151 |  | Transition Incentive Program | Woodbridge | 7067 | 10 | 39.5 | Commercial | No | Behind the Meter | Net-metered non-residential rooftop and canopy |  | PSEG | Geoscape Solar | PSE&G | Accepted | 2020-05-26 12:00 | 2020-06-01 | 2021-06-01 | SOALREDGE | SE14.4KUS | Inverters | 14400 |  | 1 |  |  | 0.98 |  | Outside | ADJ. TO UTILITY METER
NJSTRE1545034151 |  | Transition Incentive Program | Woodbridge | 7067 | 10 | 39.5 | Commercial | No | Behind the Meter | Net-metered non-residential rooftop and canopy |  | PSEG | Geoscape Solar | PSE&G | Accepted | 2020-05-26 12:00 | 2020-06-01 | 2021-06-01 | SUNPOWER | SPR-P19-395-COM | Solar Panels |  | 0.395 | 54 | 198 | 5 |  | Fixed | Roof
NJSTRE1545034151 |  | Transition Incentive Program | Woodbridge | 7067 | 10 | 39.5 | Commercial | No | Behind the Meter | Net-metered non-residential rooftop and canopy |  | PSEG | Geoscape Solar | PSE&G | Accepted | 2020-05-26 12:00 | 2020-06-01 | 2021-06-01 | SUNPOWER | SPR-P19-395-COM | Solar Panels |  | 0.395 | 4 | 108 | 5 |  | Fixed | Roof
NJSTRE1545034151 |  | Transition Incentive Program | Woodbridge | 7067 | 10 | 39.5 | Commercial | No | Behind the Meter | Net-metered non-residential rooftop and canopy |  | PSEG | Geoscape Solar | PSE&G | Accepted | 2020-05-26 12:00 | 2020-06-01 | 2021-06-01 | SOLAREDGE | SE9KUS | Inverters | 9000 |  | 2 |  |  | 0.98 |  | Outside | ADJ. TO UTILITY METER
NJSTRE1545034151 |  | Transition Incentive Program | Woodbridge | 7067 | 10 | 39.5 | Commercial | No | Behind the Meter | Net-metered non-residential rooftop and canopy |  | PSEG | Geoscape Solar | PSE&G | Accepted | 2020-05-26 12:00 | 2020-06-01 | 2021-06-01 | SUNPOWER | SPR-P19-395-COM | Solar Panels |  | 0.395 | 32 | 198 | 5 |  | Fixed | Roof
NJSTRE1545034204 |  | Transition Incentive Program | WARETOWN | 8758 | 18 | 5.27 | Residential | Yes | Behind the Meter | Net-metered residential rooftop and canopy |  | None | Bright Planet Solar | JCP&L | Accepted | 2020-05-26 11:57 | 2020-06-05 | 2021-06-05 | SOLAR EDGE | SE3800H-USRGM | Inverters | 3800 |  | 1 |  |  | 0.98 |  | Outdoor | OUTSIDE
NJSTRE1545034204 |  | Transition Incentive Program | WARETOWN | 8758 | 18 | 5.27 | Residential | Yes | Behind the Meter | Net-metered residential rooftop and canopy |  | None | Bright Planet Solar | JCP&L | Accepted | 2020-05-26 11:57 | 2020-06-05 | 2021-06-05 | LONGI | LR-60HPB-310M | Solar Panels |  | 0.31 | 3 | 41 | 30 |  | Fixed | Roof
NJSTRE1545034204 |  | Transition Incentive Program | WARETOWN | 8758 | 18 | 5.27 | Residential | Yes | Behind the Meter | Net-metered residential rooftop and canopy |  | None | Bright Planet Solar | JCP&L | Accepted | 2020-05-26 11:57 | 2020-06-05 | 2021-06-05 | LONGI | LR-60HPB-310M | Solar Panels |  | 0.31 | 14 | 221 | 28 |  | Fixed | Roof
NJSTRE1545034362 |  | Transition Incentive Program | Cherry Hill | 8034 | 14 | 12.24 | Residential | No | Behind the Meter | Net-metered residential rooftop and canopy |  | None | NJ Solar Power, LLC | PSE&G | Accepted | 2020-05-26 14:27 | 2020-06-01 | 2021-06-01 | Panasonic | VBHN340SA17 | Solar Panels |  | 0.34 | 10 | 275 | 23 |  | Fixed | Roof
NJSTRE1545034362 |  | Transition Incentive Program | Cherry Hill | 8034 | 14 | 12.24 | Residential | No | Behind the Meter | Net-metered residential rooftop and canopy |  | None | NJ Solar Power, LLC | PSE&G | Accepted | 2020-05-26 14:27 | 2020-06-01 | 2021-06-01 | panasonic | VBHN340SA17 | Solar Panels |  | 0.34 | 26 | 95 | 23 |  | Fixed | Roof
NJSTRE1545034362 |  | Transition Incentive Program | Cherry Hill | 8034 | 14 | 12.24 | Residential | No | Behind the Meter | Net-metered residential rooftop and canopy |  | None | NJ Solar Power, LLC | PSE&G | Accepted | 2020-05-26 14:27 | 2020-06-01 | 2021-06-01 | Enphase | IQ7X-96-2-US | Inverters | 11.52 |  | 36 |  |  | 0.99 |  | Outdoor | side of garage
NJSTRE1545034497 |  | Transition Incentive Program | MAYWOOD | 7607 | 7 | 10.15 | Residential | No | Behind the Meter | Net-metered residential rooftop and canopy |  | None | Infinity Solar Systems | PSE&G | Accepted | 2020-05-26 16:16 | 2020-06-02 | 2021-06-02 | LG | LG350N1C-V5 | Solar Panels |  | 0.35 | 4 | 306 | 15 |  | Fixed | Roof
NJSTRE1545034497 |  | Transition Incentive Program | MAYWOOD | 7607 | 7 | 10.15 | Residential | No | Behind the Meter | Net-metered residential rooftop and canopy |  | None | Infinity Solar Systems | PSE&G | Accepted | 2020-05-26 16:16 | 2020-06-02 | 2021-06-02 | LG | LG350N1C-V5 | Solar Panels |  | 0.35 | 8 | 306 | 30 |  | Fixed | Roof
NJSTRE1545034497 |  | Transition Incentive Program | MAYWOOD | 7607 | 7 | 10.15 | Residential | No | Behind the Meter | Net-metered residential rooftop and canopy |  | None | Infinity Solar Systems | PSE&G | Accepted | 2020-05-26 16:16 | 2020-06-02 | 2021-06-02 | LG | LG350N1C-V5 | Solar Panels |  | 0.35 | 12 | 126 | 30 |  | Fixed | Roof
NJSTRE1545034497 |  | Transition Incentive Program | MAYWOOD | 7607 | 7 | 10.15 | Residential | No | Behind the Meter | Net-metered residential rooftop and canopy |  | None | Infinity Solar Systems | PSE&G | Accepted | 2020-05-26 16:16 | 2020-06-02 | 2021-06-02 | ENPHASE | IQ7-60-X-US | Inverters | 240 |  | 29 |  |  | 0.97 |  | Outside | MICROINVERTERS
NJSTRE1545034497 |  | Transition Incentive Program | MAYWOOD | 7607 | 7 | 10.15 | Residential | No | Behind the Meter | Net-metered residential rooftop and canopy |  | None | Infinity Solar Systems | PSE&G | Accepted | 2020-05-26 16:16 | 2020-06-02 | 2021-06-02 | LG | LG350N1C-V5 | Solar Panels |  | 0.35 | 5 | 36 | 15 |  | Fixed | Roof
NJSTRE1545035627 |  | Transition Incentive Program | Mount Laurel | 8054 | 13 | 136.8 | School Public K-12 | No | Behind the Meter | Net-metered non-residential rooftop and canopy |  | None | Brightcore Energy, LLC | PSE&G | Accepted | 2020-05-26 16:40 | 2020-06-02 | 2021-06-02 | Trina Solar | TSM-DE15H(II)-400W | Solar Panels |  | 0.4 | 342 | 144 | 5 |  | Fixed | Roof
NJSTRE1545035627 |  | Transition Incentive Program | Mount Laurel | 8054 | 13 | 136.8 | School Public K-12 | No | Behind the Meter | Net-metered non-residential rooftop and canopy |  | None | Brightcore Energy, LLC | PSE&G | Accepted | 2020-05-26 16:40 | 2020-06-02 | 2021-06-02 | SolarEdge | SE100KUS | Inverters | 100000 |  | 1 |  |  | 0.985 |  | Outdoor | Rooftop
NJSTRE1545035627 |  | Transition Incentive Program | Mount Laurel | 8054 | 13 | 136.8 | School Public K-12 | No | Behind the Meter | Net-metered non-residential rooftop and canopy |  | None | Brightcore Energy, LLC | PSE&G | Accepted | 2020-05-26 16:40 | 2020-06-02 | 2021-06-02 | SolarEdge | SE-RGMTR-3Y-480V-A | Meters |  |  | 1 |  |  |  | Yes
NJSTRE1545038476 |  | Transition Incentive Program | Point Pleasant | 8742 | 18 | 10.88 | Residential | No | Behind the Meter | Net-metered residential rooftop and canopy |  | None | Whitman Construction, LLC | JCP&L | Accepted | 2020-05-27 10:29 | 2020-06-02 | 2021-06-02 | Trina | TSM320-DD05H.05 | Solar Panels |  | 0.32 | 4 | 277 | 35 |  | Fixed | Roof
NJSTRE1545038476 |  | Transition Incentive Program | Point Pleasant | 8742 | 18 | 10.88 | Residential | No | Behind the Meter | Net-metered residential rooftop and canopy |  | None | Whitman Construction, LLC | JCP&L | Accepted | 2020-05-27 10:29 | 2020-06-02 | 2021-06-02 | Trina | TSM320-DD05H.05 | Solar Panels |  | 0.32 | 9 | 97 | 35 |  | Fixed | Roof
NJSTRE1545038476 |  | Transition Incentive Program | Point Pleasant | 8742 | 18 | 10.88 | Residential | No | Behind the Meter | Net-metered residential rooftop and canopy |  | None | Whitman Construction, LLC | JCP&L | Accepted | 2020-05-27 10:29 | 2020-06-02 | 2021-06-02 | Trina | TSM320-DD05H.05 | Solar Panels |  | 0.32 | 4 | 277 | 35 |  | Fixed | Roof
NJSTRE1545038476 |  | Transition Incentive Program | Point Pleasant | 8742 | 18 | 10.88 | Residential | No | Behind the Meter | Net-metered residential rooftop and canopy |  | None | Whitman Construction, LLC | JCP&L | Accepted | 2020-05-27 10:29 | 2020-06-02 | 2021-06-02 | trina | TSM320-DD05H.05 | Solar Panels |  | 0.32 | 2 | 187 | 38 |  | Fixed | Roof
NJSTRE1545038476 |  | Transition Incentive Program | Point Pleasant | 8742 | 18 | 10.88 | Residential | No | Behind the Meter | Net-metered residential rooftop and canopy |  | None | Whitman Construction, LLC | JCP&L | Accepted | 2020-05-27 10:29 | 2020-06-02 | 2021-06-02 | Trina | TSM 320DD05H.05 | Solar Panels |  | 0.32 | 13 | 97 | 20 |  | Fixed | Roof
NJSTRE1545038476 |  | Transition Incentive Program | Point Pleasant | 8742 | 18 | 10.88 | Residential | No | Behind the Meter | Net-metered residential rooftop and canopy |  | None | Whitman Construction, LLC | JCP&L | Accepted | 2020-05-27 10:29 | 2020-06-02 | 2021-06-02 | trina | TSM320-DD05H.05 | Solar Panels |  | 0.32 | 2 | 7 | 38 |  | Fixed | Roof
NJSTRE1545038476 |  | Transition Incentive Program | Point Pleasant | 8742 | 18 | 10.88 | Residential | No | Behind the Meter | Net-metered residential rooftop and canopy |  | None | Whitman Construction, LLC | JCP&L | Accepted | 2020-05-27 10:29 | 2020-06-02 | 2021-06-02 | enphase energy | IQ7-60-2-US | Inverters | 240 |  | 34 |  |  | 0.975 |  | Outdoor | MICROINVERTERS LOCATED UNDER MODULES
NJSTRE1545046932 |  | Transition Incentive Program | Gibbstown | 8027 | 15 | 1999.69 | Commercial | No | Behind the Meter | Net-metered non-residential rooftop and canopy |  | None | EnterSolar, LLC | AC Electric | Accepted | 2020-05-27 14:59 | 2020-06-15 | 2021-06-15 | JA Solar | JAM72S09-385 | Solar Panels |  | 0.385 | 5194 | 139 | 10 |  | Fixed | Parking Lot | NA
NJSTRE1545046932 |  | Transition Incentive Program | Gibbstown | 8027 | 15 | 1999.69 | Commercial | No | Behind the Meter | Net-metered non-residential rooftop and canopy |  | None | EnterSolar, LLC | AC Electric | Accepted | 2020-05-27 14:59 | 2020-06-15 | 2021-06-15 | Solectria | PVI-60TL | Inverters | 60000 |  | 23 |  |  | 0.99 |  | Outside | Parking Lot
NJSTRE1545046945 |  | Transition Incentive Program | Morristown | 7960 | 3 | 45.6 | School Other | No | Behind the Meter | Net-metered non-residential rooftop and canopy |  | None | Solar Landscape | JCP&L | Accepted | 2020-05-27 14:30 | 2020-06-05 | 2021-06-05 | GCL | M6/72H 400W | Solar Panels |  | 0.4 | 59 | 194.621 | 5 |  | Fixed | Roof
NJSTRE1545046945 |  | Transition Incentive Program | Morristown | 7960 | 3 | 45.6 | School Other | No | Behind the Meter | Net-metered non-residential rooftop and canopy |  | None | Solar Landscape | JCP&L | Accepted | 2020-05-27 14:30 | 2020-06-05 | 2021-06-05 | GCL | M6/72H 400 | Solar Panels |  | 0.4 | 55 | 215.415 | 5 |  | Fixed | Roof
NJSTRE1545046945 |  | Transition Incentive Program | Morristown | 7960 | 3 | 45.6 | School Other | No | Behind the Meter | Net-metered non-residential rooftop and canopy |  | None | Solar Landscape | JCP&L | Accepted | 2020-05-27 14:30 | 2020-06-05 | 2021-06-05 | SolarEdge | SE43.2kUS | Inverters | 43200 |  | 1 |  |  | 0.97 |  | Outside | ground level, wall mounted
NJSTRE1545046951 |  | Transition Incentive Program | West Windsor Township | 8550 | 12 | 7.44 | Residential | No | Behind the Meter | Net-metered residential rooftop and canopy |  | None | Sunrun Installation Services, Inc. | PSE&G | Accepted | 2020-05-27 14:26 | 2020-06-02 | 2021-06-02 | Enphase Energy | IQ7-60-x-US (240V) | Inverters | 240 |  | 24 |  |  | 0.96 |  | Outdoor | Rooftop
NJSTRE1545046951 |  | Transition Incentive Program | West Windsor Township | 8550 | 12 | 7.44 | Residential | No | Behind the Meter | Net-metered residential rooftop and canopy |  | None | Sunrun Installation Services, Inc. | PSE&G | Accepted | 2020-05-27 14:26 | 2020-06-02 | 2021-06-02 | LONGi Green Energy Technology Co Ltd | LR6-60HPB-310M | Solar Panels |  | 0.31 | 3 | 188 | 30 |  | Fixed | Roof
NJSTRE1545046951 |  | Transition Incentive Program | West Windsor Township | 8550 | 12 | 7.44 | Residential | No | Behind the Meter | Net-metered residential rooftop and canopy |  | None | Sunrun Installation Services, Inc. | PSE&G | Accepted | 2020-05-27 14:26 | 2020-06-02 | 2021-06-02 | LONGi Green Energy Technology Co Ltd | LR6-60HPB-310M | Solar Panels |  | 0.31 | 11 | 279 | 30 |  | Fixed | Roof
NJSTRE1545046951 |  | Transition Incentive Program | West Windsor Township | 8550 | 12 | 7.44 | Residential | No | Behind the Meter | Net-metered residential rooftop and canopy |  | None | Sunrun Installation Services, Inc. | PSE&G | Accepted | 2020-05-27 14:26 | 2020-06-02 | 2021-06-02 | LONGi Green Energy Technology Co Ltd | LR6-60HPB-310M | Solar Panels |  | 0.31 | 10 | 99 | 30 |  | Fixed | Roof
NJSTRE1545046960 |  | Transition Incentive Program | Ewing | 8628 | 12 | 10.71 | Residential | No | Behind the Meter | Net-metered residential rooftop and canopy |  | None | Kopp Electric Company | PSE&G | Accepted | 2020-05-27 14:44 | 2020-06-04 | 2021-06-04 | Solar Edge | SE10000H-US | Inverters | 10000 |  | 1 |  |  | 0.975 |  | Outdoor | Next to meter
NJSTRE1545046960 |  | Transition Incentive Program | Ewing | 8628 | 12 | 10.71 | Residential | No | Behind the Meter | Net-metered residential rooftop and canopy |  | None | Kopp Electric Company | PSE&G | Accepted | 2020-05-27 14:44 | 2020-06-04 | 2021-06-04 | CertainTeed | CT315HC11-04 | Solar Panels |  | 0.315 | 5 | 61 | 25 |  | Fixed | Roof
NJSTRE1545046960 |  | Transition Incentive Program | Ewing | 8628 | 12 | 10.71 | Residential | No | Behind the Meter | Net-metered residential rooftop and canopy |  | None | Kopp Electric Company | PSE&G | Accepted | 2020-05-27 14:44 | 2020-06-04 | 2021-06-04 | CertainTeed | CT315HC11-04 | Solar Panels |  | 0.315 | 9 | 241 | 25 |  | Fixed | Roof
NJSTRE1545046960 |  | Transition Incentive Program | Ewing | 8628 | 12 | 10.71 | Residential | No | Behind the Meter | Net-metered residential rooftop and canopy |  | None | Kopp Electric Company | PSE&G | Accepted | 2020-05-27 14:44 | 2020-06-04 | 2021-06-04 | CertainTeed | CT315HC11-04 | Solar Panels |  | 0.315 | 20 | 241 | 25 |  | Fixed | Roof
NJSTRE1545047209 |  | Transition Incentive Program | Morristown | 7960 | 3 | 215.2 | School Other | No | Behind the Meter | Net-metered non-residential rooftop and canopy |  | None | Solar Landscape | JCP&L | Accepted | 2020-06-18 | 2020-06-18 | 2021-06-18 | Hanwha | Q.Peak Duo L-G7.2 400 | Solar Panels |  | 0.4 | 63 | 191.862 | 5 |  | Fixed | Roof
NJSTRE1545047209 |  | Transition Incentive Program | Morristown | 7960 | 3 | 215.2 | School Other | No | Behind the Meter | Net-metered non-residential rooftop and canopy |  | None | Solar Landscape | JCP&L | Accepted | 2020-06-18 | 2020-06-18 | 2021-06-18 | Hanwha | Q.Peak Duo L-G7.2 400 | Solar Panels |  | 0.4 | 67 | 191.199 | 5 |  | Fixed | Roof
NJSTRE1545047209 |  | Transition Incentive Program | Morristown | 7960 | 3 | 215.2 | School Other | No | Behind the Meter | Net-metered non-residential rooftop and canopy |  | None | Solar Landscape | JCP&L | Accepted | 2020-06-18 | 2020-06-18 | 2021-06-18 | Hanwha | Q.Peak Duo L-G7.2 400 | Solar Panels |  | 0.4 | 340 | 158.183 | 5 |  | Fixed | Roof
NJSTRE1545047209 |  | Transition Incentive Program | Morristown | 7960 | 3 | 215.2 | School Other | No | Behind the Meter | Net-metered non-residential rooftop and canopy |  | None | Solar Landscape | JCP&L | Accepted | 2020-06-18 | 2020-06-18 | 2021-06-18 | Hanwha | Q.Peak Duo L-G7.2 400 | Solar Panels |  | 0.4 | 10 | 135 | 5 |  | Fixed | Roof
NJSTRE1545047209 |  | Transition Incentive Program | Morristown | 7960 | 3 | 215.2 | School Other | No | Behind the Meter | Net-metered non-residential rooftop and canopy |  | None | Solar Landscape | JCP&L | Accepted | 2020-06-18 | 2020-06-18 | 2021-06-18 | SolarEdge | SE100kUS | Inverters | 100000 |  | 2 |  |  | 0.985 |  | Outside | Ground level, wall mounted
NJSTRE1545047209 |  | Transition Incentive Program | Morristown | 7960 | 3 | 215.2 | School Other | No | Behind the Meter | Net-metered non-residential rooftop and canopy |  | None | Solar Landscape | JCP&L | Accepted | 2020-06-18 | 2020-06-18 | 2021-06-18 | Hanwha | Q.Peak Duo L-G7.2 400 | Solar Panels |  | 0.4 | 22 | 247.192 | 5 |  | Fixed | Roof
NJSTRE1545047209 |  | Transition Incentive Program | Morristown | 7960 | 3 | 215.2 | School Other | No | Behind the Meter | Net-metered non-residential rooftop and canopy |  | None | Solar Landscape | JCP&L | Accepted | 2020-06-18 | 2020-06-18 | 2021-06-18 | Hanwha | Q.Peak Duo L-G7.2 400 | Solar Panels |  | 0.4 | 36 | 191.862 | 5 |  | Fixed | Roof
NJSTRE1545049219 |  | Transition Incentive Program | Bridgeton | 8302 | 20 | 16 | Residential | No | Behind the Meter | Net-metered residential rooftop and canopy |  | ACE | Maier Solar Engineering dba Solar Me | AC Electric | Accepted | 2020-05-28 09:03 | 2020-06-03 | 2021-06-03 | hanwha | Q.PEAK DUO BLK-G5 320W | Solar Panels |  | 0.32 | 34 | 23 | 30 |  | Fixed | Roof
NJSTRE1545049219 |  | Transition Incentive Program | Bridgeton | 8302 | 20 | 16 | Residential | No | Behind the Meter | Net-metered residential rooftop and canopy |  | ACE | Maier Solar Engineering dba Solar Me | AC Electric | Accepted | 2020-05-28 09:03 | 2020-06-03 | 2021-06-03 | hanwha | Q.PEAK DUO BLK-G5 320W | Solar Panels |  | 0.32 | 16 | 203 | 30 |  | Fixed | Roof
NJSTRE1545049219 |  | Transition Incentive Program | Bridgeton | 8302 | 20 | 16 | Residential | No | Behind the Meter | Net-metered residential rooftop and canopy |  | ACE | Maier Solar Engineering dba Solar Me | AC Electric | Accepted | 2020-05-28 09:03 | 2020-06-03 | 2021-06-03 | Enphase | IQ7+ | Inverters | 290 |  | 50 |  |  | 0.96 |  | Outdoor | Next to meter
NJSTRE1545050751 |  | Transition Incentive Program | Spring Lake | 7762 | 17 | 10.14 | Residential | No | Behind the Meter | Net-metered residential rooftop and canopy |  | None | GenRenew, LLC | JCP&L | Accepted | 2020-05-28 13:44 | 2020-06-04 | 2021-06-04 | Sunpower | MI-E-320-US208/240 | Inverters | 320 |  | 31 |  |  | 0.96 |  | Outdoor | microinverters under modules
NJSTRE1545050751 |  | Transition Incentive Program | Spring Lake | 7762 | 17 | 10.14 | Residential | No | Behind the Meter | Net-metered residential rooftop and canopy |  | None | GenRenew, LLC | JCP&L | Accepted | 2020-05-28 13:44 | 2020-06-04 | 2021-06-04 | Sunpower | SPR-E20-327-E-AC | Solar Panels |  | 0.327 | 15 | 102 | 24 |  | Fixed | Roof
NJSTRE1545050751 |  | Transition Incentive Program | Spring Lake | 7762 | 17 | 10.14 | Residential | No | Behind the Meter | Net-metered residential rooftop and canopy |  | None | GenRenew, LLC | JCP&L | Accepted | 2020-05-28 13:44 | 2020-06-04 | 2021-06-04 | Sunpower | SPR-E20-327-E-AC | Solar Panels |  | 0.327 | 16 | 282 | 24 |  | Fixed | Roof
NJSTRE1545050758 |  | Transition Incentive Program | Parsippany | 7054 | 3 | 8.71 | Residential | Yes | Behind the Meter | Net-metered residential rooftop and canopy |  | None | Pro Custom Solar dba Momentum Solar | JCP&L | Accepted | 2020-06-09 11:00 | 2020-06-09 | 2021-06-09 | HANWHA | Q.PEAK DUO BLK G6+ 335 | Solar Panels |  | 0.335 | 9 | 109 | 37 |  | Fixed | Roof
NJSTRE1545050758 |  | Transition Incentive Program | Parsippany | 7054 | 3 | 8.71 | Residential | Yes | Behind the Meter | Net-metered residential rooftop and canopy |  | None | Pro Custom Solar dba Momentum Solar | JCP&L | Accepted | 2020-06-09 11:00 | 2020-06-09 | 2021-06-09 | HANWHA | Q.PEAK DUO BLK G6+ 335 | Solar Panels |  | 0.335 | 7 | 199 | 37 |  | Fixed | Roof
NJSTRE1545050758 |  | Transition Incentive Program | Parsippany | 7054 | 3 | 8.71 | Residential | Yes | Behind the Meter | Net-metered residential rooftop and canopy |  | None | Pro Custom Solar dba Momentum Solar | JCP&L | Accepted | 2020-06-09 11:00 | 2020-06-09 | 2021-06-09 | HANWHA | Q.PEAK DUO BLK G6+ 335 | Solar Panels |  | 0.335 | 6 | 199 | 35 |  | Fixed | Roof
NJSTRE1545050758 |  | Transition Incentive Program | Parsippany | 7054 | 3 | 8.71 | Residential | Yes | Behind the Meter | Net-metered residential rooftop and canopy |  | None | Pro Custom Solar dba Momentum Solar | JCP&L | Accepted | 2020-06-09 11:00 | 2020-06-09 | 2021-06-09 | Enphase Energy | IQ7-60-2-US | Inverters | 240 |  | 26 |  |  | 0.97 |  | Outdoor | Roof
NJSTRE1545050758 |  | Transition Incentive Program | Parsippany | 7054 | 3 | 8.71 | Residential | Yes | Behind the Meter | Net-metered residential rooftop and canopy |  | None | Pro Custom Solar dba Momentum Solar | JCP&L | Accepted | 2020-06-09 11:00 | 2020-06-09 | 2021-06-09 | HANWHA | Q.PEAK DUO BLK G6+ 335 | Solar Panels |  | 0.335 | 4 | 109 | 39 |  | Fixed | Roof
NJSTRE1545051101 |  | Transition Incentive Program | Bayonne | 7002 | 8 | 8.38 | Residential | Yes | Behind the Meter | Net-metered residential rooftop and canopy |  | None | Pro Custom Solar dba Momentum Solar | PSE&G | Accepted | 2020-06-09 14:05 | 2020-06-09 | 2021-06-09 | Enphase Energy | IQ7-60-2-US | Inverters | 240 |  | 25 |  |  | 0.97 |  | Outdoor | Roof
NJSTRE1545051101 |  | Transition Incentive Program | Bayonne | 7002 | 8 | 8.38 | Residential | Yes | Behind the Meter | Net-metered residential rooftop and canopy |  | None | Pro Custom Solar dba Momentum Solar | PSE&G | Accepted | 2020-06-09 14:05 | 2020-06-09 | 2021-06-09 | HANWHA | Q.PEAK DUO BLK G6+ 335 | Solar Panels |  | 0.335 | 25 | 304 | 5 |  | Fixed | Roof
NJSTRE1545051170 |  | Transition Incentive Program | North Plainfield | 7060 | 10 | 11.06 | Residential | Yes | Behind the Meter | Net-metered residential rooftop and canopy |  | None | Pro Custom Solar dba Momentum Solar | PSE&G | Accepted | 2020-06-09 14:57 | 2020-06-09 | 2021-06-09 | HANWHA | Q.PEAK DUO BLK G6+ 335 | Solar Panels |  | 0.335 | 26 | 218 | 43 |  | Fixed | Roof
NJSTRE1545051170 |  | Transition Incentive Program | North Plainfield | 7060 | 10 | 11.06 | Residential | Yes | Behind the Meter | Net-metered residential rooftop and canopy |  | None | Pro Custom Solar dba Momentum Solar | PSE&G | Accepted | 2020-06-09 14:57 | 2020-06-09 | 2021-06-09 | Enphase Energy | IQ7-60-2-US | Inverters | 240 |  | 33 |  |  | 0.97 |  | Outdoor | Roof
NJSTRE1545051170 |  | Transition Incentive Program | North Plainfield | 7060 | 10 | 11.06 | Residential | Yes | Behind the Meter | Net-metered residential rooftop and canopy |  | None | Pro Custom Solar dba Momentum Solar | PSE&G | Accepted | 2020-06-09 14:57 | 2020-06-09 | 2021-06-09 | HANWHA | Q.PEAK DUO BLK G6+ 335 | Solar Panels |  | 0.335 | 7 | 219 | 40 |  | Fixed | Roof
NJSTRE1545051173 |  | Transition Incentive Program | Burlington | 8016 | 13 | 11.9 | Residential | No | Behind the Meter | Net-metered residential rooftop and canopy |  | None | NJ Solar Power, LLC | PSE&G | Accepted | 2020-05-28 15:59 | 2020-06-04 | 2021-06-04 | Solaredge | SE10000H-US | Inverters | 10000 |  | 1 |  |  | 0.99 |  | Outdoor | outside garage
NJSTRE1545051173 |  | Transition Incentive Program | Burlington | 8016 | 13 | 11.9 | Residential | No | Behind the Meter | Net-metered residential rooftop and canopy |  | None | NJ Solar Power, LLC | PSE&G | Accepted | 2020-05-28 15:59 | 2020-06-04 | 2021-06-04 | panasonic | vbhn340sa17 | Solar Panels |  | 0.34 | 27 | 245 | 23 |  | Fixed | Roof
NJSTRE1545051173 |  | Transition Incentive Program | Burlington | 8016 | 13 | 11.9 | Residential | No | Behind the Meter | Net-metered residential rooftop and canopy |  | None | NJ Solar Power, LLC | PSE&G | Accepted | 2020-05-28 15:59 | 2020-06-04 | 2021-06-04 | panasonic | vbhn340sa17 | Solar Panels |  | 0.34 | 8 | 65 | 23 |  | Fixed | Roof
NJSTRE1545051192 |  | Transition Incentive Program | Camden | 8104 | 14 | 4.81 | Residential | Yes | Behind the Meter | Net-metered residential rooftop and canopy |  | None | Pro Custom Solar dba Momentum Solar | PSE&G | Accepted | 2020-06-17 | 2020-06-17 | 2021-06-17 | Enphase Energy | IQ7Plus-72-2-US | Inverters | 290 |  | 14 |  |  | 0.97 |  | Outdoor | Roof
NJSTRE1545051192 |  | Transition Incentive Program | Camden | 8104 | 14 | 4.81 | Residential | Yes | Behind the Meter | Net-metered residential rooftop and canopy |  | None | Pro Custom Solar dba Momentum Solar | PSE&G | Accepted | 2020-06-17 | 2020-06-17 | 2021-06-17 | LG ELECTRONICS | LG 350N1C-V5 | Solar Panels |  | 0.335 | 6 | 58 | 27 |  | Fixed | Roof
NJSTRE1545051192 |  | Transition Incentive Program | Camden | 8104 | 14 | 4.81 | Residential | Yes | Behind the Meter | Net-metered residential rooftop and canopy |  | None | Pro Custom Solar dba Momentum Solar | PSE&G | Accepted | 2020-06-17 | 2020-06-17 | 2021-06-17 | LG ELECTRONICS | LG 350N1C-V5 | Solar Panels |  | 0.35 | 8 | 238 | 27 |  | Fixed | Roof
NJSTRE1545051213 |  | Transition Incentive Program | Clifton | 7011 | 6 | 9.72 | Residential | Yes | Behind the Meter | Net-metered residential rooftop and canopy |  | None | Pro Custom Solar dba Momentum Solar | PSE&G | Accepted | 2020-06-09 13:41 | 2020-06-09 | 2021-06-09 | Enphase Energy | IQ7-60-2-US | Inverters | 240 |  | 29 |  |  | 0.97 |  | Outdoor | Roof
NJSTRE1545051213 |  | Transition Incentive Program | Clifton | 7011 | 6 | 9.72 | Residential | Yes | Behind the Meter | Net-metered residential rooftop and canopy |  | None | Pro Custom Solar dba Momentum Solar | PSE&G | Accepted | 2020-06-09 13:41 | 2020-06-09 | 2021-06-09 | HANWHA | Q.PEAK DUO BLK G6+ 335 | Solar Panels |  | 0.335 | 24 | 217 | 37 |  | Fixed | Roof
NJSTRE1545051213 |  | Transition Incentive Program | Clifton | 7011 | 6 | 9.72 | Residential | Yes | Behind the Meter | Net-metered residential rooftop and canopy |  | None | Pro Custom Solar dba Momentum Solar | PSE&G | Accepted | 2020-06-09 13:41 | 2020-06-09 | 2021-06-09 | HANWHA | Q.PEAK DUO BLK G6+ 335 | Solar Panels |  | 0.335 | 5 | 37 | 37 |  | Fixed | Roof
NJSTRE1545051272 |  | Transition Incentive Program | Sicklerville | 8081 | 14 | 6.03 | Residential | Yes | Behind the Meter | Net-metered residential rooftop and canopy |  | None | Pro Custom Solar dba Momentum Solar | AC Electric | Accepted | 2020-06-17 | 2020-06-17 | 2021-06-17 | Enphase Energy | IQ7-60-2-US | Inverters | 240 |  | 18 |  |  | 0.97 |  | Outdoor | Roof
NJSTRE1545051272 |  | Transition Incentive Program | Sicklerville | 8081 | 14 | 6.03 | Residential | Yes | Behind the Meter | Net-metered residential rooftop and canopy |  | None | Pro Custom Solar dba Momentum Solar | AC Electric | Accepted | 2020-06-17 | 2020-06-17 | 2021-06-17 | HANWHA | Q.PEAK DUO BLK G6+ 335 | Solar Panels |  | 0.335 | 3 | 212 | 43 |  | Fixed | Roof
NJSTRE1545051272 |  | Transition Incentive Program | Sicklerville | 8081 | 14 | 6.03 | Residential | Yes | Behind the Meter | Net-metered residential rooftop and canopy |  | None | Pro Custom Solar dba Momentum Solar | AC Electric | Accepted | 2020-06-17 | 2020-06-17 | 2021-06-17 | HANWHA | Q.PEAK DUO BLK G6+ 335 | Solar Panels |  | 0.335 | 11 | 122 | 29 |  | Fixed | Roof
NJSTRE1545051272 |  | Transition Incentive Program | Sicklerville | 8081 | 14 | 6.03 | Residential | Yes | Behind the Meter | Net-metered residential rooftop and canopy |  | None | Pro Custom Solar dba Momentum Solar | AC Electric | Accepted | 2020-06-17 | 2020-06-17 | 2021-06-17 | HANWHA | Q.PEAK DUO BLK G6+ 335 | Solar Panels |  | 0.335 | 4 | 302 | 29 |  | Fixed | Roof
NJSTRE1545053014 |  | Transition Incentive Program | RIDGEFIELD PARK | 7660 | 7 | 9.13 | Residential | No | Behind the Meter | Net-metered residential rooftop and canopy |  | None | SEA BRIGHT SOLAR, LLC | PSE&G | Accepted | 2020-05-29 07:50 | 2020-06-04 | 2021-06-04 | SUNPOWER | SPR-A415-G-AC | Solar Panels |  | 0.415 | 6 | 289 | 48 |  | Fixed | Roof | NW
NJSTRE1545053014 |  | Transition Incentive Program | RIDGEFIELD PARK | 7660 | 7 | 9.13 | Residential | No | Behind the Meter | Net-metered residential rooftop and canopy |  | None | SEA BRIGHT SOLAR, LLC | PSE&G | Accepted | 2020-05-29 07:50 | 2020-06-04 | 2021-06-04 | SUNPOWER | SPWR-A4 | Inverters | 349 |  | 22 |  |  | 0.97 |  | Outside | BENEATH ARRAY
NJSTRE1545053014 |  | Transition Incentive Program | RIDGEFIELD PARK | 7660 | 7 | 9.13 | Residential | No | Behind the Meter | Net-metered residential rooftop and canopy |  | None | SEA BRIGHT SOLAR, LLC | PSE&G | Accepted | 2020-05-29 07:50 | 2020-06-04 | 2021-06-04 | SUNPOWER | SPR-A415-G-AC | Solar Panels |  | 0.415 | 11 | 109 | 48 |  | Fixed | Roof | EAST
NJSTRE1545053014 |  | Transition Incentive Program | RIDGEFIELD PARK | 7660 | 7 | 9.13 | Residential | No | Behind the Meter | Net-metered residential rooftop and canopy |  | None | SEA BRIGHT SOLAR, LLC | PSE&G | Accepted | 2020-05-29 07:50 | 2020-06-04 | 2021-06-04 | SUNPOWER | SPR-A415-G-AC | Solar Panels |  | 0.415 | 3 | 199 | 48 |  | Fixed | Roof | SW
NJSTRE1545053014 |  | Transition Incentive Program | RIDGEFIELD PARK | 7660 | 7 | 9.13 | Residential | No | Behind the Meter | Net-metered residential rooftop and canopy |  | None | SEA BRIGHT SOLAR, LLC | PSE&G | Accepted | 2020-05-29 07:50 | 2020-06-04 | 2021-06-04 | SUNPOWER | SPR-A415-G-AC | Solar Panels |  | 0.416 | 2 | 289 | 8 |  | Fixed | Roof | NW
NJSTRE1545053084 |  | Transition Incentive Program | Northfield | 8225 | 19 | 5.12 | Residential | Yes | Behind the Meter | Net-metered residential rooftop and canopy |  | None | Sun Up Zero Down | AC Electric | Accepted | 2020-05-29 11:02 | 2020-06-04 | 2021-06-04 | trina | TSM-320DD05H.05(II) | Solar Panels |  | 0.32 | 2 | 133 | 49 |  | Fixed | Roof
NJSTRE1545053084 |  | Transition Incentive Program | Northfield | 8225 | 19 | 5.12 | Residential | Yes | Behind the Meter | Net-metered residential rooftop and canopy |  | None | Sun Up Zero Down | AC Electric | Accepted | 2020-05-29 11:02 | 2020-06-04 | 2021-06-04 | trina | TSM-320DD05H.05(II) | Solar Panels |  | 0.32 | 4 | 223 | 45 |  | Fixed | Roof
NJSTRE1545053084 |  | Transition Incentive Program | Northfield | 8225 | 19 | 5.12 | Residential | Yes | Behind the Meter | Net-metered residential rooftop and canopy |  | None | Sun Up Zero Down | AC Electric | Accepted | 2020-05-29 11:02 | 2020-06-04 | 2021-06-04 | Solaredge | SE3800H-USxxxBNC4 | Inverters | 3800 |  | 1 |  |  | 0.99 |  | Outdoor | next to utility
NJSTRE1545053084 |  | Transition Incentive Program | Northfield | 8225 | 19 | 5.12 | Residential | Yes | Behind the Meter | Net-metered residential rooftop and canopy |  | None | Sun Up Zero Down | AC Electric | Accepted | 2020-05-29 11:02 | 2020-06-04 | 2021-06-04 | Trina | TSM-320DD05H.05(II) | Solar Panels |  | 0.32 | 10 | 223 | 45 |  | Fixed | Roof
NJSTRE1545053084 |  | Transition Incentive Program | Northfield | 8225 | 19 | 5.12 | Residential | Yes | Behind the Meter | Net-metered residential rooftop and canopy |  | None | Sun Up Zero Down | AC Electric | Accepted | 2020-05-29 11:02 | 2020-06-04 | 2021-06-04 | Haileah | CL200 | Meters |  |  | 1 |  |  |  | Yes | Outdoor
NJSTRE1545053976 |  | Transition Incentive Program | Swedesboro | 8085 | 15 | 4.08 | Residential | Yes | Behind the Meter | Net-metered residential rooftop and canopy |  | None | Trinity Solar | AC Electric | Accepted | 2020-05-29 13:34 | 2020-06-04 | 2021-06-04 | Hanwha | Q.PEAK DUO BLK-G6 340 | Solar Panels |  | 0.34 | 12 | 140 | 27 |  | Fixed | Roof
NJSTRE1545053976 |  | Transition Incentive Program | Swedesboro | 8085 | 15 | 4.08 | Residential | Yes | Behind the Meter | Net-metered residential rooftop and canopy |  | None | Trinity Solar | AC Electric | Accepted | 2020-05-29 13:34 | 2020-06-04 | 2021-06-04 | Solar Edge | SE3800 | Inverters | 3800 |  | 1 |  |  | 0.97 |  | Outside | side of home
NJSTRE1545054607 |  | Transition Incentive Program | Maplewood | 7040 | 9 | 3.4 | Residential | Yes | Behind the Meter | Net-metered residential rooftop and canopy |  | None | Trinity Solar | PSE&G | Accepted | 2020-05-29 15:34 | 2020-06-09 | 2021-06-09 | Solar Edge | SE3000 | Inverters | 3000 |  | 1 |  |  | 0.97 |  | Outside | side of home
NJSTRE1545054607 |  | Transition Incentive Program | Maplewood | 7040 | 9 | 3.4 | Residential | Yes | Behind the Meter | Net-metered residential rooftop and canopy |  | None | Trinity Solar | PSE&G | Accepted | 2020-05-29 15:34 | 2020-06-09 | 2021-06-09 | Hanwha | Q.PEAK DUO BLK-G6 340 | Solar Panels |  | 0.34 | 10 | 171 | 27 |  | Fixed | Roof
NJSTRE1545054689 |  | Transition Incentive Program | Piscataway | 8854 | 11 | 2520.21 | Commercial | Yes | Behind the Meter | Net-metered non-residential rooftop and canopy |  | None | EnterSolar, LLC | PSE&G | Accepted | 2020-05-29 17:42 | 2020-06-05 | 2021-06-05 | Solaredge | SE100KUS | Inverters | 100000 |  | 19 |  |  | 0.99 |  | Outside | Roof
NJSTRE1545054689 |  | Transition Incentive Program | Piscataway | 8854 | 11 | 2520.21 | Commercial | Yes | Behind the Meter | Net-metered non-residential rooftop and canopy |  | None | EnterSolar, LLC | PSE&G | Accepted | 2020-05-29 17:42 | 2020-06-05 | 2021-06-05 | JA Solar | JAM72S09-385/PR | Solar Panels |  | 0.385 | 6546 | 143 | 10 |  | Fixed | Roof | NA
NJSTRE1545054691 |  | Transition Incentive Program | HAMMONTON | 8037 | 19 | 9.92 | Residential | Yes | Behind the Meter | Net-metered residential rooftop and canopy |  | None | Bright Planet Solar | AC Electric | Accepted | 2020-05-29 17:44 | 2020-06-10 | 2021-06-10 | LONGI | LR-60HPB-310M | Solar Panels |  | 0.31 | 11 | 313 | 19 |  | Fixed | Roof
NJSTRE1545054691 |  | Transition Incentive Program | HAMMONTON | 8037 | 19 | 9.92 | Residential | Yes | Behind the Meter | Net-metered residential rooftop and canopy |  | None | Bright Planet Solar | AC Electric | Accepted | 2020-05-29 17:44 | 2020-06-10 | 2021-06-10 | LONGI | LR-60HPB-310M | Solar Panels |  | 0.31 | 21 | 133 | 19 |  | Fixed | Roof
NJSTRE1545054691 |  | Transition Incentive Program | HAMMONTON | 8037 | 19 | 9.92 | Residential | Yes | Behind the Meter | Net-metered residential rooftop and canopy |  | None | Bright Planet Solar | AC Electric | Accepted | 2020-05-29 17:44 | 2020-06-10 | 2021-06-10 | SOLAR EDGE | SE10000H-USRGM | Inverters | 10000 |  | 1 |  |  | 0.98 |  | Outdoor | OUTSIDE
NJSTRE1545054709 |  | Transition Incentive Program | Mystic Islands | 8087 | 18 | 9.61 | Residential | No | Behind the Meter | Net-metered residential rooftop and canopy |  | None | Bright Planet Solar | AC Electric | Accepted | 2020-05-29 18:03 | 2020-06-08 | 2021-06-08 | LONGI | LR-60HPB-310M | Solar Panels |  | 0.31 | 18 | 120 | 14 |  | Fixed | Roof
NJSTRE1545054709 |  | Transition Incentive Program | Mystic Islands | 8087 | 18 | 9.61 | Residential | No | Behind the Meter | Net-metered residential rooftop and canopy |  | None | Bright Planet Solar | AC Electric | Accepted | 2020-05-29 18:03 | 2020-06-08 | 2021-06-08 | SOLAR EDGE | SE7600H-USRGM | Inverters | 7600 |  | 1 |  |  | 0.98 |  | Outdoor | OUTSIDE
NJSTRE1545054709 |  | Transition Incentive Program | Mystic Islands | 8087 | 18 | 9.61 | Residential | No | Behind the Meter | Net-metered residential rooftop and canopy |  | None | Bright Planet Solar | AC Electric | Accepted | 2020-05-29 18:03 | 2020-06-08 | 2021-06-08 | LONGI | LR-60HPB-310M | Solar Panels |  | 0.31 | 7 | 300 | 5 |  | Fixed | Roof
NJSTRE1545054709 |  | Transition Incentive Program | Mystic Islands | 8087 | 18 | 9.61 | Residential | No | Behind the Meter | Net-metered residential rooftop and canopy |  | None | Bright Planet Solar | AC Electric | Accepted | 2020-05-29 18:03 | 2020-06-08 | 2021-06-08 | LONGI | LR-60HPB-310M | Solar Panels |  | 0.31 | 6 | 300 | 14 |  | Fixed | Roof
NJSTRE1545056550 |  | Transition Incentive Program | Red Bank | 7701 | 17 | 5.99 | Residential | No | Behind the Meter | Net-metered residential rooftop and canopy |  | None | Suntuity Solar LLC | JCP&L | Accepted | 2020-05-30 08:23 | 2020-06-04 | 2021-06-04 | Enphase Energy | IQ7-60-2-US | Inverters | 240 |  | 19 |  |  | 0.97 |  | Outdoor | Behind the PV Modules
NJSTRE1545056550 |  | Transition Incentive Program | Red Bank | 7701 | 17 | 5.99 | Residential | No | Behind the Meter | Net-metered residential rooftop and canopy |  | None | Suntuity Solar LLC | JCP&L | Accepted | 2020-05-30 08:23 | 2020-06-04 | 2021-06-04 | Hanwha Solar | Q-Cells 315 Mono | Solar Panels |  | 0.315 | 9 | 137 | 17 |  | Fixed | Roof
NJSTRE1545056550 |  | Transition Incentive Program | Red Bank | 7701 | 17 | 5.99 | Residential | No | Behind the Meter | Net-metered residential rooftop and canopy |  | None | Suntuity Solar LLC | JCP&L | Accepted | 2020-05-30 08:23 | 2020-06-04 | 2021-06-04 | Hanwha Solar | Q-Cells 315 Mono | Solar Panels |  | 0.315 | 10 | 317 | 43 |  | Fixed | Roof
NJSTRE1545058401 |  | Transition Incentive Program | Sewell | 8080 | 15 | 12.92 | Residential | No | Behind the Meter | Net-metered residential rooftop and canopy |  | None | Advanced Renewable Solutions | AC Electric | Accepted | 2020-06-01 10:30 | 2020-06-05 | 2021-06-05 | ENPHASE | IQ7-60-2-US | Inverters | 9840 |  | 41 |  |  | 0.976 |  | Outdoor | Each micro-inverter is mounted to underside of every so
NJSTRE1545058401 |  | Transition Incentive Program | Sewell | 8080 | 15 | 12.92 | Residential | No | Behind the Meter | Net-metered residential rooftop and canopy |  | None | Advanced Renewable Solutions | AC Electric | Accepted | 2020-06-01 10:30 | 2020-06-05 | 2021-06-05 | CertainTeed | CT315M11-02 | Solar Panels |  | 0.315 | 3 | 245 | 39 |  | Fixed | Roof
NJSTRE1545058401 |  | Transition Incentive Program | Sewell | 8080 | 15 | 12.92 | Residential | No | Behind the Meter | Net-metered residential rooftop and canopy |  | None | Advanced Renewable Solutions | AC Electric | Accepted | 2020-06-01 10:30 | 2020-06-05 | 2021-06-05 | CertainTeed | CT315M11-02 | Solar Panels |  | 0.315 | 16 | 155 | 20 |  | Fixed | Roof
NJSTRE1545058401 |  | Transition Incentive Program | Sewell | 8080 | 15 | 12.92 | Residential | No | Behind the Meter | Net-metered residential rooftop and canopy |  | None | Advanced Renewable Solutions | AC Electric | Accepted | 2020-06-01 10:30 | 2020-06-05 | 2021-06-05 | CertainTeed | CT315M11-02 | Solar Panels |  | 0.315 | 22 | 65 | 20 |  | Fixed | Roof
NJSTRE1545058413 |  | Transition Incentive Program | NEWARK CITY | 7105 | 9 | 7.02 | Residential | Yes | Behind the Meter | Net-metered residential rooftop and canopy |  | None | Bright Planet Solar | PSE&G | Accepted | 2020-06-01 10:35 | 2020-06-10 | 2021-06-10 | SOLAR EDGE | SE6000H-USRGM | Inverters | 6000 |  | 1 |  |  | 0.98 |  | Outdoor | OUTSIDE
NJSTRE1545058413 |  | Transition Incentive Program | NEWARK CITY | 7105 | 9 | 7.02 | Residential | Yes | Behind the Meter | Net-metered residential rooftop and canopy |  | None | Bright Planet Solar | PSE&G | Accepted | 2020-06-01 10:35 | 2020-06-10 | 2021-06-10 | LONGI | LR6-60HPB-305M | Solar Panels |  | 0.305 | 23 | 118 | 9 |  | Fixed | Roof
NJSTRE1545059929 |  | Transition Incentive Program | North Brunswick | 8902 | 11 | 14.41 | Residential | Yes | Behind the Meter | Net-metered residential rooftop and canopy |  | None | Pro Custom Solar dba Momentum Solar | PSE&G | Accepted | 2020-06-09 15:27 | 2020-06-09 | 2021-06-09 | HANWHA | Q. PEAK DUO BLK-G6+335 | Solar Panels |  | 0.335 | 22 | 70 | 22 |  | Fixed | Roof
NJSTRE1545059929 |  | Transition Incentive Program | North Brunswick | 8902 | 11 | 14.41 | Residential | Yes | Behind the Meter | Net-metered residential rooftop and canopy |  | None | Pro Custom Solar dba Momentum Solar | PSE&G | Accepted | 2020-06-09 15:27 | 2020-06-09 | 2021-06-09 | ENPHASE | IQ7-60-2-US | Inverters | 240 |  | 43 |  |  | 0.97 |  | Outdoor | ROOF
NJSTRE1545059929 |  | Transition Incentive Program | North Brunswick | 8902 | 11 | 14.41 | Residential | Yes | Behind the Meter | Net-metered residential rooftop and canopy |  | None | Pro Custom Solar dba Momentum Solar | PSE&G | Accepted | 2020-06-09 15:27 | 2020-06-09 | 2021-06-09 | HANWHA | Q. PEAK DUO BLK-G6+335 | Solar Panels |  | 0.335 | 21 | 250 | 22 |  | Fixed | Roof
NJSTRE1545059956 |  | Transition Incentive Program | Beachwood | 8722 | 18 | 9.05 | Residential | Yes | Behind the Meter | Net-metered residential rooftop and canopy |  | None | Pro Custom Solar dba Momentum Solar | JCP&L | Accepted | 2020-06-01 13:19 | 2020-06-05 | 2021-06-05 | hanwha | Q. PEAK DUO BLK-G6+335 | Solar Panels |  | 0.335 | 15 | 305 | 22 |  | Fixed | Roof
NJSTRE1545059956 |  | Transition Incentive Program | Beachwood | 8722 | 18 | 9.05 | Residential | Yes | Behind the Meter | Net-metered residential rooftop and canopy |  | None | Pro Custom Solar dba Momentum Solar | JCP&L | Accepted | 2020-06-01 13:19 | 2020-06-05 | 2021-06-05 | enphase | IQ7-60-2-US | Inverters | 240 |  | 27 |  |  | 0.97 |  | Outdoor | roof
NJSTRE1545059956 |  | Transition Incentive Program | Beachwood | 8722 | 18 | 9.05 | Residential | Yes | Behind the Meter | Net-metered residential rooftop and canopy |  | None | Pro Custom Solar dba Momentum Solar | JCP&L | Accepted | 2020-06-01 13:19 | 2020-06-05 | 2021-06-05 | hanwha | Q. PEAK DUO BLK-G6+335 | Solar Panels |  | 0.335 | 12 | 305 | 21 |  | Fixed | Roof
NJSTRE1545059989 |  | Transition Incentive Program | Lodi | 7644 | 7 | 9.38 | Residential | Yes | Behind the Meter | Net-metered residential rooftop and canopy |  | None | Pro Custom Solar dba Momentum Solar | PSE&G | Accepted | 2020-06-01 13:42 | 2020-06-12 | 2021-06-12 | HANWHA | Q. PEAK DUO BLK-G6+335 | Solar Panels |  | 0.335 | 16 | 301 | 21 |  | Fixed | Roof
NJSTRE1545059989 |  | Transition Incentive Program | Lodi | 7644 | 7 | 9.38 | Residential | Yes | Behind the Meter | Net-metered residential rooftop and canopy |  | None | Pro Custom Solar dba Momentum Solar | PSE&G | Accepted | 2020-06-01 13:42 | 2020-06-12 | 2021-06-12 | HANWHA | Q. PEAK DUO BLK-G6+335 | Solar Panels |  | 0.335 | 6 | 121 | 19 |  | Fixed | Roof
NJSTRE1545059989 |  | Transition Incentive Program | Lodi | 7644 | 7 | 9.38 | Residential | Yes | Behind the Meter | Net-metered residential rooftop and canopy |  | None | Pro Custom Solar dba Momentum Solar | PSE&G | Accepted | 2020-06-01 13:42 | 2020-06-12 | 2021-06-12 | HANWHA | Q. PEAK DUO BLK-G6+335 | Solar Panels |  | 0.335 | 4 | 211 | 22 |  | Fixed | Roof
NJSTRE1545059989 |  | Transition Incentive Program | Lodi | 7644 | 7 | 9.38 | Residential | Yes | Behind the Meter | Net-metered residential rooftop and canopy |  | None | Pro Custom Solar dba Momentum Solar | PSE&G | Accepted | 2020-06-01 13:42 | 2020-06-12 | 2021-06-12 | HANWHA | Q. PEAK DUO BLK-G6+335 | Solar Panels |  | 0.335 | 2 | 31 | 22 |  | Fixed | Roof
NJSTRE1545059989 |  | Transition Incentive Program | Lodi | 7644 | 7 | 9.38 | Residential | Yes | Behind the Meter | Net-metered residential rooftop and canopy |  | None | Pro Custom Solar dba Momentum Solar | PSE&G | Accepted | 2020-06-01 13:42 | 2020-06-12 | 2021-06-12 | ENPHASE | IQ7-60-2-US | Inverters | 240 |  | 28 |  |  | 0.97 |  | Outdoor | ROOF
NJSTRE1545060031 |  | Transition Incentive Program | Bayonne | 7002 | 8 | 5.6 | Residential | No | Behind the Meter | Net-metered residential rooftop and canopy |  | None | Public Service Solar | PSE&G | Accepted | 2020-06-01 14:39 | 2020-06-05 | 2021-06-05 | Enphase | IQ7+ | Inverters | 0.29 |  | 16 |  |  | 0.96 |  | Outside | Under panels
NJSTRE1545060031 |  | Transition Incentive Program | Bayonne | 7002 | 8 | 5.6 | Residential | No | Behind the Meter | Net-metered residential rooftop and canopy |  | None | Public Service Solar | PSE&G | Accepted | 2020-06-01 14:39 | 2020-06-05 | 2021-06-05 | LG | N1C-V5 | Solar Panels |  | 0.35 | 16 | 214 | 33 |  | Fixed | Roof
NJSTRE1545060039 |  | Transition Incentive Program | Fairfield | 7004 | 9 | 10.39 | Residential | Yes | Behind the Meter | Net-metered residential rooftop and canopy |  | None | Pro Custom Solar dba Momentum Solar | PSE&G | Accepted | 2020-06-01 14:23 | 2020-06-05 | 2021-06-05 | hanhwa | Q. PEAK DUO BLK-G6+335 | Solar Panels |  | 0.335 | 11 | 97 | 14 |  | Fixed | Roof
NJSTRE1545060039 |  | Transition Incentive Program | Fairfield | 7004 | 9 | 10.39 | Residential | Yes | Behind the Meter | Net-metered residential rooftop and canopy |  | None | Pro Custom Solar dba Momentum Solar | PSE&G | Accepted | 2020-06-01 14:23 | 2020-06-05 | 2021-06-05 | enphase | IQ7-60-2-US | Inverters | 240 |  | 31 |  |  | 0.97 |  | Outdoor | roof
NJSTRE1545060039 |  | Transition Incentive Program | Fairfield | 7004 | 9 | 10.39 | Residential | Yes | Behind the Meter | Net-metered residential rooftop and canopy |  | None | Pro Custom Solar dba Momentum Solar | PSE&G | Accepted | 2020-06-01 14:23 | 2020-06-05 | 2021-06-05 | hanwha | Q. PEAK DUO BLK-G6+335 | Solar Panels |  | 0.335 | 20 | 277 | 39 |  | Fixed | Roof
NJSTRE1545060280 |  | Transition Incentive Program | Princeton Junction | 8550 | 12 | 14.07 | Residential | Yes | Behind the Meter | Net-metered residential rooftop and canopy |  | None | Pro Custom Solar dba Momentum Solar | PSE&G | Accepted | 2020-06-09 12:51 | 2020-06-09 | 2021-06-09 | HANWHA | Q.PEAK DUO BLK G6+ 335 | Solar Panels |  | 0.335 | 20 | 23 | 285 |  | Fixed | Roof
NJSTRE1545060280 |  | Transition Incentive Program | Princeton Junction | 8550 | 12 | 14.07 | Residential | Yes | Behind the Meter | Net-metered residential rooftop and canopy |  | None | Pro Custom Solar dba Momentum Solar | PSE&G | Accepted | 2020-06-09 12:51 | 2020-06-09 | 2021-06-09 | Enphase Energy | IQ7-60-2-US | Inverters | 240 |  | 42 |  |  | 0.97 |  | Outdoor | Roof
NJSTRE1545060280 |  | Transition Incentive Program | Princeton Junction | 8550 | 12 | 14.07 | Residential | Yes | Behind the Meter | Net-metered residential rooftop and canopy |  | None | Pro Custom Solar dba Momentum Solar | PSE&G | Accepted | 2020-06-09 12:51 | 2020-06-09 | 2021-06-09 | HANWHA | Q.PEAK DUO BLK G6+ 335 | Solar Panels |  | 0.335 | 18 | 23 | 105 |  | Fixed | Roof
NJSTRE1545060280 |  | Transition Incentive Program | Princeton Junction | 8550 | 12 | 14.07 | Residential | Yes | Behind the Meter | Net-metered residential rooftop and canopy |  | None | Pro Custom Solar dba Momentum Solar | PSE&G | Accepted | 2020-06-09 12:51 | 2020-06-09 | 2021-06-09 | HANWHA | Q.PEAK DUO BLK G6+ 335 | Solar Panels |  | 0.335 | 4 | 195 | 19 |  | Fixed | Roof
NJSTRE1545060281 |  | Transition Incentive Program | Lodi | 7644 | 7 | 9.38 | Residential | Yes | Behind the Meter | Net-metered residential rooftop and canopy |  | None | Pro Custom Solar dba Momentum Solar | PSE&G | Accepted | 2020-06-01 15:37 | 2020-06-05 | 2021-06-05 | enphase | IQ7-60-2-US | Inverters | 240 |  | 28 |  |  | 0.97 |  | Outdoor | roof
NJSTRE1545060281 |  | Transition Incentive Program | Lodi | 7644 | 7 | 9.38 | Residential | Yes | Behind the Meter | Net-metered residential rooftop and canopy |  | None | Pro Custom Solar dba Momentum Solar | PSE&G | Accepted | 2020-06-01 15:37 | 2020-06-05 | 2021-06-05 | hanwha | Q. PEAK DUO BLK-G6+335 | Solar Panels |  | 0.335 | 18 | 127 | 23 |  | Fixed | Roof
NJSTRE1545060281 |  | Transition Incentive Program | Lodi | 7644 | 7 | 9.38 | Residential | Yes | Behind the Meter | Net-metered residential rooftop and canopy |  | None | Pro Custom Solar dba Momentum Solar | PSE&G | Accepted | 2020-06-01 15:37 | 2020-06-05 | 2021-06-05 | hanwha | Q. PEAK DUO BLK-G6+335 | Solar Panels |  | 0.335 | 7 | 217 | 23 |  | Fixed | Roof
NJSTRE1545060281 |  | Transition Incentive Program | Lodi | 7644 | 7 | 9.38 | Residential | Yes | Behind the Meter | Net-metered residential rooftop and canopy |  | None | Pro Custom Solar dba Momentum Solar | PSE&G | Accepted | 2020-06-01 15:37 | 2020-06-05 | 2021-06-05 | hanwha | Q. PEAK DUO BLK-G6+335 | Solar Panels |  | 0.335 | 3 | 307 | 23 |  | Fixed | Roof
NJSTRE1545060307 |  | Transition Incentive Program | Jackson | 8527 | 18 | 7 | Residential | Yes | Behind the Meter | Net-metered residential rooftop and canopy |  | None | Pro Custom Solar dba Momentum Solar | JCP&L | Accepted | 2020-06-01 15:56 | 2020-06-05 | 2021-06-05 | LG | LG 350N1C-V5 | Solar Panels |  | 0.35 | 7 | 176 | 29 |  | Fixed | Roof
NJSTRE1545060307 |  | Transition Incentive Program | Jackson | 8527 | 18 | 7 | Residential | Yes | Behind the Meter | Net-metered residential rooftop and canopy |  | None | Pro Custom Solar dba Momentum Solar | JCP&L | Accepted | 2020-06-01 15:56 | 2020-06-05 | 2021-06-05 | LG | LG 350N1C-V5 | Solar Panels |  | 0.35 | 5 | 175 | 29 |  | Fixed | Roof
NJSTRE1545060307 |  | Transition Incentive Program | Jackson | 8527 | 18 | 7 | Residential | Yes | Behind the Meter | Net-metered residential rooftop and canopy |  | None | Pro Custom Solar dba Momentum Solar | JCP&L | Accepted | 2020-06-01 15:56 | 2020-06-05 | 2021-06-05 | LG | LG 350N1C-V5 | Solar Panels |  | 0.35 | 8 | 356 | 29 |  | Fixed | Roof
NJSTRE1545060307 |  | Transition Incentive Program | Jackson | 8527 | 18 | 7 | Residential | Yes | Behind the Meter | Net-metered residential rooftop and canopy |  | None | Pro Custom Solar dba Momentum Solar | JCP&L | Accepted | 2020-06-01 15:56 | 2020-06-05 | 2021-06-05 | ENPHASE | IQ7PLUS-72-2-US | Inverters | 290 |  | 20 |  |  | 0.97 |  | Outdoor | ROOF
NJSTRE1545060309 |  | Transition Incentive Program | Irvington | 7111 | 9 | 6.37 | Residential | No | Behind the Meter | Net-metered residential rooftop and canopy |  | None | Pro Custom Solar dba Momentum Solar | PSE&G | Accepted | 2020-06-09 13:31 | 2020-06-09 | 2021-06-09 | Enphase Energy | IQ7-60-2-US | Inverters | 240 |  | 19 |  |  | 0.97 |  | Outdoor | Roof
NJSTRE1545060309 |  | Transition Incentive Program | Irvington | 7111 | 9 | 6.37 | Residential | No | Behind the Meter | Net-metered residential rooftop and canopy |  | None | Pro Custom Solar dba Momentum Solar | PSE&G | Accepted | 2020-06-09 13:31 | 2020-06-09 | 2021-06-09 | HANWHA | Q.PEAK DUO BLK G6+ 335 | Solar Panels |  | 0.335 | 14 | 140 | 23 |  | Fixed | Roof
NJSTRE1545060309 |  | Transition Incentive Program | Irvington | 7111 | 9 | 6.37 | Residential | No | Behind the Meter | Net-metered residential rooftop and canopy |  | None | Pro Custom Solar dba Momentum Solar | PSE&G | Accepted | 2020-06-09 13:31 | 2020-06-09 | 2021-06-09 | HANWHA | Q.PEAK DUO BLK G6+ 335 | Solar Panels |  | 0.335 | 5 | 140 | 11 |  | Fixed | Roof
NJSTRE1545060336 |  | Transition Incentive Program | Williamstown | 8094 | 15 | 3.4 | Residential | Yes | Behind the Meter | Net-metered residential rooftop and canopy |  | None | Castle Energy, LLC | AC Electric | Accepted | 2020-06-30 | 2020-07-01 | 2021-07-01 | Hanwha Q-Cells | Q.Peak DUO BLK-G6 340 | Solar Panels |  | 0.34 | 10 | 191 | 20 |  | Fixed | Roof
NJSTRE1545060336 |  | Transition Incentive Program | Williamstown | 8094 | 15 | 3.4 | Residential | Yes | Behind the Meter | Net-metered residential rooftop and canopy |  | None | Castle Energy, LLC | AC Electric | Accepted | 2020-06-30 | 2020-07-01 | 2021-07-01 | Enphase Energy | IQ7-60-2-US | Inverters | 240 |  | 10 |  |  | 0.967 |  | Outdoor | on the rooftop under each solar panel
NJSTRE1545060539 |  | Transition Incentive Program | Manahawkin | 8050 | 18 | 7.93 | Residential | Yes | Behind the Meter | Net-metered residential rooftop and canopy |  | None | Sunrun, Inc. | AC Electric | Accepted | 2020-06-01 19:00 | 2020-06-05 | 2021-06-05 | LONGi Green Energy Technology Co Ltd | LR6-60HPB-305M | Solar Panels |  | 0.305 | 26 | 176 | 20 |  | Fixed | Roof
NJSTRE1545060539 |  | Transition Incentive Program | Manahawkin | 8050 | 18 | 7.93 | Residential | Yes | Behind the Meter | Net-metered residential rooftop and canopy |  | None | Sunrun, Inc. | AC Electric | Accepted | 2020-06-01 19:00 | 2020-06-05 | 2021-06-05 | Delta Electronics | M8-TL-US | Inverters | 8000 |  | 1 |  |  | 0.96 |  | Outdoor | Next To Meter
NJSTRE1545061645 |  | Transition Incentive Program | Bellmawr | 8031 | 14 | 545.31 | Government Facility | Yes | Behind the Meter | Net-metered non-residential ground mount |  | None | Miller Bros. | PSE&G | Accepted | 2020-06-08 12:49 | 2020-06-29 | 2021-06-29 | Chint | SCA60KTL-DO/US-480 | Inverters | 60000 |  | 7 |  |  | 0.988 |  | Outdoor | Ground mount
NJSTRE1545061645 |  | Transition Incentive Program | Bellmawr | 8031 | 14 | 545.31 | Government Facility | Yes | Behind the Meter | Net-metered non-residential ground mount |  | None | Miller Bros. | PSE&G | Accepted | 2020-06-08 12:49 | 2020-06-29 | 2021-06-29 | LG | LG415N2W-V5 | Solar Panels |  | 0.415 | 1314 | 180 | 20 |  | Fixed | Ground
NJSTRE1545061703 |  | Transition Incentive Program | SEASIDE PARK | 8752 | 18 | 10.05 | Residential | No | Behind the Meter | Net-metered residential rooftop and canopy |  | None | Infinity Solar Systems | JCP&L | Accepted | 2020-06-02 11:05 | 2020-06-08 | 2021-06-08 | LG | LG335N1K-V5 | Solar Panels |  | 0.335 | 20 | 190 | 25 |  | Fixed | Roof
NJSTRE1545061703 |  | Transition Incentive Program | SEASIDE PARK | 8752 | 18 | 10.05 | Residential | No | Behind the Meter | Net-metered residential rooftop and canopy |  | None | Infinity Solar Systems | JCP&L | Accepted | 2020-06-02 11:05 | 2020-06-08 | 2021-06-08 | ENPHASE | IQ7PLUS-72-X-US | Inverters | 290 |  | 30 |  |  | 0.97 |  | Outside | MICROINVERTERS
NJSTRE1545061703 |  | Transition Incentive Program | SEASIDE PARK | 8752 | 18 | 10.05 | Residential | No | Behind the Meter | Net-metered residential rooftop and canopy |  | None | Infinity Solar Systems | JCP&L | Accepted | 2020-06-02 11:05 | 2020-06-08 | 2021-06-08 | LG | LG335N1K-V5 | Solar Panels |  | 0.335 | 10 | 10 | 25 |  | Fixed | Roof
NJSTRE1545061706 |  | Transition Incentive Program | Delran | 8075 | 13 | 7.04 | Residential | No | Behind the Meter | Net-metered residential rooftop and canopy |  | None | Steve Whitman LLC | PSE&G | Accepted | 2020-06-02 10:38 | 2020-06-08 | 2021-06-08 | SolarEdge | SE3800H-US | Inverters | 3800 |  | 1 |  |  | 0.99 |  | Outside | within ten feet of meter
NJSTRE1545061706 |  | Transition Incentive Program | Delran | 8075 | 13 | 7.04 | Residential | No | Behind the Meter | Net-metered residential rooftop and canopy |  | None | Steve Whitman LLC | PSE&G | Accepted | 2020-06-02 10:38 | 2020-06-08 | 2021-06-08 | Hanwha Q-Cells | Q.PEAK DUO-G5 320 | Solar Panels |  | 0.32 | 22 | 160 | 35 |  | Fixed | Roof
NJSTRE1545061719 |  | Transition Incentive Program | Belleville | 7109 | 9 | 3.84 | Residential | No | Behind the Meter | Net-metered residential rooftop and canopy |  | None | Steve Whitman LLC | PSE&G | Accepted | 2020-06-02 10:52 | 2020-06-08 | 2021-06-08 | SolarEdge | SE3800H-US | Inverters | 3800 |  | 1 |  |  | 0.99 |  | Outside | within ten feet of meter
NJSTRE1545061719 |  | Transition Incentive Program | Belleville | 7109 | 9 | 3.84 | Residential | No | Behind the Meter | Net-metered residential rooftop and canopy |  | None | Steve Whitman LLC | PSE&G | Accepted | 2020-06-02 10:52 | 2020-06-08 | 2021-06-08 | Hanwha Q-Cells | Q.PEAK DUO-G5 320 | Solar Panels |  | 0.32 | 12 | 0 | 1 |  | Fixed | Roof
NJSTRE1545061726 |  | Transition Incentive Program | Belleville | 7109 | 9 | 5.12 | Residential | No | Behind the Meter | Net-metered residential rooftop and canopy |  | None | Steve Whitman LLC | PSE&G | Accepted | 2020-06-02 11:03 | 2020-06-08 | 2021-06-08 | SolarEdge | SE3800H-US | Inverters | 3800 |  | 1 |  |  | 0.99 |  | Outside | within ten feet of meter
NJSTRE1545061726 |  | Transition Incentive Program | Belleville | 7109 | 9 | 5.12 | Residential | No | Behind the Meter | Net-metered residential rooftop and canopy |  | None | Steve Whitman LLC | PSE&G | Accepted | 2020-06-02 11:03 | 2020-06-08 | 2021-06-08 | Hanwha Q-Cells | Q.PEAK DUO-G5 320 | Solar Panels |  | 0.32 | 16 | 0 | 1 |  | Fixed | Roof
NJSTRE1545061743 |  | Transition Incentive Program | Sayreville | 8872 | 11 | 9.76 | Residential | No | Behind the Meter | Net-metered residential rooftop and canopy |  | None | Sunrun Installation Services, Inc. | PSE&G | Accepted | 2020-06-24 | 2020-06-29 | 2021-06-29 | LONGi Green Energy Technology Co Ltd | LR6-60HPB-305M | Solar Panels |  | 0.305 | 13 | 69 | 17 |  | Fixed | Roof
NJSTRE1545061743 |  | Transition Incentive Program | Sayreville | 8872 | 11 | 9.76 | Residential | No | Behind the Meter | Net-metered residential rooftop and canopy |  | None | Sunrun Installation Services, Inc. | PSE&G | Accepted | 2020-06-24 | 2020-06-29 | 2021-06-29 | Enphase Energy | IQ7-60-x-US (240V) | Inverters | 240 |  | 32 |  |  | 0.96 |  | Outdoor | Rooftop
NJSTRE1545061743 |  | Transition Incentive Program | Sayreville | 8872 | 11 | 9.76 | Residential | No | Behind the Meter | Net-metered residential rooftop and canopy |  | None | Sunrun Installation Services, Inc. | PSE&G | Accepted | 2020-06-24 | 2020-06-29 | 2021-06-29 | LONGi Green Energy Technology Co Ltd | LR6-60HPB-305M | Solar Panels |  | 0.305 | 19 | 249 | 17 |  | Fixed | Roof
NJSTRE1545061743 |  | Transition Incentive Program | Sayreville | 8872 | 11 | 9.76 | Residential | No | Behind the Meter | Net-metered residential rooftop and canopy |  | None | Sunrun Installation Services, Inc. | PSE&G | Accepted | 2020-06-24 | 2020-06-29 | 2021-06-29 | Enphase | X-IQ-AM1-240-3C | Meters |  |  | 1 |  |  |  | Yes
NJSTRE1545061781 |  | Transition Incentive Program | Teaneck | 7666 | 7 | 8.71 | Residential | Yes | Behind the Meter | Net-metered residential rooftop and canopy |  | None | Pro Custom Solar dba Momentum Solar | PSE&G | Accepted | 2020-06-02 12:12 | 2020-06-09 | 2021-06-09 | HANWHA | Q. PEAK DUO BLK-G6+335 | Solar Panels |  | 0.335 | 12 | 295 | 29 |  | Fixed | Roof
NJSTRE1545061781 |  | Transition Incentive Program | Teaneck | 7666 | 7 | 8.71 | Residential | Yes | Behind the Meter | Net-metered residential rooftop and canopy |  | None | Pro Custom Solar dba Momentum Solar | PSE&G | Accepted | 2020-06-02 12:12 | 2020-06-09 | 2021-06-09 | ENPHASE | IQ7-60-2-US | Inverters | 240 |  | 26 |  |  | 0.97 |  | Outdoor | ROOF
NJSTRE1545061781 |  | Transition Incentive Program | Teaneck | 7666 | 7 | 8.71 | Residential | Yes | Behind the Meter | Net-metered residential rooftop and canopy |  | None | Pro Custom Solar dba Momentum Solar | PSE&G | Accepted | 2020-06-02 12:12 | 2020-06-09 | 2021-06-09 | HANWHA | Q. PEAK DUO BLK-G6+335 | Solar Panels |  | 0.335 | 14 | 205 | 31 |  | Fixed | Roof
NJSTRE1545061849 |  | Transition Incentive Program | Tinton Falls | 7724 | 17 | 589.2 | School Public K-12 | No | Behind the Meter | Net-metered non-residential rooftop and canopy |  | None | Eznergy | JCP&L | Accepted | 2020-06-02 12:17 | 2020-06-05 | 2021-06-05 | Solectria | XGI 1000 | Inverters | 1000 |  | 5 |  |  | 0.98 |  | Outdoor | Side of building near meter
NJSTRE1545061849 |  | Transition Incentive Program | Tinton Falls | 7724 | 17 | 589.2 | School Public K-12 | No | Behind the Meter | Net-metered non-residential rooftop and canopy |  | None | Eznergy | JCP&L | Accepted | 2020-06-02 12:17 | 2020-06-05 | 2021-06-05 | Hanwha | Q.Peak Duo L-G5.2 | Solar Panels |  | 0.4 | 1473 | 172 | 5 |  | Fixed | Roof
NJSTRE1545061876 |  | Transition Incentive Program | West Orange | 7052 | 9 | 9.6 | Residential | No | Behind the Meter | Net-metered residential rooftop and canopy |  | None | Steve Whitman LLC | PSE&G | Accepted | 2020-06-02 12:07 | 2020-06-08 | 2021-06-08 | SolarEdge | SE7600H-US | Inverters | 7600 |  | 1 |  |  | 0.99 |  | Outside | within ten feet of meter
NJSTRE1545061876 |  | Transition Incentive Program | West Orange | 7052 | 9 | 9.6 | Residential | No | Behind the Meter | Net-metered residential rooftop and canopy |  | None | Steve Whitman LLC | PSE&G | Accepted | 2020-06-02 12:07 | 2020-06-08 | 2021-06-08 | Hanwha Q-Cells | Q.PEAK DUO-G5 320 | Solar Panels |  | 0.32 | 30 | 116,206,26 | 20 |  | Fixed | Roof
NJSTRE1545061886 |  | Transition Incentive Program | Erial | 8081 | 14 | 10.56 | Residential | Yes | Behind the Meter | Net-metered residential rooftop and canopy |  | None | All Season Solar | AC Electric | Accepted | 2020-06-02 12:22 | 2020-06-08 | 2021-06-08 | Trina | TSMDD06M.05II | Solar Panels |  | 0.32 | 28 | 252 | 25 |  | Fixed | Roof
NJSTRE1545061886 |  | Transition Incentive Program | Erial | 8081 | 14 | 10.56 | Residential | Yes | Behind the Meter | Net-metered residential rooftop and canopy |  | None | All Season Solar | AC Electric | Accepted | 2020-06-02 12:22 | 2020-06-08 | 2021-06-08 | Trina | TSMDD06M.05II | Solar Panels |  | 0.32 | 5 | 162 | 17 |  | Fixed | Roof
NJSTRE1545061886 |  | Transition Incentive Program | Erial | 8081 | 14 | 10.56 | Residential | Yes | Behind the Meter | Net-metered residential rooftop and canopy |  | None | All Season Solar | AC Electric | Accepted | 2020-06-02 12:22 | 2020-06-08 | 2021-06-08 | Enphase | IQ7 | Inverters | 240 |  | 33 |  |  | 0.97 |  | Outdoor | under module
NJSTRE1545061932 |  | Transition Incentive Program | Willingboro | 8046 | 13 | 11.06 | Residential | Yes | Behind the Meter | Net-metered residential rooftop and canopy |  | None | Pro Custom Solar dba Momentum Solar | PSE&G | Accepted | 2020-06-02 13:22 | 2020-06-08 | 2021-06-08 | enpahse | IQ7-60-2-US | Inverters | 240 |  | 33 |  |  | 0.97 |  | Outdoor | roof
NJSTRE1545061932 |  | Transition Incentive Program | Willingboro | 8046 | 13 | 11.06 | Residential | Yes | Behind the Meter | Net-metered residential rooftop and canopy |  | None | Pro Custom Solar dba Momentum Solar | PSE&G | Accepted | 2020-06-02 13:22 | 2020-06-08 | 2021-06-08 | HANWHA | Q. PEAK DUO BLK-G6+335 | Solar Panels |  | 0.335 | 19 | 252 | 23 |  | Fixed | Roof
NJSTRE1545061932 |  | Transition Incentive Program | Willingboro | 8046 | 13 | 11.06 | Residential | Yes | Behind the Meter | Net-metered residential rooftop and canopy |  | None | Pro Custom Solar dba Momentum Solar | PSE&G | Accepted | 2020-06-02 13:22 | 2020-06-08 | 2021-06-08 | hanwha | Q. PEAK DUO BLK-G6+335 | Solar Panels |  | 0.335 | 3 | 72 | 23 |  | Fixed | Roof
NJSTRE1545061932 |  | Transition Incentive Program | Willingboro | 8046 | 13 | 11.06 | Residential | Yes | Behind the Meter | Net-metered residential rooftop and canopy |  | None | Pro Custom Solar dba Momentum Solar | PSE&G | Accepted | 2020-06-02 13:22 | 2020-06-08 | 2021-06-08 | HANWHA | Q. PEAK DUO BLK-G6+335 | Solar Panels |  | 0.335 | 6 | 162 | 17 |  | Fixed | Roof
NJSTRE1545061932 |  | Transition Incentive Program | Willingboro | 8046 | 13 | 11.06 | Residential | Yes | Behind the Meter | Net-metered residential rooftop and canopy |  | None | Pro Custom Solar dba Momentum Solar | PSE&G | Accepted | 2020-06-02 13:22 | 2020-06-08 | 2021-06-08 | hanwha | Q. PEAK DUO BLK-G6+335 | Solar Panels |  | 0.335 | 5 | 342 | 16 |  | Fixed | Roof
NJSTRE1545061963 |  | Transition Incentive Program | Woodbine | 8270 | 21 | 4.42 | Residential | Yes | Behind the Meter | Net-metered residential rooftop and canopy |  | None | Trinity Solar | AC Electric | Accepted | 2020-06-02 13:53 | 2020-06-08 | 2021-06-08 | Solar Edge | SE3800 | Inverters | 3800 |  | 1 |  |  | 0.97 |  | Outside | side of home
NJSTRE1545061963 |  | Transition Incentive Program | Woodbine | 8270 | 21 | 4.42 | Residential | Yes | Behind the Meter | Net-metered residential rooftop and canopy |  | None | Trinity Solar | AC Electric | Accepted | 2020-06-02 13:53 | 2020-06-08 | 2021-06-08 | Hanwha | Q.PEAK DUO BLK-G6 340 | Solar Panels |  | 0.34 | 13 | 216 | 43 |  | Fixed | Roof
NJSTRE1545061974 |  | Transition Incentive Program | Matawan | 7747 | 17 | 9.6 | Residential | No | Behind the Meter | Net-metered residential rooftop and canopy |  | None | Steve Whitman LLC | JCP&L | Accepted | 2020-06-02 14:06 | 2020-06-08 | 2021-06-08 | Hanwha Q-Cells | Q.PEAK DUO-G5 320 | Solar Panels |  | 0.32 | 30 | 194104 | 26 |  | Fixed | Roof
NJSTRE1545061974 |  | Transition Incentive Program | Matawan | 7747 | 17 | 9.6 | Residential | No | Behind the Meter | Net-metered residential rooftop and canopy |  | None | Steve Whitman LLC | JCP&L | Accepted | 2020-06-02 14:06 | 2020-06-08 | 2021-06-08 | SolarEdge | SE7600H-US | Inverters | 7600 |  | 1 |  |  | 0.99 |  | Outside | within ten feet of meter
NJSTRE1545061998 |  | Transition Incentive Program | Bridgeton | 8302 | 20 | 5.78 | Residential | Yes | Behind the Meter | Net-metered residential rooftop and canopy |  | None | Trinity Solar | AC Electric | Accepted | 2020-06-02 14:25 | 2020-06-08 | 2021-06-08 | Hanwha | Q.PEAK DUO BLK-G6 340 | Solar Panels |  | 0.34 | 3 | 199 | 45 |  | Fixed | Roof
NJSTRE1545061998 |  | Transition Incentive Program | Bridgeton | 8302 | 20 | 5.78 | Residential | Yes | Behind the Meter | Net-metered residential rooftop and canopy |  | None | Trinity Solar | AC Electric | Accepted | 2020-06-02 14:25 | 2020-06-08 | 2021-06-08 | Solar Edge | SE5000 | Inverters | 5000 |  | 1 |  |  | 0.97 |  | Outside | side of home
NJSTRE1545061998 |  | Transition Incentive Program | Bridgeton | 8302 | 20 | 5.78 | Residential | Yes | Behind the Meter | Net-metered residential rooftop and canopy |  | None | Trinity Solar | AC Electric | Accepted | 2020-06-02 14:25 | 2020-06-08 | 2021-06-08 | Hanwha | Q.PEAK DUO BLK-G6 340 | Solar Panels |  | 0.34 | 3 | 199 | 34 |  | Fixed | Roof
NJSTRE1545061998 |  | Transition Incentive Program | Bridgeton | 8302 | 20 | 5.78 | Residential | Yes | Behind the Meter | Net-metered residential rooftop and canopy |  | None | Trinity Solar | AC Electric | Accepted | 2020-06-02 14:25 | 2020-06-08 | 2021-06-08 | Hanwha | Q.PEAK DUO BLK-G6 340 | Solar Panels |  | 0.34 | 4 | 109 | 34 |  | Fixed | Roof
NJSTRE1545061998 |  | Transition Incentive Program | Bridgeton | 8302 | 20 | 5.78 | Residential | Yes | Behind the Meter | Net-metered residential rooftop and canopy |  | None | Trinity Solar | AC Electric | Accepted | 2020-06-02 14:25 | 2020-06-08 | 2021-06-08 | Hanwha | Q.PEAK DUO BLK-G6 340 | Solar Panels |  | 0.34 | 7 | 109 | 40 |  | Fixed | Roof
NJSTRE1545062180 |  | Transition Incentive Program | Mystic Islands | 8087 | 18 | 7.68 | Residential | Yes | Behind the Meter | Net-metered residential rooftop and canopy |  | None | All Season Solar | AC Electric | Accepted | 2020-06-02 15:58 | 2020-06-08 | 2021-06-08 | Enphase | Iq7 | Inverters | 240 |  | 24 |  |  | 0.97 |  | Outdoor | under module
NJSTRE1545062180 |  | Transition Incentive Program | Mystic Islands | 8087 | 18 | 7.68 | Residential | Yes | Behind the Meter | Net-metered residential rooftop and canopy |  | None | All Season Solar | AC Electric | Accepted | 2020-06-02 15:58 | 2020-06-08 | 2021-06-08 | Trina | TSMDD06M.05II | Solar Panels |  | 0.32 | 3 | 204 | 26 |  | Fixed | Roof
NJSTRE1545062180 |  | Transition Incentive Program | Mystic Islands | 8087 | 18 | 7.68 | Residential | Yes | Behind the Meter | Net-metered residential rooftop and canopy |  | None | All Season Solar | AC Electric | Accepted | 2020-06-02 15:58 | 2020-06-08 | 2021-06-08 | Trina | TSMDD06M.05II | Solar Panels |  | 0.32 | 13 | 204 | 26 |  | Fixed | Roof
NJSTRE1545062180 |  | Transition Incentive Program | Mystic Islands | 8087 | 18 | 7.68 | Residential | Yes | Behind the Meter | Net-metered residential rooftop and canopy |  | None | All Season Solar | AC Electric | Accepted | 2020-06-02 15:58 | 2020-06-08 | 2021-06-08 | Trina | TSMDD06M.05II | Solar Panels |  | 0.32 | 8 | 204 | 26 |  | Fixed | Roof
NJSTRE1545062219 |  | Transition Incentive Program | Mount Olive Township | 7828 | 3 | 6.41 | Residential | Yes | Behind the Meter | Net-metered residential rooftop and canopy |  | None | Sunrun, Inc. | JCP&L | Accepted | 2020-06-03 10:38 | 2020-06-08 | 2021-10-30 | Enphase Energy | IQ7-60-x-US | Inverters | 0.24 |  | 21 |  |  | 0.98 |  | Outdoor | Roof
NJSTRE1545062219 |  | Transition Incentive Program | Mount Olive Township | 7828 | 3 | 6.41 | Residential | Yes | Behind the Meter | Net-metered residential rooftop and canopy |  | None | Sunrun, Inc. | JCP&L | Accepted | 2020-06-03 10:38 | 2020-06-08 | 2021-10-30 | LONGi | LR6-60HPB-305M | Solar Panels |  | 0.305 | 13 | 234 | 45 |  | Fixed | Roof
NJSTRE1545062219 |  | Transition Incentive Program | Mount Olive Township | 7828 | 3 | 6.41 | Residential | Yes | Behind the Meter | Net-metered residential rooftop and canopy |  | None | Sunrun, Inc. | JCP&L | Accepted | 2020-06-03 10:38 | 2020-06-08 | 2021-10-30 | LONGi | LR6-60HPB-305M | Solar Panels |  | 0.305 | 8 | 143 | 14 |  | Fixed | Roof
NJSTRE1545062219 |  | Transition Incentive Program | Mount Olive Township | 7828 | 3 | 6.41 | Residential | Yes | Behind the Meter | Net-metered residential rooftop and canopy |  | None | Sunrun, Inc. | JCP&L | Accepted | 2020-06-03 10:38 | 2020-06-08 | 2021-10-30 | Enphase | X-IQ-AM1-240-3C | Meters |  |  | 1 |  |  |  | Yes | Outdoor
NJSTRE1545062232 |  | Transition Incentive Program | Millville | 8332 | 20 | 9.6 | Residential | Yes | Behind the Meter | Net-metered residential rooftop and canopy |  | None | Sun Up Zero Down | AC Electric | Accepted | 2020-06-02 17:17 | 2020-06-08 | 2021-06-08 | Solaredge | SE7600H-US | Inverters | 7600 |  | 1 |  |  | 0.99 |  | Outdoor | next to utility meter
NJSTRE1545062232 |  | Transition Incentive Program | Millville | 8332 | 20 | 9.6 | Residential | Yes | Behind the Meter | Net-metered residential rooftop and canopy |  | None | Sun Up Zero Down | AC Electric | Accepted | 2020-06-02 17:17 | 2020-06-08 | 2021-06-08 | Trina | TSM-320DD05H.05(II) | Solar Panels |  | 0.32 | 25 | 265 | 34 |  | Fixed | Roof
NJSTRE1545062232 |  | Transition Incentive Program | Millville | 8332 | 20 | 9.6 | Residential | Yes | Behind the Meter | Net-metered residential rooftop and canopy |  | None | Sun Up Zero Down | AC Electric | Accepted | 2020-06-02 17:17 | 2020-06-08 | 2021-06-08 | Trina | TSM-320DD05H.05(II) | Solar Panels |  | 0.32 | 5 | 85 | 34 |  | Fixed | Roof
NJSTRE1545062232 |  | Transition Incentive Program | Millville | 8332 | 20 | 9.6 | Residential | Yes | Behind the Meter | Net-metered residential rooftop and canopy |  | None | Sun Up Zero Down | AC Electric | Accepted | 2020-06-02 17:17 | 2020-06-08 | 2021-06-08 | Haileah | CL200 | Meters |  |  | 1 |  |  |  | Yes | Outdoor
NJSTRE1545062244 |  | Transition Incentive Program | Wenonah | 8090 | 15 | 9.92 | Residential | Yes | Behind the Meter | Net-metered residential rooftop and canopy |  | None | All Season Solar | PSE&G | Accepted | 2020-06-02 17:26 | 2020-06-08 | 2021-06-08 | Enphase | IQ7 | Inverters | 240 |  | 31 |  |  | 0.97 |  | Outdoor | under module
NJSTRE1545062244 |  | Transition Incentive Program | Wenonah | 8090 | 15 | 9.92 | Residential | Yes | Behind the Meter | Net-metered residential rooftop and canopy |  | None | All Season Solar | PSE&G | Accepted | 2020-06-02 17:26 | 2020-06-08 | 2021-06-08 | trina | TSMDD06M.05II | Solar Panels |  | 0.32 | 16 | 190 | 20 |  | Fixed | Roof
NJSTRE1545062244 |  | Transition Incentive Program | Wenonah | 8090 | 15 | 9.92 | Residential | Yes | Behind the Meter | Net-metered residential rooftop and canopy |  | None | All Season Solar | PSE&G | Accepted | 2020-06-02 17:26 | 2020-06-08 | 2021-06-08 | Trina | TSMDD06M.05II | Solar Panels |  | 0.32 | 15 | 190 | 20 |  | Fixed | Roof
NJSTRE1545063680 |  | Transition Incentive Program | Galloway | 8205 | 19 | 17.25 | Residential | Yes | Behind the Meter | Net-metered residential rooftop and canopy |  | None | Sunrun Installation Services, Inc. | AC Electric | Accepted | 2020-06-03 09:57 | 2020-06-08 | 2021-06-08 | Delta Electronics | M8-TL-US | Inverters | 8000 |  | 1 |  |  | 0.96 |  | Outdoor | Next To Meter
NJSTRE1545063680 |  | Transition Incentive Program | Galloway | 8205 | 19 | 17.25 | Residential | Yes | Behind the Meter | Net-metered residential rooftop and canopy |  | None | Sunrun Installation Services, Inc. | AC Electric | Accepted | 2020-06-03 09:57 | 2020-06-08 | 2021-06-08 | Delta Electronics | M6-TL-US | Inverters | 6000 |  | 1 |  |  | 0.96 |  | Outdoor | Next To Meter
NJSTRE1545063680 |  | Transition Incentive Program | Galloway | 8205 | 19 | 17.25 | Residential | Yes | Behind the Meter | Net-metered residential rooftop and canopy |  | None | Sunrun Installation Services, Inc. | AC Electric | Accepted | 2020-06-03 09:57 | 2020-06-08 | 2021-06-08 | LG Electronics | LG345N1C-V5 | Solar Panels |  | 0.345 | 11 | 223 | 31 |  | Fixed | Roof
NJSTRE1545063680 |  | Transition Incentive Program | Galloway | 8205 | 19 | 17.25 | Residential | Yes | Behind the Meter | Net-metered residential rooftop and canopy |  | None | Sunrun Installation Services, Inc. | AC Electric | Accepted | 2020-06-03 09:57 | 2020-06-08 | 2021-06-08 | LG Electronics | LG345N1C-V5 | Solar Panels |  | 0.345 | 10 | 44 | 31 |  | Fixed | Roof
NJSTRE1545063680 |  | Transition Incentive Program | Galloway | 8205 | 19 | 17.25 | Residential | Yes | Behind the Meter | Net-metered residential rooftop and canopy |  | None | Sunrun Installation Services, Inc. | AC Electric | Accepted | 2020-06-03 09:57 | 2020-06-08 | 2021-06-08 | LG Electronics | LG345N1C-V5 | Solar Panels |  | 0.345 | 10 | 44 | 31 |  | Fixed | Roof
NJSTRE1545063680 |  | Transition Incentive Program | Galloway | 8205 | 19 | 17.25 | Residential | Yes | Behind the Meter | Net-metered residential rooftop and canopy |  | None | Sunrun Installation Services, Inc. | AC Electric | Accepted | 2020-06-03 09:57 | 2020-06-08 | 2021-06-08 | LG Electronics | LG345N1C-V5 | Solar Panels |  | 0.345 | 19 | 223 | 31 |  | Fixed | Roof
NJSTRE1545063765 | NJSRRE1541064285 | Transition Incentive Program | Plainsboro | 8540 | 12 | 236.98 | Private University | Yes | Behind the Meter | Net-metered non-residential rooftop and canopy |  | None | EDF Renewables Distributed Solutions, Inc. | PSE&G | Accepted | 2019-05-31 | 2019-06-05 | 2021-10-30 | SolarEdge | SE30KUS | Inverters | 30000 |  | 7 |  |  | 0.985 |  | Outside | Roof
NJSTRE1545063765 | NJSRRE1541064285 | Transition Incentive Program | Plainsboro | 8540 | 12 | 236.98 | Private University | Yes | Behind the Meter | Net-metered non-residential rooftop and canopy |  | None | EDF Renewables Distributed Solutions, Inc. | PSE&G | Accepted | 2019-05-31 | 2019-06-05 | 2021-10-30 | Canadian Solar | CS3W-410 | Solar Panels |  | 0.41 | 578 | 195 | 5 |  | Fixed | Roof
NJSTRE1545063765 | NJSRRE1541064285 | Transition Incentive Program | Plainsboro | 8540 | 12 | 236.98 | Private University | Yes | Behind the Meter | Net-metered non-residential rooftop and canopy |  | None | EDF Renewables Distributed Solutions, Inc. | PSE&G | Accepted | 2019-05-31 | 2019-06-05 | 2021-10-30 | Electro Industries/GaugeTech | Shark200 | Meters |  |  | 1 |  |  |  |  | Indoor
NJSTRE1545063769 | NJSRRE1541064312 | Transition Incentive Program | Princeton | 8544 | 12 | 1737.99 | Private University | Yes | Behind the Meter | Net-metered non-residential ground mount |  | None | EDF Renewables Distributed Solutions, Inc. | PSE&G | Accepted | 2019-05-31 | 2019-06-17 | 2021-10-30 | Canadian Solar | CS3W-410 | Solar Panels |  | 0.41 | 4239 | 196 | 12 |  | Fixed | Ground
NJSTRE1545063769 | NJSRRE1541064312 | Transition Incentive Program | Princeton | 8544 | 12 | 1737.99 | Private University | Yes | Behind the Meter | Net-metered non-residential ground mount |  | None | EDF Renewables Distributed Solutions, Inc. | PSE&G | Accepted | 2019-05-31 | 2019-06-17 | 2021-10-30 | Power Electronics | HEMKFS2125K | Inverters | 2125000 |  | 1 |  |  | 0.984 |  | Outside | Inverter Pad
NJSTRE1545063769 | NJSRRE1541064312 | Transition Incentive Program | Princeton | 8544 | 12 | 1737.99 | Private University | Yes | Behind the Meter | Net-metered non-residential ground mount |  | None | EDF Renewables Distributed Solutions, Inc. | PSE&G | Accepted | 2019-05-31 | 2019-06-17 | 2021-10-30 | Electro Industries/GaugeTech | Shark200 | Meters |  |  | 1 |  |  |  |  | Indoor
NJSTRE1545063772 | NJSRRE1541064325 | Transition Incentive Program | Princeton | 8544 | 12 | 506.76 | Private University | Yes | Behind the Meter | Net-metered non-residential rooftop and canopy |  | None | EDF Renewables Distributed Solutions, Inc. | PSE&G | Accepted | 2019-05-31 | 2019-06-18 | 2021-10-30 | Solectria | XGI 1000-50/60 | Inverters | 50000 |  | 8 |  |  | 0.982 |  | Outside | Inverter Pad
NJSTRE1545063772 | NJSRRE1541064325 | Transition Incentive Program | Princeton | 8544 | 12 | 506.76 | Private University | Yes | Behind the Meter | Net-metered non-residential rooftop and canopy |  | None | EDF Renewables Distributed Solutions, Inc. | PSE&G | Accepted | 2019-05-31 | 2019-06-18 | 2021-10-30 | Canadian Solar | CS3W-410 | Solar Panels |  | 0.41 | 1236 | 160 | 3 |  | Fixed | Parking Lot
NJSTRE1545063772 | NJSRRE1541064325 | Transition Incentive Program | Princeton | 8544 | 12 | 506.76 | Private University | Yes | Behind the Meter | Net-metered non-residential rooftop and canopy |  | None | EDF Renewables Distributed Solutions, Inc. | PSE&G | Accepted | 2019-05-31 | 2019-06-18 | 2021-10-30 | Electro Industries/GaugeTech | Shark200 | Meters |  |  | 1 |  |  |  |  | Indoor
NJSTRE1545063773 | NJSRRE1541064338 | Transition Incentive Program | Princeton | 8544 | 12 | 760.96 | Private University | Yes | Behind the Meter | Net-metered non-residential rooftop and canopy |  | None | EDF Renewables Distributed Solutions, Inc. | PSE&G | Accepted | 2019-05-31 | 2019-06-18 | 2021-10-30 | Solectria | XGI 1000-50/60 | Inverters | 50000 |  | 11 |  |  | 0.982 |  | Outside | Inverter Pad
NJSTRE1545063773 | NJSRRE1541064338 | Transition Incentive Program | Princeton | 8544 | 12 | 760.96 | Private University | Yes | Behind the Meter | Net-metered non-residential rooftop and canopy |  | None | EDF Renewables Distributed Solutions, Inc. | PSE&G | Accepted | 2019-05-31 | 2019-06-18 | 2021-10-30 | Canadian Solar | CS3W-410 | Solar Panels |  | 0.41 | 1856 | 180 | 3 |  | Fixed | Parking Lot
NJSTRE1545063773 | NJSRRE1541064338 | Transition Incentive Program | Princeton | 8544 | 12 | 760.96 | Private University | Yes | Behind the Meter | Net-metered non-residential rooftop and canopy |  | None | EDF Renewables Distributed Solutions, Inc. | PSE&G | Accepted | 2019-05-31 | 2019-06-18 | 2021-10-30 | Electro Industries/GaugeTech | Shark200 | Meters |  |  | 1 |  |  |  |  | Outdoor
NJSTRE1545063774 | NJSRRE1541064320 | Transition Incentive Program | Princeton | 8544 | 12 | 250.92 | Private University | Yes | Behind the Meter | Net-metered non-residential rooftop and canopy |  | None | EDF Renewables Distributed Solutions, Inc. | PSE&G | Accepted | 2019-05-31 | 2019-06-18 | 2021-10-30 | SolarEdge | SE14.4KUS | Inverters | 14400 |  | 13 |  |  | 0.97 |  | Outside | String Inverters
NJSTRE1545063774 | NJSRRE1541064320 | Transition Incentive Program | Princeton | 8544 | 12 | 250.92 | Private University | Yes | Behind the Meter | Net-metered non-residential rooftop and canopy |  | None | EDF Renewables Distributed Solutions, Inc. | PSE&G | Accepted | 2019-05-31 | 2019-06-18 | 2021-10-30 | Canadian Solar | CS3W-410 | Solar Panels |  | 0.41 | 612 | 160 | 5 |  | Fixed | Roof
NJSTRE1545063774 | NJSRRE1541064320 | Transition Incentive Program | Princeton | 8544 | 12 | 250.92 | Private University | Yes | Behind the Meter | Net-metered non-residential rooftop and canopy |  | None | EDF Renewables Distributed Solutions, Inc. | PSE&G | Accepted | 2019-05-31 | 2019-06-18 | 2021-10-30 | Electro Industries/GaugeTech | Shark200 | Meters |  |  | 1 |  |  |  |  | Indoor
NJSTRE1545063775 | NJSRRE1541064353 | Transition Incentive Program | Princeton | 8544 | 12 | 2572.34 | Private University | Yes | Behind the Meter | Net-metered non-residential rooftop and canopy |  | None | EDF Renewables Distributed Solutions, Inc. | PSE&G | Accepted | 2019-05-31 | 2019-09-13 | 2021-10-30 | Solectria | XGI 1000-50/60 | Inverters | 50000 |  | 14 |  |  | 0.982 |  | Outside | Outside
NJSTRE1545063775 | NJSRRE1541064353 | Transition Incentive Program | Princeton | 8544 | 12 | 2572.34 | Private University | Yes | Behind the Meter | Net-metered non-residential rooftop and canopy |  | None | EDF Renewables Distributed Solutions, Inc. | PSE&G | Accepted | 2019-05-31 | 2019-09-13 | 2021-10-30 | Solectria | XGI 1000-60/60 | Inverters | 60000 |  | 19 |  |  | 0.982 |  | Outside | Outside
NJSTRE1545063775 | NJSRRE1541064353 | Transition Incentive Program | Princeton | 8544 | 12 | 2572.34 | Private University | Yes | Behind the Meter | Net-metered non-residential rooftop and canopy |  | None | EDF Renewables Distributed Solutions, Inc. | PSE&G | Accepted | 2019-05-31 | 2019-09-13 | 2021-10-30 | Solectria | XGI 1000-65/65 | Inverters | 65000 |  | 2 |  |  | 0.982 |  | Outside | Outside
NJSTRE1545063775 | NJSRRE1541064353 | Transition Incentive Program | Princeton | 8544 | 12 | 2572.34 | Private University | Yes | Behind the Meter | Net-metered non-residential rooftop and canopy |  | None | EDF Renewables Distributed Solutions, Inc. | PSE&G | Accepted | 2019-05-31 | 2019-09-13 | 2021-10-30 | Canadian Solar | CS3W-410 | Solar Panels |  | 0.41 | 6274 | 159/339 | 7 |  | Fixed | Parking Lot
NJSTRE1545063775 | NJSRRE1541064353 | Transition Incentive Program | Princeton | 8544 | 12 | 2572.34 | Private University | Yes | Behind the Meter | Net-metered non-residential rooftop and canopy |  | None | EDF Renewables Distributed Solutions, Inc. | PSE&G | Accepted | 2019-05-31 | 2019-09-13 | 2021-10-30 | Electro Industries/GaugeTech | Shark 200 | Meters |  |  | 1 |  |  |  |  | Outdoor
NJSTRE1545063776 | NJSRRE1541064363 | Transition Incentive Program | Princeton | 8544 | 12 | 537.1 | Private University | Yes | Behind the Meter | Net-metered non-residential rooftop and canopy |  | None | EDF Renewables Distributed Solutions, Inc. | PSE&G | Accepted | 2019-05-31 | 2019-06-18 | 2021-10-30 | Solectria | XGI 1000-50/60 | Inverters | 50000 |  | 8 |  |  | 0.982 |  | Outside | Outside
NJSTRE1545063776 | NJSRRE1541064363 | Transition Incentive Program | Princeton | 8544 | 12 | 537.1 | Private University | Yes | Behind the Meter | Net-metered non-residential rooftop and canopy |  | None | EDF Renewables Distributed Solutions, Inc. | PSE&G | Accepted | 2019-05-31 | 2019-06-18 | 2021-10-30 | Canadian Solar | CS3W-410 | Solar Panels |  | 0.41 | 1310 | 149 | 3 |  | Fixed | Parking Lot
NJSTRE1545063776 | NJSRRE1541064363 | Transition Incentive Program | Princeton | 8544 | 12 | 537.1 | Private University | Yes | Behind the Meter | Net-metered non-residential rooftop and canopy |  | None | EDF Renewables Distributed Solutions, Inc. | PSE&G | Accepted | 2019-05-31 | 2019-06-18 | 2021-10-30 | Electro Industries/GaugeTech | Shark200 | Meters |  |  | 1 |  |  |  |  | Outdoor
NJSTRE1545063777 | NJSRRE1541064369 | Transition Incentive Program | West Windsor | 8550 | 12 | 10162.26 | Private University | Yes | Behind the Meter | Net-metered non-residential ground mount |  | None | EDF Renewables Distributed Solutions, Inc. | PSE&G | Accepted | 2019-05-31 | 2019-09-13 | 2021-10-30 | Power Electronics | PE HEMK FS2125K | Inverters | 2125000 |  | 1 |  |  | 0.984 |  | Outside | Outside
NJSTRE1545063777 | NJSRRE1541064369 | Transition Incentive Program | West Windsor | 8550 | 12 | 10162.26 | Private University | Yes | Behind the Meter | Net-metered non-residential ground mount |  | None | EDF Renewables Distributed Solutions, Inc. | PSE&G | Accepted | 2019-05-31 | 2019-09-13 | 2021-10-30 | Power Electronics | PE HEMK FS3190K | Inverters | 3190000 |  | 2 |  |  | 0.986 |  | Outside | Outside
NJSTRE1545063777 | NJSRRE1541064369 | Transition Incentive Program | West Windsor | 8550 | 12 | 10162.26 | Private University | Yes | Behind the Meter | Net-metered non-residential ground mount |  | None | EDF Renewables Distributed Solutions, Inc. | PSE&G | Accepted | 2019-05-31 | 2019-09-13 | 2021-10-30 | Canadian Solar | CS3-410 | Solar Panels |  | 0.41 | 24786 | 224 | 12 |  | Fixed | Ground
NJSTRE1545063777 | NJSRRE1541064369 | Transition Incentive Program | West Windsor | 8550 | 12 | 10162.26 | Private University | Yes | Behind the Meter | Net-metered non-residential ground mount |  | None | EDF Renewables Distributed Solutions, Inc. | PSE&G | Accepted | 2019-05-31 | 2019-09-13 | 2021-10-30 | Electro Industries/GaugeTech | Shark 200 | Meters |  |  | 1 |  |  |  |  | Outdoor
NJSTRE1545063782 |  | Transition Incentive Program | Bargaintown | 8234 | 19 | 7.04 | Residential | Yes | Behind the Meter | Net-metered residential rooftop and canopy |  | None | All Season Solar | AC Electric | Accepted | 2020-06-03 11:28 | 2020-06-08 | 2021-06-08 | Enphase | IQ | Inverters | 240 |  | 22 |  |  | 0.97 |  | Outdoor | under module
NJSTRE1545063782 |  | Transition Incentive Program | Bargaintown | 8234 | 19 | 7.04 | Residential | Yes | Behind the Meter | Net-metered residential rooftop and canopy |  | None | All Season Solar | AC Electric | Accepted | 2020-06-03 11:28 | 2020-06-08 | 2021-06-08 | Trina | TSMD06M.05II | Solar Panels |  | 0.32 | 22 | 160 | 40 |  | Fixed | Roof
NJSTRE1545063817 | NJSRRE1535813008 | Transition Incentive Program | Burlington | 8016 | 13 | 8.27 | Residential | Yes | Behind the Meter | Net-metered residential rooftop and canopy |  | None | Bright Planet Solar | PSE&G | Accepted | 2017-11-02 | 2017-12-05 | 2021-10-30 | Solar Edge | SE7600H-USRGM | Inverters | 7600 |  | 1 |  |  | 0.98 |  | Outdoor | next to meter
NJSTRE1545063817 | NJSRRE1535813008 | Transition Incentive Program | Burlington | 8016 | 13 | 8.27 | Residential | Yes | Behind the Meter | Net-metered residential rooftop and canopy |  | None | Bright Planet Solar | PSE&G | Accepted | 2017-11-02 | 2017-12-05 | 2021-10-30 | REC Twinpeak BLK Series | REC285TP2 | Solar Panels |  | 0.285 | 18 | 251 | 25 |  | Fixed | Roof
NJSTRE1545063817 | NJSRRE1535813008 | Transition Incentive Program | Burlington | 8016 | 13 | 8.27 | Residential | Yes | Behind the Meter | Net-metered residential rooftop and canopy |  | None | Bright Planet Solar | PSE&G | Accepted | 2017-11-02 | 2017-12-05 | 2021-10-30 | REC Twinpeak BLK Series | REC285TP2 | Solar Panels |  | 0.285 | 11 | 71 | 25 |  | Fixed | Roof
NJSTRE1545063819 | NJSRRE1540989359 | Transition Incentive Program | Piscataway | 8854 | 11 | 100.1 | Commercial | No | Behind the Meter | Net-metered non-residential rooftop and canopy |  | None | Aston Solar | PSE&G | Accepted | 2019-05-15 | 2019-05-17 | 2021-10-30 | Canadian Solar | CS3U-380MS | Solar Panels |  | 0.385 | 260 | 165 | 10 |  | Fixed | Roof
NJSTRE1545063819 | NJSRRE1540989359 | Transition Incentive Program | Piscataway | 8854 | 11 | 100.1 | Commercial | No | Behind the Meter | Net-metered non-residential rooftop and canopy |  | None | Aston Solar | PSE&G | Accepted | 2019-05-15 | 2019-05-17 | 2021-10-30 | SolarEdge | SE-100kW | Inverters | 100000 |  | 1 |  |  | 0.97 |  | Indoor | next to service panel
NJSTRE1545063820 | NJSRRE1541049862 | Transition Incentive Program | Pemberton | 8068 | 13 | 972.4 | Farm | Yes | Behind the Meter | Net-metered non-residential rooftop and canopy |  | None | Aston Solar | JCP&L | Accepted | 2019-05-31 | 2019-06-03 | 2021-10-30 | SMA America | SB6000-US-12 | Inverters | 6000 |  | 130 |  |  | 0.975 |  | Outdoor | indoor
NJSTRE1545063820 | NJSRRE1541049862 | Transition Incentive Program | Pemberton | 8068 | 13 | 972.4 | Farm | Yes | Behind the Meter | Net-metered non-residential rooftop and canopy |  | None | Aston Solar | JCP&L | Accepted | 2019-05-31 | 2019-06-03 | 2021-10-30 | Canandian Solar | CS3U-340 | Solar Panels |  | 0.34 | 2860 | 143 | 7 |  | Fixed | Roof | ground
NJSTRE1545063823 | NJSRRE1541513791 | Transition Incentive Program | Flemington | 8822 | 4 | 486.2 | Farm | Yes | Behind the Meter | Net-metered non-residential rooftop and canopy |  | None | Aston Solar | JCP&L | Accepted | 2019-07-03 | 2019-07-08 | 2021-10-30 | SolarEdge | SE100K-US | Inverters | 100000 |  | 4 |  |  | 0.99 |  | Outside | Ourside
NJSTRE1545063823 | NJSRRE1541513791 | Transition Incentive Program | Flemington | 8822 | 4 | 486.2 | Farm | Yes | Behind the Meter | Net-metered non-residential rooftop and canopy |  | None | Aston Solar | JCP&L | Accepted | 2019-07-03 | 2019-07-08 | 2021-10-30 | Canadian Solar | CS3U-340MS | Solar Panels |  | 0.34 | 1430 | 175 | 20 |  | Fixed | Roof | Ground
NJSTRE1545063824 | NJSRRE1541513794 | Transition Incentive Program | Flemington | 8822 | 4 | 972.4 | Farm | Yes | Behind the Meter | Net-metered non-residential rooftop and canopy |  | None | Aston Solar | JCP&L | Accepted | 2019-07-03 | 2019-07-03 | 2021-10-30 | SolarEdge | SE100K-US | Inverters | 100000 |  | 8 |  |  | 0.99 |  | Outside | Outside
NJSTRE1545063824 | NJSRRE1541513794 | Transition Incentive Program | Flemington | 8822 | 4 | 972.4 | Farm | Yes | Behind the Meter | Net-metered non-residential rooftop and canopy |  | None | Aston Solar | JCP&L | Accepted | 2019-07-03 | 2019-07-03 | 2021-10-30 | Canadian Solar | CS3U-340MS | Solar Panels |  | 0.34 | 2860 | 175 | 30 |  | Fixed | Roof | Ground
NJSTRE1545063825 | NJSRRE1541593518 | Transition Incentive Program | Wrightstown | 8562 | 13 | 972.4 | Farm | Yes | Behind the Meter | Net-metered non-residential rooftop and canopy |  | None | Aston Solar | JCP&L | Accepted | 2019-07-03 | 2019-07-08 | 2021-10-30 | SolarEdge | SE100K-US | Inverters | 100000 |  | 8 |  |  | 0.99 |  | Outside | outside
NJSTRE1545063825 | NJSRRE1541593518 | Transition Incentive Program | Wrightstown | 8562 | 13 | 972.4 | Farm | Yes | Behind the Meter | Net-metered non-residential rooftop and canopy |  | None | Aston Solar | JCP&L | Accepted | 2019-07-03 | 2019-07-08 | 2021-10-30 | Canadian Solar | CS3U-340 | Solar Panels |  | 0.34 | 2860 | 180 | 30 |  | Fixed | Roof | Ground
NJSTRE1545063826 | NJSRRE1541131788 | Transition Incentive Program | JERSEY CITY | 7305 | 8 | 6.71 | Residential | No | Behind the Meter | Behind the Meter |  | None | Infinity Solar Systems | PSE&G | Eligible for TI Program | 2019-06-11 | 2019-06-14 | 2021-10-30 | TRINA | TSM-305DD05A.05 | Solar Panels |  | 0.305 | 22 | 130 | 45 |  | Fixed | Roof
NJSTRE1545063826 | NJSRRE1541131788 | Transition Incentive Program | JERSEY CITY | 7305 | 8 | 6.71 | Residential | No | Behind the Meter | Behind the Meter |  | None | Infinity Solar Systems | PSE&G | Eligible for TI Program | 2019-06-11 | 2019-06-14 | 2021-10-30 | ENPHASE | IQ7-60-X-US | Inverters | 240 |  | 22 |  |  | 0.97 |  | Other | MICROINVERTERS
NJSTRE1545063827 | NJSRRE1541481630 | Transition Incentive Program | Newark | 7105 | 9 | 110 | Commercial | No | Behind the Meter | Net-metered non-residential rooftop and canopy |  | None | Integrity Solar Solutions | PSE&G | Accepted | 2019-06-25 | 2019-06-28 | 2021-10-30 | Jinko | Eagle 400 | Solar Panels |  | 0.4 | 275 | Landscape | 10 |  | Fixed | Roof
NJSTRE1545063827 | NJSRRE1541481630 | Transition Incentive Program | Newark | 7105 | 9 | 110 | Commercial | No | Behind the Meter | Net-metered non-residential rooftop and canopy |  | None | Integrity Solar Solutions | PSE&G | Accepted | 2019-06-25 | 2019-06-28 | 2021-10-30 | Solar Edge | 100kw | Inverters | 100000 |  | 1 |  |  | 0.99 |  | Outside | Outside next to disconnect and meter
NJSTRE1545063828 | NJSRRE1541702948 | Transition Incentive Program | Vineland | 8360 | 20 | 6.49 | Residential | Yes | Behind the Meter | Net-metered residential rooftop and canopy |  | None | Bright Planet Solar | Vineland Muni Electric | Accepted | 2019-07-25 | 2019-07-30 | 2021-10-30 | SolarEdge | SE6000H-USRGM | Inverters | 6000 |  | 1 |  |  | 0.98 |  | Outdoor | Next to Meter
NJSTRE1545063828 | NJSRRE1541702948 | Transition Incentive Program | Vineland | 8360 | 20 | 6.49 | Residential | Yes | Behind the Meter | Net-metered residential rooftop and canopy |  | None | Bright Planet Solar | Vineland Muni Electric | Accepted | 2019-07-25 | 2019-07-30 | 2021-10-30 | Hanwha Q-Cells | Q.Peak BLK-G4.1 295W | Solar Panels |  | 0.295 | 19 | 94 | 40 |  | Fixed | Roof
NJSTRE1545063828 | NJSRRE1541702948 | Transition Incentive Program | Vineland | 8360 | 20 | 6.49 | Residential | Yes | Behind the Meter | Net-metered residential rooftop and canopy |  | None | Bright Planet Solar | Vineland Muni Electric | Accepted | 2019-07-25 | 2019-07-30 | 2021-10-30 | Hanwha Q-Cells | Q.Peak BLK-G4.1 295W | Solar Panels |  | 0.295 | 3 | 184 | 40 |  | Fixed | Roof
NJSTRE1545063829 | NJSRRE1541513719 | Transition Incentive Program | Wrightstown | 8562 | 13 | 972.4 | Farm | Yes | Behind the Meter | Net-metered non-residential rooftop and canopy |  | None | Aston Solar | JCP&L | Accepted | 2019-07-03 | 2019-07-03 | 2021-10-30 | SolarEdge | SE100K-US | Inverters | 100000 |  | 8 |  |  | 0.99 |  | Outside | outside
NJSTRE1545063829 | NJSRRE1541513719 | Transition Incentive Program | Wrightstown | 8562 | 13 | 972.4 | Farm | Yes | Behind the Meter | Net-metered non-residential rooftop and canopy |  | None | Aston Solar | JCP&L | Accepted | 2019-07-03 | 2019-07-03 | 2021-10-30 | Canadian Solar | CS3U-340MS | Solar Panels |  | 0.34 | 2860 | 180 | 30 |  | Fixed | Roof | Ground
NJSTRE1545063830 | NJSRRE1541064413 | Transition Incentive Program | Princeton | 8542 | 12 | 8.12 | Residential | Yes | Behind the Meter | Net-metered residential rooftop and canopy |  | None | Sunrun Installation Services, Inc. | PSE&G | Accepted | 2019-05-31 | 2019-06-05 | 2021-10-30 | SMA America | SB3.8-1SP-US-40 | Inverters | 3800 |  | 1 |  |  | 0.96 |  | Outdoor | Next To Meter
NJSTRE1545063830 | NJSRRE1541064413 | Transition Incentive Program | Princeton | 8542 | 12 | 8.12 | Residential | Yes | Behind the Meter | Net-metered residential rooftop and canopy |  | None | Sunrun Installation Services, Inc. | PSE&G | Accepted | 2019-05-31 | 2019-06-05 | 2021-10-30 | REC Solar | REC290TP2 BLK | Solar Panels |  | 0.29 | 14 | 162 | 40 |  | Fixed | Roof
NJSTRE1545063830 | NJSRRE1541064413 | Transition Incentive Program | Princeton | 8542 | 12 | 8.12 | Residential | Yes | Behind the Meter | Net-metered residential rooftop and canopy |  | None | Sunrun Installation Services, Inc. | PSE&G | Accepted | 2019-05-31 | 2019-06-05 | 2021-10-30 | REC Solar | REC290TP2 BLK | Solar Panels |  | 0.29 | 14 | 162 | 40 |  | Fixed | Roof
NJSTRE1545063832 | NJSRRE1541703879 | Transition Incentive Program | Flemington | 8822 | 4 | 19.88 | Commercial | Yes | Behind the Meter | Net-metered non-residential rooftop and canopy |  | None | Aston Solar | JCP&L | Accepted | 2019-07-25 | 2019-08-05 | 2021-10-30 | Trina Solar | TSM-375-DE14A | Solar Panels |  | 0.375 | 53 | 270 | 3 |  | Fixed | Roof
NJSTRE1545063832 | NJSRRE1541703879 | Transition Incentive Program | Flemington | 8822 | 4 | 19.88 | Commercial | Yes | Behind the Meter | Net-metered non-residential rooftop and canopy |  | None | Aston Solar | JCP&L | Accepted | 2019-07-25 | 2019-08-05 | 2021-10-30 | SolarEdge | SE20KUS | Inverters | 20000 |  | 1 |  |  | 0.98 |  | Outside | outside
NJSTRE1545063833 | NJSRRE1541703884 | Transition Incentive Program | Flemington | 8822 | 4 | 79.88 | Commercial | Yes | Behind the Meter | Net-metered non-residential rooftop and canopy |  | None | Aston Solar | JCP&L | Accepted | 2019-07-25 | 2019-08-05 | 2021-10-30 | Trina Solar | TSM-375-DE14A | Solar Panels |  | 0.375 | 213 | 270 | 3 |  | Fixed | Roof
NJSTRE1545063833 | NJSRRE1541703884 | Transition Incentive Program | Flemington | 8822 | 4 | 79.88 | Commercial | Yes | Behind the Meter | Net-metered non-residential rooftop and canopy |  | None | Aston Solar | JCP&L | Accepted | 2019-07-25 | 2019-08-05 | 2021-10-30 | SolarEdge | SE66KUS | Inverters | 66000 |  | 1 |  |  | 0.98 |  | Outside | outside
NJSTRE1545063834 | NJSRRE1541703887 | Transition Incentive Program | Flemington | 8822 | 4 | 129.75 | Commercial | Yes | Behind the Meter | Net-metered non-residential rooftop and canopy |  | None | Aston Solar | JCP&L | Accepted | 2019-07-25 | 2019-08-05 | 2021-10-30 | SolarEdge | SE100KUS | Inverters | 100000 |  | 1 |  |  | 0.98 |  | Outside | outside
NJSTRE1545063834 | NJSRRE1541703887 | Transition Incentive Program | Flemington | 8822 | 4 | 129.75 | Commercial | Yes | Behind the Meter | Net-metered non-residential rooftop and canopy |  | None | Aston Solar | JCP&L | Accepted | 2019-07-25 | 2019-08-05 | 2021-10-30 | Trina Solar | TSM-375-DE14A | Solar Panels |  | 0.375 | 346 | 90 | 3 |  | Fixed | Roof
NJSTRE1545063836 | NJSRRE1541703889 | Transition Incentive Program | Flemington | 8822 | 4 | 49.88 | Commercial | Yes | Behind the Meter | Net-metered non-residential rooftop and canopy |  | None | Aston Solar | JCP&L | Accepted | 2019-07-25 | 2019-08-05 | 2021-10-30 | SolarEdge | SE33KUS | Inverters | 33000 |  | 1 |  |  | 0.98 |  | Outside | outside
NJSTRE1545063836 | NJSRRE1541703889 | Transition Incentive Program | Flemington | 8822 | 4 | 49.88 | Commercial | Yes | Behind the Meter | Net-metered non-residential rooftop and canopy |  | None | Aston Solar | JCP&L | Accepted | 2019-07-25 | 2019-08-05 | 2021-10-30 | Trina Solar | TSM-375-DE14A | Solar Panels |  | 0.375 | 133 | 270 | 3 |  | Fixed | Roof
NJSTRE1545063837 | NJSRRE1541703890 | Transition Incentive Program | Flemington | 8822 | 4 | 19.88 | Commercial | Yes | Behind the Meter | Net-metered non-residential rooftop and canopy |  | None | Aston Solar | JCP&L | Accepted | 2019-07-25 | 2019-08-05 | 2021-10-30 | SolarEdge | SE20KUS | Inverters | 20000 |  | 1 |  |  | 0.98 |  | Outside | outside
NJSTRE1545063837 | NJSRRE1541703890 | Transition Incentive Program | Flemington | 8822 | 4 | 19.88 | Commercial | Yes | Behind the Meter | Net-metered non-residential rooftop and canopy |  | None | Aston Solar | JCP&L | Accepted | 2019-07-25 | 2019-08-05 | 2021-10-30 | Trina Solar | TSM-375-DE14A | Solar Panels |  | 0.375 | 53 | 90 | 3 |  | Fixed | Roof
NJSTRE1545063838 | NJSRRE1541703877 | Transition Incentive Program | Flemington | 8822 | 4 | 999.75 | Commercial | Yes | Behind the Meter | Net-metered non-residential rooftop and canopy |  | None | Aston Solar | JCP&L | Accepted | 2019-07-25 | 2019-08-05 | 2021-10-30 | SolarEdge | SE100KUS | Inverters | 900000 |  | 9 |  |  | 0.98 |  | Outside | outside
NJSTRE1545063838 | NJSRRE1541703877 | Transition Incentive Program | Flemington | 8822 | 4 | 999.75 | Commercial | Yes | Behind the Meter | Net-metered non-residential rooftop and canopy |  | None | Aston Solar | JCP&L | Accepted | 2019-07-25 | 2019-08-05 | 2021-10-30 | Trina Solar | TSM-375-DE14A | Solar Panels |  | 0.375 | 2666 | 180 | 10 |  | Fixed | Roof | ground
NJSTRE1545063839 | NJSRRE1541703867 | Transition Incentive Program | Flemington | 8822 | 4 | 30 | Commercial | No | Behind the Meter | Net-metered non-residential rooftop and canopy |  | None | Aston Solar | JCP&L | Accepted | 2019-07-25 | 2019-08-05 | 2021-10-30 | Trina Solar | TSM-375-DE14A | Solar Panels |  | 0.375 | 80 | 140 | 10 |  | Fixed | Roof
NJSTRE1545063839 | NJSRRE1541703867 | Transition Incentive Program | Flemington | 8822 | 4 | 30 | Commercial | No | Behind the Meter | Net-metered non-residential rooftop and canopy |  | None | Aston Solar | JCP&L | Accepted | 2019-07-25 | 2019-08-05 | 2021-10-30 | SolarEdge | SE30KUS | Inverters | 30000 |  | 1 |  |  | 0.98 |  | Outside | Outside
NJSTRE1545063840 | NJSRRE1542173796 | Transition Incentive Program | Hillsborough | 8844 | 5 | 548.1 | Commercial | No | Behind the Meter | Net-metered non-residential ground mount |  | None | SunPower Corporation, Systems | PSE&G | Accepted | 2019-09-04 | 2019-09-06 | 2021-10-30 | SunPower | SPR-E20-435-COM | Solar Panels |  | 0.435 | 1260 | 180 | 15 |  | Fixed | Ground
NJSTRE1545063840 | NJSRRE1542173796 | Transition Incentive Program | Hillsborough | 8844 | 5 | 548.1 | Commercial | No | Behind the Meter | Net-metered non-residential ground mount |  | None | SunPower Corporation, Systems | PSE&G | Accepted | 2019-09-04 | 2019-09-06 | 2021-10-30 | Delta Electronics | M80U_121 | Inverters | 82.76 |  | 6 |  |  | 0.985 |  | Outdoor | Ground
NJSTRE1545063841 | NJSRRE1541703872 | Transition Incentive Program | Flemington | 8822 | 4 | 40.28 | Commercial | Yes | Behind the Meter | Net-metered non-residential rooftop and canopy |  | None | Aston Solar | JCP&L | Accepted | 2019-07-25 | 2019-08-05 | 2021-10-30 | Trina Solar | TSM-375-DE14A | Solar Panels |  | 0.38 | 106 | 190 | 10 |  | Fixed | Roof
NJSTRE1545063841 | NJSRRE1541703872 | Transition Incentive Program | Flemington | 8822 | 4 | 40.28 | Commercial | Yes | Behind the Meter | Net-metered non-residential rooftop and canopy |  | None | Aston Solar | JCP&L | Accepted | 2019-07-25 | 2019-08-05 | 2021-10-30 | SolarEdge | SE33KUS | Inverters | 33000 |  | 1 |  |  | 0.98 |  | Outside | outside
NJSTRE1545063842 | NJSRRE1542061929 | Transition Incentive Program | Newark | 7114 | 9 | 309.68 | Commercial | No | Behind the Meter | Net-metered non-residential rooftop and canopy |  | None | EnterSolar | PSE&G | Accepted | 2019-09-04 | 2019-09-16 | 2021-10-30 | JA Solar | JAM72S09 -395/PR | Solar Panels |  | 0.395 | 784 | 182.673 | 5 |  | Fixed | Parking Lot
NJSTRE1545063842 | NJSRRE1542061929 | Transition Incentive Program | Newark | 7114 | 9 | 309.68 | Commercial | No | Behind the Meter | Net-metered non-residential rooftop and canopy |  | None | EnterSolar | PSE&G | Accepted | 2019-09-04 | 2019-09-16 | 2021-10-30 | Yaskawa Solectria Solar | 60TL | Inverters | 60000 |  | 4 |  |  | 0.99 |  | Outside | Canopy
NJSTRE1545063843 | NJSRRE1542408464 | Transition Incentive Program | Sickerville | 8081 | 14 | 13.5 | Residential | Yes | Behind the Meter | Net-metered residential rooftop and canopy |  | None | Bright Planet Solar | AC Electric | Accepted | 2019-09-15 | 2019-09-18 | 2021-10-30 | Trina Solar | TSM-DD05A.18(II) 300W | Solar Panels |  | 0.3 | 23 | 34 | 27 |  | Fixed | Roof
NJSTRE1545063843 | NJSRRE1542408464 | Transition Incentive Program | Sickerville | 8081 | 14 | 13.5 | Residential | Yes | Behind the Meter | Net-metered residential rooftop and canopy |  | None | Bright Planet Solar | AC Electric | Accepted | 2019-09-15 | 2019-09-18 | 2021-10-30 | Solar Edge | SE11400H-USRGM | Inverters | 11400 |  | 1 |  |  | 0.98 |  | Outdoor | Next to Meter
NJSTRE1545063843 | NJSRRE1542408464 | Transition Incentive Program | Sickerville | 8081 | 14 | 13.5 | Residential | Yes | Behind the Meter | Net-metered residential rooftop and canopy |  | None | Bright Planet Solar | AC Electric | Accepted | 2019-09-15 | 2019-09-18 | 2021-10-30 | Trina Solar | TSM-DD05A.18(II) 300W | Solar Panels |  | 0.3 | 22 | 214 | 27 |  | Fixed | Roof
NJSTRE1545063851 | NJSRRE1542539803 | Transition Incentive Program | Keasbey | 8832 | 11 | 3.1 | Residential | Yes | Behind the Meter | Net-metered residential rooftop and canopy |  | None | Bright Planet Solar | PSE&G | Accepted | 2019-10-13 | 2019-10-16 | 2021-10-30 | Solar Edge | SE3000H-USRGM | Inverters | 3000 |  | 1 |  |  | 0.98 |  | Outdoor | Next to meter
NJSTRE1545063851 | NJSRRE1542539803 | Transition Incentive Program | Keasbey | 8832 | 11 | 3.1 | Residential | Yes | Behind the Meter | Net-metered residential rooftop and canopy |  | None | Bright Planet Solar | PSE&G | Accepted | 2019-10-13 | 2019-10-16 | 2021-10-30 | LONGI | LR6-60PB-310M | Solar Panels |  | 0.31 | 10 | 98 | 19 |  | Fixed | Roof
NJSTRE1545063854 | NJSRRE1543007609 | Transition Incentive Program | Marlboro | 7746 | 17 | 242.58 | School Public K-12 | Yes | Behind the Meter | Net-metered non-residential rooftop and canopy |  | None | Eznergy | JCP&L | Accepted | 2019-11-05 | 2019-11-08 | 2021-10-30 | SolarEdge | SE33.3KUS | Inverters | 33300 |  | 3 |  |  | 0.98 |  | Outdoor | Side of building near meter
NJSTRE1545063854 | NJSRRE1543007609 | Transition Incentive Program | Marlboro | 7746 | 17 | 242.58 | School Public K-12 | Yes | Behind the Meter | Net-metered non-residential rooftop and canopy |  | None | Eznergy | JCP&L | Accepted | 2019-11-05 | 2019-11-08 | 2021-10-30 | URE | 390W D7M390H8A NSP | Solar Panels |  | 0.39 | 622 | 105 | 20 |  | Fixed | Roof
NJSTRE1545063854 | NJSRRE1543007609 | Transition Incentive Program | Marlboro | 7746 | 17 | 242.58 | School Public K-12 | Yes | Behind the Meter | Net-metered non-residential rooftop and canopy |  | None | Eznergy | JCP&L | Accepted | 2019-11-05 | 2019-11-08 | 2021-10-30 | Solar Edge | SE20KUS | Inverters | 2000 |  | 2 |  |  | 0.98 |  | Outdoor | Side of building near panels
NJSTRE1545063854 | NJSRRE1543007609 | Transition Incentive Program | Marlboro | 7746 | 17 | 242.58 | School Public K-12 | Yes | Behind the Meter | Net-metered non-residential rooftop and canopy |  | None | Eznergy | JCP&L | Accepted | 2019-11-05 | 2019-11-08 | 2021-10-30 | Solar Edge | SE66.6KUS | Inverters | 66600 |  | 1 |  |  | 0.98 |  | Outdoor | Side of building near meter
NJSTRE1545063855 | NJSRRE1543040820 | Transition Incentive Program | Marlboro | 7746 | 17 | 308.88 | School Public K-12 | Yes | Behind the Meter | Net-metered non-residential rooftop and canopy |  | None | Eznergy | JCP&L | Accepted | 2019-11-06 | 2019-11-08 | 2021-10-30 | SolarEdge | SE100KUS | Inverters | 100000 |  | 2 |  |  | 0.98 |  | Outdoor | Side of building near meter
NJSTRE1545063855 | NJSRRE1543040820 | Transition Incentive Program | Marlboro | 7746 | 17 | 308.88 | School Public K-12 | Yes | Behind the Meter | Net-metered non-residential rooftop and canopy |  | None | Eznergy | JCP&L | Accepted | 2019-11-06 | 2019-11-08 | 2021-10-30 | URE | 309 W D7M390H8A NSP | Solar Panels |  | 0.39 | 792 | 152 | 5 |  | Fixed | Roof
NJSTRE1545063855 | NJSRRE1543040820 | Transition Incentive Program | Marlboro | 7746 | 17 | 308.88 | School Public K-12 | Yes | Behind the Meter | Net-metered non-residential rooftop and canopy |  | None | Eznergy | JCP&L | Accepted | 2019-11-06 | 2019-11-08 | 2021-10-30 | SolarEdge | SE33.3KUS | Inverters | 33300 |  | 1 |  |  | 0.98 |  | Outdoor | Side of Building near Meter
NJSTRE1545063857 | NJSRRE1543040881 | Transition Incentive Program | Marlboro | 7746 | 17 | 844.74 | School Public K-12 | Yes | Behind the Meter | Net-metered non-residential rooftop and canopy |  | None | Eznergy | JCP&L | Accepted | 2019-11-06 | 2019-11-08 | 2021-10-30 | SolarEdge | SE66.6KUS | Inverters | 66600 |  | 1 |  |  | 0.98 |  | Outdoor | Side of building near meter
NJSTRE1545063857 | NJSRRE1543040881 | Transition Incentive Program | Marlboro | 7746 | 17 | 844.74 | School Public K-12 | Yes | Behind the Meter | Net-metered non-residential rooftop and canopy |  | None | Eznergy | JCP&L | Accepted | 2019-11-06 | 2019-11-08 | 2021-10-30 | SolarEdge | SE20KUS | Inverters | 20000 |  | 9 |  |  | 0.98 |  | Outdoor | Side of building near meter
NJSTRE1545063857 | NJSRRE1543040881 | Transition Incentive Program | Marlboro | 7746 | 17 | 844.74 | School Public K-12 | Yes | Behind the Meter | Net-metered non-residential rooftop and canopy |  | None | Eznergy | JCP&L | Accepted | 2019-11-06 | 2019-11-08 | 2021-10-30 | URE | 390W D7M390H8A NSP | Solar Panels |  | 0.39 | 2166 | 130 | 5 |  | Fixed | Roof
NJSTRE1545063857 | NJSRRE1543040881 | Transition Incentive Program | Marlboro | 7746 | 17 | 844.74 | School Public K-12 | Yes | Behind the Meter | Net-metered non-residential rooftop and canopy |  | None | Eznergy | JCP&L | Accepted | 2019-11-06 | 2019-11-08 | 2021-10-30 | Solaredge | SE30KUS | Inverters | 30000 |  | 1 |  |  | 0.98 |  | Outdoor | Side of building near meter
NJSTRE1545063857 | NJSRRE1543040881 | Transition Incentive Program | Marlboro | 7746 | 17 | 844.74 | School Public K-12 | Yes | Behind the Meter | Net-metered non-residential rooftop and canopy |  | None | Eznergy | JCP&L | Accepted | 2019-11-06 | 2019-11-08 | 2021-10-30 | SolarEdge | SE100KUS | Inverters | 100000 |  | 2 |  |  | 0.98 |  | Outdoor | Side of building near meter
NJSTRE1545063857 | NJSRRE1543040881 | Transition Incentive Program | Marlboro | 7746 | 17 | 844.74 | School Public K-12 | Yes | Behind the Meter | Net-metered non-residential rooftop and canopy |  | None | Eznergy | JCP&L | Accepted | 2019-11-06 | 2019-11-08 | 2021-10-30 | SolarEdge | SE33.3KUS | Inverters | 33300 |  | 6 |  |  | 0.98 |  | Outdoor | Side of building near meter
NJSTRE1545063861 | NJSRRE1543547394 | Transition Incentive Program | Freehold | 7728 | 17 | 16.47 | Residential | Yes | Behind the Meter | Net-metered residential rooftop and canopy |  | None | Bright Planet Solar | JCP&L | Accepted | 2019-12-13 | 2019-12-17 | 2021-10-30 | SOLAR EDGE | SE7600H-USRGM | Inverters | 7600 |  | 1 |  |  | 0.98 |  | Outdoor | OUTDOOR
NJSTRE1545063861 | NJSRRE1543547394 | Transition Incentive Program | Freehold | 7728 | 17 | 16.47 | Residential | Yes | Behind the Meter | Net-metered residential rooftop and canopy |  | None | Bright Planet Solar | JCP&L | Accepted | 2019-12-13 | 2019-12-17 | 2021-10-30 | TRINA SOLAR | TSM-DD05A.05(II) 305W | Solar Panels |  | 0.305 | 54 | 263 | 21 |  | Fixed | Roof
NJSTRE1545063861 | NJSRRE1543547394 | Transition Incentive Program | Freehold | 7728 | 17 | 16.47 | Residential | Yes | Behind the Meter | Net-metered residential rooftop and canopy |  | None | Bright Planet Solar | JCP&L | Accepted | 2019-12-13 | 2019-12-17 | 2021-10-30 | SOLAR EDGE | SE7600H-USRGM | Inverters | 7600 |  | 1 |  |  | 0.98 |  | Outdoor | OUTDOOR
NJSTRE1545063863 | NJSRRE1542581404 | Transition Incentive Program | Springfield | 7081 | 10 | 165.11 | Commercial | No | Behind the Meter | Net-metered non-residential rooftop and canopy |  | None | A Clear Alternative, Inc | JCP&L | Accepted | 2019-10-24 | 2019-10-28 | 2021-10-30 | SolarEdge | SE43.2KUS | Inverters | 129.6 |  | 3 |  |  | 0.97 |  | Indoor | Electric Room
NJSTRE1545063863 | NJSRRE1542581404 | Transition Incentive Program | Springfield | 7081 | 10 | 165.11 | Commercial | No | Behind the Meter | Net-metered non-residential rooftop and canopy |  | None | A Clear Alternative, Inc | JCP&L | Accepted | 2019-10-24 | 2019-10-28 | 2021-10-30 | Hanwha | Q.Peak Duo-L-G5 | Solar Panels |  | 0.395 | 418 | 180 | 10 |  | Fixed | Roof
NJSTRE1545063865 | NJSRRE1543040926 | Transition Incentive Program | Marlboro | 7746 | 17 | 528.45 | School Public K-12 | Yes | Behind the Meter | Net-metered non-residential rooftop and canopy |  | None | Eznergy | JCP&L | Accepted | 2019-11-06 | 2019-11-08 | 2021-10-30 | SolarEdge | SE66.6KUS | Inverters | 66600 |  | 1 |  |  | 0.98 |  | Outdoor | Side of building near meter
NJSTRE1545063865 | NJSRRE1543040926 | Transition Incentive Program | Marlboro | 7746 | 17 | 528.45 | School Public K-12 | Yes | Behind the Meter | Net-metered non-residential rooftop and canopy |  | None | Eznergy | JCP&L | Accepted | 2019-11-06 | 2019-11-08 | 2021-10-30 | SolarEdge | SE100KUS | Inverters | 100000 |  | 3 |  |  | 0.98 |  | Outdoor | Side of building near meter
NJSTRE1545063865 | NJSRRE1543040926 | Transition Incentive Program | Marlboro | 7746 | 17 | 528.45 | School Public K-12 | Yes | Behind the Meter | Net-metered non-residential rooftop and canopy |  | None | Eznergy | JCP&L | Accepted | 2019-11-06 | 2019-11-08 | 2021-10-30 | URE | 390W D7M390H8A NSP | Solar Panels |  | 0.39 | 1355 | 219 | 5 |  | Fixed | Roof
NJSTRE1545063866 | NJSRRE1543040767 | Transition Incentive Program | Marlboro | 7751 | 17 | 336.96 | School Public K-12 | Yes | Behind the Meter | Net-metered non-residential rooftop and canopy |  | None | Eznergy | JCP&L | Accepted | 2019-11-06 | 2019-11-08 | 2021-10-30 | Solectria | Solectria XGI 1500 125kW | Inverters | 125000 |  | 2 |  |  | 0.98 |  | Outdoor | On building near meter
NJSTRE1545063866 | NJSRRE1543040767 | Transition Incentive Program | Marlboro | 7751 | 17 | 336.96 | School Public K-12 | Yes | Behind the Meter | Net-metered non-residential rooftop and canopy |  | None | Eznergy | JCP&L | Accepted | 2019-11-06 | 2019-11-08 | 2021-10-30 | URE | 390W D7M390H8AA NSP | Solar Panels |  | 0.39 | 864 | 180 | 25 |  | Fixed | Ground
NJSTRE1545063870 | NJSRRE1543016686 | Transition Incentive Program | Marlboro | 7746 | 17 | 53.04 | School Public K-12 | Yes | Behind the Meter | Net-metered non-residential rooftop and canopy |  | None | Eznergy | JCP&L | Accepted | 2019-11-05 | 2019-11-08 | 2021-10-30 | SolarEdge | SE20KUS | Inverters | 20000 |  | 2 |  |  | 0.98 |  | Outdoor | Side of building near meter
NJSTRE1545063870 | NJSRRE1543016686 | Transition Incentive Program | Marlboro | 7746 | 17 | 53.04 | School Public K-12 | Yes | Behind the Meter | Net-metered non-residential rooftop and canopy |  | None | Eznergy | JCP&L | Accepted | 2019-11-05 | 2019-11-08 | 2021-10-30 | URE | 390W D7M390H8A | Solar Panels |  | 0.39 | 136 | 154 | 20 |  | Fixed | Roof
NJSTRE1545063872 | NJSRRE1543477375 | Transition Incentive Program | Wayne | 7470 | 6 | 150.5 | Commercial | No | Behind the Meter | Net-metered non-residential rooftop and canopy |  | None | Pfister Energy, Inc. | PSE&G | Accepted | 2019-12-04 | 2019-12-06 | 2021-10-30 | Canadian Solar | CSU3-350P | Solar Panels |  | 0.35 | 430 | 180 | 5 |  | Fixed | Roof
NJSTRE1545063872 | NJSRRE1543477375 | Transition Incentive Program | Wayne | 7470 | 6 | 150.5 | Commercial | No | Behind the Meter | Net-metered non-residential rooftop and canopy |  | None | Pfister Energy, Inc. | PSE&G | Accepted | 2019-12-04 | 2019-12-06 | 2021-10-30 | Chint | CPS-SCA 60kW | Inverters | 60 |  | 3 |  |  | 0.988 |  | Outdoor | Roof Mounted
NJSTRE1545063874 | NJSRRE1542685557 | Transition Incentive Program | Vineland | 8360 | 20 | 2.4 | Residential | Yes | Behind the Meter | Net-metered residential rooftop and canopy |  | None | Bright Planet Solar | Vineland Muni Electric | Accepted | 2019-11-01 | 2019-11-04 | 2021-10-30 | SOLAR EDGE | SE3000H-USRGM | Inverters | 3000 |  | 1 |  |  | 0.98 |  | Outdoor | NEXT TO METER
NJSTRE1545063874 | NJSRRE1542685557 | Transition Incentive Program | Vineland | 8360 | 20 | 2.4 | Residential | Yes | Behind the Meter | Net-metered residential rooftop and canopy |  | None | Bright Planet Solar | Vineland Muni Electric | Accepted | 2019-11-01 | 2019-11-04 | 2021-10-30 | HANWHA Q-CELLS | Q.PEAK-G4.1 300W | Solar Panels |  | 0.3 | 8 | 93 | 18 |  | Fixed | Roof
NJSTRE1545063875 | NJSRRE1543040902 | Transition Incentive Program | Marlboro | 7746 | 17 | 56.16 | School Public K-12 | Yes | Behind the Meter | Net-metered non-residential rooftop and canopy |  | None | Eznergy | JCP&L | Accepted | 2019-11-06 | 2019-11-08 | 2021-10-30 | URE | 390W D7M390H8A NSP | Solar Panels |  | 0.39 | 144 | 120 | 3 |  | Fixed | Roof
NJSTRE1545063875 | NJSRRE1543040902 | Transition Incentive Program | Marlboro | 7746 | 17 | 56.16 | School Public K-12 | Yes | Behind the Meter | Net-metered non-residential rooftop and canopy |  | None | Eznergy | JCP&L | Accepted | 2019-11-06 | 2019-11-08 | 2021-10-30 | SolarEdge | SE20KUS | Inverters | 20000 |  | 2 |  |  | 0.98 |  | Outdoor | Side of building near meter
NJSTRE1545063877 | NJSRRE1543501772 | Transition Incentive Program | Neptune | 7753 | 17 | 510.3 | Commercial | No | Behind the Meter | Net-metered non-residential rooftop and canopy |  | None | Eznergy | JCP&L | Accepted | 2019-12-09 | 2020-01-08 | 2021-10-30 | Solaredge | SE10000H-US | Inverters | 10000 |  | 6 |  |  | 0.98 |  | Outdoor | Side of building near meter
NJSTRE1545063877 | NJSRRE1543501772 | Transition Incentive Program | Neptune | 7753 | 17 | 510.3 | Commercial | No | Behind the Meter | Net-metered non-residential rooftop and canopy |  | None | Eznergy | JCP&L | Accepted | 2019-12-09 | 2020-01-08 | 2021-10-30 | Hanwha | Hanwha405 | Solar Panels |  | 0.405 | 1260 | 214 | 5 |  | Fixed | Roof
NJSTRE1545063880 | NJSRRE1543040791 | Transition Incentive Program | Marlboro | 7746 | 17 | 400.14 | School Public K-12 | Yes | Behind the Meter | Net-metered non-residential ground mount |  | None | Eznergy | JCP&L | Accepted | 2019-11-06 | 2019-11-08 | 2021-10-30 | URE | 390W D7M390H8A NSP | Solar Panels |  | 0.39 | 1026 | 180 | 30 |  | Fixed | Ground
NJSTRE1545063880 | NJSRRE1543040791 | Transition Incentive Program | Marlboro | 7746 | 17 | 400.14 | School Public K-12 | Yes | Behind the Meter | Net-metered non-residential ground mount |  | None | Eznergy | JCP&L | Accepted | 2019-11-06 | 2019-11-08 | 2021-10-30 | Solectria | Solectria XGI 125 | Inverters | 125000 |  | 3 |  |  | 0.98 |  | Outdoor | Side of building near meter
NJSTRE1545063881 | NJSRRE1543019874 | Transition Incentive Program | Morganville | 7751 | 17 | 259.74 | School Public K-12 | Yes | Behind the Meter | Net-metered non-residential rooftop and canopy |  | None | Eznergy | JCP&L | Accepted | 2019-11-05 | 2019-11-08 | 2021-10-30 | URE | 390W D7M390H8A | Solar Panels |  | 0.39 | 666 | 188 | 5 |  | Fixed | Roof
NJSTRE1545063881 | NJSRRE1543019874 | Transition Incentive Program | Morganville | 7751 | 17 | 259.74 | School Public K-12 | Yes | Behind the Meter | Net-metered non-residential rooftop and canopy |  | None | Eznergy | JCP&L | Accepted | 2019-11-05 | 2019-11-08 | 2021-10-30 | Solaredge | SE100KUS | Inverters | 100000 |  | 2 |  |  | 0.98 |  | Outdoor | Side of building near Meter
NJSTRE1545063885 | NJSRRE1544623210 | Transition Incentive Program | Piscataway | 8855 | 11 | 1006.74 | Commercial | No | Behind the Meter | Net-metered non-residential rooftop and canopy |  | None | SunPower Corporation, Systems | PSE&G | Accepted | 2020-03-24 | 2020-03-24 | 2021-10-30 | Delta | M80U_121 | Inverters | 83000 |  | 10 |  |  | 0.985 |  | Other | Garage Top
NJSTRE1545063885 | NJSRRE1544623210 | Transition Incentive Program | Piscataway | 8855 | 11 | 1006.74 | Commercial | No | Behind the Meter | Net-metered non-residential rooftop and canopy |  | None | SunPower Corporation, Systems | PSE&G | Accepted | 2020-03-24 | 2020-03-24 | 2021-10-30 | SunPower | SPR-X21-470-COM | Solar Panels |  | 0.47 | 2142 | 148 | 3 |  | Fixed | Parking Lot | Garage Top
NJSTRE1545063890 | NJSRRE1544593027 | Transition Incentive Program | Pleasantville | 8232 | 19 | 14.41 | Residential | Yes | Behind the Meter | Net-metered residential rooftop and canopy |  | None | Bright Planet Solar | AC Electric | Accepted | 2020-03-04 | 2020-03-09 | 2021-10-30 | SOLAR EDGE | SE11400H-USRGM | Inverters | 11400 |  | 1 |  |  | 0.98 |  | Outdoor | OUTSIDE
NJSTRE1545063890 | NJSRRE1544593027 | Transition Incentive Program | Pleasantville | 8232 | 19 | 14.41 | Residential | Yes | Behind the Meter | Net-metered residential rooftop and canopy |  | None | Bright Planet Solar | AC Electric | Accepted | 2020-03-04 | 2020-03-09 | 2021-10-30 | LG SOLAR | LG335N1C-A5 | Solar Panels |  | 0.335 | 8 | 204 | 39 |  | Fixed | Roof
NJSTRE1545063890 | NJSRRE1544593027 | Transition Incentive Program | Pleasantville | 8232 | 19 | 14.41 | Residential | Yes | Behind the Meter | Net-metered residential rooftop and canopy |  | None | Bright Planet Solar | AC Electric | Accepted | 2020-03-04 | 2020-03-09 | 2021-10-30 | LG SOLAR | LG335N1C-A5 | Solar Panels |  | 0.335 | 14 | 24 | 40 |  | Fixed | Roof
NJSTRE1545063890 | NJSRRE1544593027 | Transition Incentive Program | Pleasantville | 8232 | 19 | 14.41 | Residential | Yes | Behind the Meter | Net-metered residential rooftop and canopy |  | None | Bright Planet Solar | AC Electric | Accepted | 2020-03-04 | 2020-03-09 | 2021-10-30 | LG SOLAR | LG335N1C-A5 | Solar Panels |  | 0.335 | 9 | 204 | 12 |  | Fixed | Roof
NJSTRE1545063890 | NJSRRE1544593027 | Transition Incentive Program | Pleasantville | 8232 | 19 | 14.41 | Residential | Yes | Behind the Meter | Net-metered residential rooftop and canopy |  | None | Bright Planet Solar | AC Electric | Accepted | 2020-03-04 | 2020-03-09 | 2021-10-30 | LG SOLAR | LG335N1C-A5 | Solar Panels |  | 0.335 | 9 | 204 | 39 |  | Fixed | Roof
NJSTRE1545063890 | NJSRRE1544593027 | Transition Incentive Program | Pleasantville | 8232 | 19 | 14.41 | Residential | Yes | Behind the Meter | Net-metered residential rooftop and canopy |  | None | Bright Planet Solar | AC Electric | Accepted | 2020-03-04 | 2020-03-09 | 2021-10-30 | LG SOLAR | LG335N1C-A5 | Solar Panels |  | 0.335 | 3 | 204 | 16 |  | Fixed | Roof
NJSTRE1545063895 |  | Transition Incentive Program | Millville | 8332 | 20 | 14.4 | Residential | Yes | Behind the Meter | Net-metered residential ground mount |  | None | All Season Solar | AC Electric | Accepted | 2020-06-03 11:54 | 2020-06-08 | 2021-06-08 | Jinko | JKM300M-60 | Solar Panels |  | 0.3 | 48 | 180 | 25 |  | Fixed | Ground
NJSTRE1545063895 |  | Transition Incentive Program | Millville | 8332 | 20 | 14.4 | Residential | Yes | Behind the Meter | Net-metered residential ground mount |  | None | All Season Solar | AC Electric | Accepted | 2020-06-03 11:54 | 2020-06-08 | 2021-06-08 | Enphase | IQ7 | Inverters | 240 |  | 48 |  |  | 0.97 |  | Outdoor | under module
NJSTRE1545063905 | NJSRRE1544623654 | Transition Incentive Program | Piscataway | 8855 | 11 | 888.3 | Commercial | No | Behind the Meter | Net-metered non-residential rooftop and canopy |  | None | SunPower Corporation, Systems | PSE&G | Accepted | 2020-03-11 | 2020-03-24 | 2021-10-30 | Delta | M80U_121 | Inverters | 83000 |  | 4 |  |  | 0.985 |  | Other | Carport
NJSTRE1545063905 | NJSRRE1544623654 | Transition Incentive Program | Piscataway | 8855 | 11 | 888.3 | Commercial | No | Behind the Meter | Net-metered non-residential rooftop and canopy |  | None | SunPower Corporation, Systems | PSE&G | Accepted | 2020-03-11 | 2020-03-24 | 2021-10-30 | Delta | M42U_121 | Inverters | 46000 |  | 2 |  |  | 0.98 |  | Other | Carport
NJSTRE1545063905 | NJSRRE1544623654 | Transition Incentive Program | Piscataway | 8855 | 11 | 888.3 | Commercial | No | Behind the Meter | Net-metered non-residential rooftop and canopy |  | None | SunPower Corporation, Systems | PSE&G | Accepted | 2020-03-11 | 2020-03-24 | 2021-10-30 | Delta | M60U_121 | Inverters | 66000 |  | 5 |  |  | 0.985 |  | Other | Carport
NJSTRE1545063905 | NJSRRE1544623654 | Transition Incentive Program | Piscataway | 8855 | 11 | 888.3 | Commercial | No | Behind the Meter | Net-metered non-residential rooftop and canopy |  | None | SunPower Corporation, Systems | PSE&G | Accepted | 2020-03-11 | 2020-03-24 | 2021-10-30 | SunPower | SPR-X21-470-COM | Solar Panels |  | 0.47 | 1890 | 142 | 10 |  | Fixed | Parking Lot | Carport
NJSTRE1545063912 | NJSRRE1544626015 | Transition Incentive Program | Vineland | 8360 | 20 | 4.96 | Residential | Yes | Behind the Meter | Net-metered residential rooftop and canopy |  | None | Bright Planet Solar | Vineland Muni Electric | Accepted | 2020-03-11 | 2020-03-16 | 2021-10-30 | Solar Edge | SE5000H-USRGM | Inverters | 5000 |  | 1 |  |  | 0.98 |  | Outdoor | Next to Meter
NJSTRE1545063912 | NJSRRE1544626015 | Transition Incentive Program | Vineland | 8360 | 20 | 4.96 | Residential | Yes | Behind the Meter | Net-metered residential rooftop and canopy |  | None | Bright Planet Solar | Vineland Muni Electric | Accepted | 2020-03-11 | 2020-03-16 | 2021-10-30 | LONGI | LR6-60HPB-310M | Solar Panels |  | 0.31 | 16 | 182 | 22 |  | Fixed | Roof
NJSTRE1545063916 | NJSRRE1544136557 | Transition Incentive Program | Marlton | 8053 | 13 | 372.96 | Commercial | Yes | Behind the Meter | Net-metered non-residential rooftop and canopy |  | None | OnSwitch, Inc | PSE&G | Accepted | 2020-01-08 | 2020-01-10 | 2021-10-30 | HELIENE | HELIENE, 72M370 | Solar Panels |  | 0.37 | 360 | 148 | 10 |  | Fixed | Parking Lot | See Drawing
NJSTRE1545063916 | NJSRRE1544136557 | Transition Incentive Program | Marlton | 8053 | 13 | 372.96 | Commercial | Yes | Behind the Meter | Net-metered non-residential rooftop and canopy |  | None | OnSwitch, Inc | PSE&G | Accepted | 2020-01-08 | 2020-01-10 | 2021-10-30 | HELIENE | HELIENE, 72M370 | Solar Panels |  | 0.37 | 648 | 237 | 10 |  | Fixed | Parking Lot | See Drawing
NJSTRE1545063916 | NJSRRE1544136557 | Transition Incentive Program | Marlton | 8053 | 13 | 372.96 | Commercial | Yes | Behind the Meter | Net-metered non-residential rooftop and canopy |  | None | OnSwitch, Inc | PSE&G | Accepted | 2020-01-08 | 2020-01-10 | 2021-10-30 | Chint Power | CPS SCA36KTL-DO/US-480 | Inverters | 36000 |  | 2 |  |  | 0.985 |  | Outside | See Drawing
NJSTRE1545063916 | NJSRRE1544136557 | Transition Incentive Program | Marlton | 8053 | 13 | 372.96 | Commercial | Yes | Behind the Meter | Net-metered non-residential rooftop and canopy |  | None | OnSwitch, Inc | PSE&G | Accepted | 2020-01-08 | 2020-01-10 | 2021-10-30 | Chint Power | CPS SCA60KTL-DO/US-480 | Inverters | 60000 |  | 4 |  |  | 0.988 |  | Outside | See Drawing
NJSTRE1545063918 | NJSRRE1544708896 | Transition Incentive Program | Weehawken | 7086 | 8 | 255.96 | Commercial | No | Behind the Meter | Net-metered non-residential rooftop and canopy |  | None | Solar Energy Systems, LLC. | PSE&G | Accepted | 2020-03-18 | 2020-03-26 | 2021-10-30 | Yaskawa Solectria | PVI 36TL | Inverters | 36000 |  | 2 |  |  | 0.984 |  | Other | Rooftop
NJSTRE1545063918 | NJSRRE1544708896 | Transition Incentive Program | Weehawken | 7086 | 8 | 255.96 | Commercial | No | Behind the Meter | Net-metered non-residential rooftop and canopy |  | None | Solar Energy Systems, LLC. | PSE&G | Accepted | 2020-03-18 | 2020-03-26 | 2021-10-30 | Hanwha Q Cells | Q.PEAK DUO L-G5. 2 395 | Solar Panels |  | 0.395 | 648 | 218 | 10 |  | Fixed | Roof
NJSTRE1545063918 | NJSRRE1544708896 | Transition Incentive Program | Weehawken | 7086 | 8 | 255.96 | Commercial | No | Behind the Meter | Net-metered non-residential rooftop and canopy |  | None | Solar Energy Systems, LLC. | PSE&G | Accepted | 2020-03-18 | 2020-03-26 | 2021-10-30 | Yaskawa Solectria | PVI 60TL | Inverters | 60000 |  | 2 |  |  | 0.99 |  | Other | Rooftop
NJSTRE1545063920 | NJSRRE1544524206 | Transition Incentive Program | TOMS RIVER | 8757 | 18 | 10.23 | Residential | Yes | Behind the Meter | Net-metered residential rooftop and canopy |  | None | Bright Planet Solar | JCP&L | Accepted | 2020-02-24 | 2020-02-26 | 2021-10-30 | LONGI | LR-60HPB-310M | Solar Panels |  | 0.31 | 33 | 197 | 36 |  | Fixed | Roof
NJSTRE1545063920 | NJSRRE1544524206 | Transition Incentive Program | TOMS RIVER | 8757 | 18 | 10.23 | Residential | Yes | Behind the Meter | Net-metered residential rooftop and canopy |  | None | Bright Planet Solar | JCP&L | Accepted | 2020-02-24 | 2020-02-26 | 2021-10-30 | SOLAR EDGE | SE10000H-USRGM | Inverters | 10000 |  | 1 |  |  | 0.98 |  | Outdoor | OUTSIDE
NJSTRE1545063921 | NJSRRE1544624228 | Transition Incentive Program | Pleasantville | 8232 | 19 | 7.88 | Residential | Yes | Behind the Meter | Net-metered residential ground mount |  | None | Bright Planet Solar | AC Electric | Accepted | 2020-03-10 | 2020-03-13 | 2021-10-30 | CANADIAN SOLAR | CS3K-315MS | Solar Panels |  | 0.315 | 25 | 180 | 25 |  | Fixed | Ground
NJSTRE1545063921 | NJSRRE1544624228 | Transition Incentive Program | Pleasantville | 8232 | 19 | 7.88 | Residential | Yes | Behind the Meter | Net-metered residential ground mount |  | None | Bright Planet Solar | AC Electric | Accepted | 2020-03-10 | 2020-03-13 | 2021-10-30 | SOLAR EDGE | SE7600H-USRGM | Inverters | 7600 |  | 1 |  |  | 0.98 |  | Outdoor | OUTSIDE
NJSTRE1545063925 | NJSRRE1544192809 | Transition Incentive Program | Whippany | 7981 | 3 | 343.44 | Commercial | No | Behind the Meter | Net-metered non-residential ground mount |  | None | Pfister Energy, Inc. | JCP&L | Accepted | 2020-01-17 | 2020-01-22 | 2021-10-30 | Canadian Solar | KuMax CS3U-360 | Solar Panels |  | 0.36 | 954 | 180 | 20 |  | Fixed | Ground
NJSTRE1545063925 | NJSRRE1544192809 | Transition Incentive Program | Whippany | 7981 | 3 | 343.44 | Commercial | No | Behind the Meter | Net-metered non-residential ground mount |  | None | Pfister Energy, Inc. | JCP&L | Accepted | 2020-01-17 | 2020-01-22 | 2021-10-30 | Chint | CPS SCA50KTL | Inverters | 50 |  | 4 |  |  | 0.988 |  | Outdoor | Ground Mount
NJSTRE1545063925 | NJSRRE1544192809 | Transition Incentive Program | Whippany | 7981 | 3 | 343.44 | Commercial | No | Behind the Meter | Net-metered non-residential ground mount |  | None | Pfister Energy, Inc. | JCP&L | Accepted | 2020-01-17 | 2020-01-22 | 2021-10-30 | Chint | CPS SCA60KTL | Inverters | 60 |  | 1 |  |  | 0.988 |  | Outdoor | Ground Mount
NJSTRE1545063926 | NJSRRE1544148073 | Transition Incentive Program | Riverdale | 84150 |  | 925.4 | Commercial | No | Behind the Meter | Net-metered non-residential rooftop and canopy |  | None | EnterSolar | JCP&L | Accepted | 2020-01-23 | 2020-01-24 | 2021-10-30 | HT-SAAE | HT72-156M(V) | Solar Panels |  | 0.35 | 2644 | 218 | 5 |  | Fixed | Roof
NJSTRE1545063926 | NJSRRE1544148073 | Transition Incentive Program | Riverdale | 84150 |  | 925.4 | Commercial | No | Behind the Meter | Net-metered non-residential rooftop and canopy |  | None | EnterSolar | JCP&L | Accepted | 2020-01-23 | 2020-01-24 | 2021-10-30 | SMA | Sunny Tripower Core1 33-US | Inverters | 33000 |  | 15 |  |  | 0.99 |  | Outdoor | Roof
NJSTRE1545063933 | NJSRRE1544524408 | Transition Incentive Program | WEST WINDSOR TWP | 8540 | 12 | 12.6 | Residential | Yes | Behind the Meter | Net-metered residential rooftop and canopy |  | None | Bright Planet Solar | PSE&G | Accepted | 2020-02-24 | 2020-02-26 | 2021-10-30 | CANADIAN SOLAR | CS3K-315MS | Solar Panels |  | 0.315 | 14 | 261 | 22 |  | Fixed | Roof
NJSTRE1545063933 | NJSRRE1544524408 | Transition Incentive Program | WEST WINDSOR TWP | 8540 | 12 | 12.6 | Residential | Yes | Behind the Meter | Net-metered residential rooftop and canopy |  | None | Bright Planet Solar | PSE&G | Accepted | 2020-02-24 | 2020-02-26 | 2021-10-30 | SOLAR EDGE | SE10000H-USRGM | Inverters | 10000 |  | 1 |  |  | 0.98 |  | Outdoor | OUTSIDE
NJSTRE1545063933 | NJSRRE1544524408 | Transition Incentive Program | WEST WINDSOR TWP | 8540 | 12 | 12.6 | Residential | Yes | Behind the Meter | Net-metered residential rooftop and canopy |  | None | Bright Planet Solar | PSE&G | Accepted | 2020-02-24 | 2020-02-26 | 2021-10-30 | CANADIAN SOLAR | CS3K-315MS | Solar Panels |  | 0.315 | 8 | 80 | 22 |  | Fixed | Roof
NJSTRE1545063933 | NJSRRE1544524408 | Transition Incentive Program | WEST WINDSOR TWP | 8540 | 12 | 12.6 | Residential | Yes | Behind the Meter | Net-metered residential rooftop and canopy |  | None | Bright Planet Solar | PSE&G | Accepted | 2020-02-24 | 2020-02-26 | 2021-10-30 | CANADIAN SOLAR | CS3K-315MS | Solar Panels |  | 0.315 | 18 | 171 | 26 |  | Fixed | Roof
NJSTRE1545063934 | NJSRRE1544414663 | Transition Incentive Program | Teaneck | 7666 | 7 | 50.17 | Non Profit | Yes | Behind the Meter | Net-metered non-residential rooftop and canopy |  | None | A Clear Alternative, Inc | PSE&G | Accepted | 2020-02-06 | 2020-02-13 | 2021-10-30 | Hanwha Q. Cells | Q.Peak Duo L-G5.2 | Solar Panels |  | 0.395 | 127 | 148 | 10 |  | Fixed | Roof
NJSTRE1545063934 | NJSRRE1544414663 | Transition Incentive Program | Teaneck | 7666 | 7 | 50.17 | Non Profit | Yes | Behind the Meter | Net-metered non-residential rooftop and canopy |  | None | A Clear Alternative, Inc | PSE&G | Accepted | 2020-02-06 | 2020-02-13 | 2021-10-30 | Enphase Energy | IQ7Plus-US-72-2-US | Inverters | 295 |  | 127 |  |  | 0.975 |  | Outside | Under module
NJSTRE1545063936 | NJSRRE1544708942 | Transition Incentive Program | West Deptford Twp | 8096 | 15 | 13.33 | Residential | Yes | Behind the Meter | Net-metered residential rooftop and canopy |  | None | Bright Planet Solar | PSE&G | Accepted | 2020-03-17 | 2020-03-20 | 2021-10-30 | LONGI | LR-60HPB-310M | Solar Panels |  | 0.31 | 10 | 232 | 22 |  | Fixed | Roof
NJSTRE1545063936 | NJSRRE1544708942 | Transition Incentive Program | West Deptford Twp | 8096 | 15 | 13.33 | Residential | Yes | Behind the Meter | Net-metered residential rooftop and canopy |  | None | Bright Planet Solar | PSE&G | Accepted | 2020-03-17 | 2020-03-20 | 2021-10-30 | LONGI | LR-60HPB-310M | Solar Panels |  | 0.31 | 7 | 323 | 22 |  | Fixed | Roof
NJSTRE1545063936 | NJSRRE1544708942 | Transition Incentive Program | West Deptford Twp | 8096 | 15 | 13.33 | Residential | Yes | Behind the Meter | Net-metered residential rooftop and canopy |  | None | Bright Planet Solar | PSE&G | Accepted | 2020-03-17 | 2020-03-20 | 2021-10-30 | SOLAR EDGE | SE11400H-USRGM | Inverters | 11400 |  | 1 |  |  | 0.98 |  | Outdoor | OUTSIDE
NJSTRE1545063936 | NJSRRE1544708942 | Transition Incentive Program | West Deptford Twp | 8096 | 15 | 13.33 | Residential | Yes | Behind the Meter | Net-metered residential rooftop and canopy |  | None | Bright Planet Solar | PSE&G | Accepted | 2020-03-17 | 2020-03-20 | 2021-10-30 | LONGI | LR-60HPB-310M | Solar Panels |  | 0.31 | 14 | 52 | 22 |  | Fixed | Roof
NJSTRE1545063936 | NJSRRE1544708942 | Transition Incentive Program | West Deptford Twp | 8096 | 15 | 13.33 | Residential | Yes | Behind the Meter | Net-metered residential rooftop and canopy |  | None | Bright Planet Solar | PSE&G | Accepted | 2020-03-17 | 2020-03-20 | 2021-10-30 | LONGI | LR-60HPB-310M | Solar Panels |  | 0.31 | 12 | 143 | 22 |  | Fixed | Roof
NJSTRE1545063943 | NJSRRE1544695728 | Transition Incentive Program | Deptford Twp | 8096 | 15 | 8.85 | Residential | Yes | Behind the Meter | Net-metered residential rooftop and canopy |  | None | Bright Planet Solar | PSE&G | Accepted | 2020-03-16 | 2020-03-18 | 2021-10-30 | SOLAR EDGE | SE7600H-USRGM | Inverters | 7600 |  | 1 |  |  | 0.98 |  | Outdoor | OUTSIDE
NJSTRE1545063943 | NJSRRE1544695728 | Transition Incentive Program | Deptford Twp | 8096 | 15 | 8.85 | Residential | Yes | Behind the Meter | Net-metered residential rooftop and canopy |  | None | Bright Planet Solar | PSE&G | Accepted | 2020-03-16 | 2020-03-18 | 2021-10-30 | HANWHA Q-CELLS | Q.PEAK BLK-G4.1 295W | Solar Panels |  | 0.295 | 15 | 120 | 26 |  | Fixed | Roof
NJSTRE1545063943 | NJSRRE1544695728 | Transition Incentive Program | Deptford Twp | 8096 | 15 | 8.85 | Residential | Yes | Behind the Meter | Net-metered residential rooftop and canopy |  | None | Bright Planet Solar | PSE&G | Accepted | 2020-03-16 | 2020-03-18 | 2021-10-30 | HANWHA Q-CELLS | Q.PEAK BLK-G4.1 295W | Solar Panels |  | 0.295 | 15 | 300 | 26 |  | Fixed | Roof
NJSTRE1545063952 | NJSRRE1544775269 | Transition Incentive Program | Princeton Junction | 8550 | 12 | 487.03 | School Public K-12 | No | Behind the Meter | Net-metered non-residential rooftop and canopy |  | None | Pfister Energy, Inc. | PSE&G | Accepted | 2020-04-03 | 2020-04-09 | 2021-10-30 | Solar Edge | SE100KUS | Inverters | 100 |  | 3 |  |  | 0.98 |  | Outdoor | Roof
NJSTRE1545063952 | NJSRRE1544775269 | Transition Incentive Program | Princeton Junction | 8550 | 12 | 487.03 | School Public K-12 | No | Behind the Meter | Net-metered non-residential rooftop and canopy |  | None | Pfister Energy, Inc. | PSE&G | Accepted | 2020-04-03 | 2020-04-09 | 2021-10-30 | Phono Solar | PS385MH-24/TH | Solar Panels |  | 0.385 | 1265 | 98 | 5 |  | Fixed | Roof
NJSTRE1545063952 | NJSRRE1544775269 | Transition Incentive Program | Princeton Junction | 8550 | 12 | 487.03 | School Public K-12 | No | Behind the Meter | Net-metered non-residential rooftop and canopy |  | None | Pfister Energy, Inc. | PSE&G | Accepted | 2020-04-03 | 2020-04-09 | 2021-10-30 | Solar Edge | SE66.6KUS | Inverters | 66.6 |  | 1 |  |  | 0.98 |  | Outdoor | Roof
NJSTRE1545063963 | NJSRRE1544796829 | Transition Incentive Program | West Windsor Township | 8550 | 12 | 790.79 | School Public K-12 | No | Behind the Meter | Net-metered non-residential rooftop and canopy |  | None | Pfister Energy, Inc. | JCP&L | Accepted | 2020-04-03 | 2020-04-09 | 2021-10-30 | Solar Edge | SE100KUS | Inverters | 100 |  | 6 |  |  | 0.985 |  | Outdoor | Roof
NJSTRE1545063963 | NJSRRE1544796829 | Transition Incentive Program | West Windsor Township | 8550 | 12 | 790.79 | School Public K-12 | No | Behind the Meter | Net-metered non-residential rooftop and canopy |  | None | Pfister Energy, Inc. | JCP&L | Accepted | 2020-04-03 | 2020-04-09 | 2021-10-30 | Phono Solar | PS385M-24/TH | Solar Panels |  | 0.385 | 2054 | 218 | 5 |  | Fixed | Roof
NJSTRE1545063973 | NJSRRE1544729079 | Transition Incentive Program | Willingboro Twp | 8046 | 13 | 10.54 | Residential | Yes | Behind the Meter | Net-metered residential rooftop and canopy |  | None | Bright Planet Solar | PSE&G | Accepted | 2020-03-20 | 2020-03-24 | 2021-10-30 | LONGI | LR-60HPB-310M | Solar Panels |  | 0.31 | 6 | 300 | 26 |  | Fixed | Roof
NJSTRE1545063973 | NJSRRE1544729079 | Transition Incentive Program | Willingboro Twp | 8046 | 13 | 10.54 | Residential | Yes | Behind the Meter | Net-metered residential rooftop and canopy |  | None | Bright Planet Solar | PSE&G | Accepted | 2020-03-20 | 2020-03-24 | 2021-10-30 | SOLAR EDGE | SE10000H-USRGM | Inverters | 10000 |  | 1 |  |  | 0.98 |  | Outdoor | OUTSIDE
NJSTRE1545063973 | NJSRRE1544729079 | Transition Incentive Program | Willingboro Twp | 8046 | 13 | 10.54 | Residential | Yes | Behind the Meter | Net-metered residential rooftop and canopy |  | None | Bright Planet Solar | PSE&G | Accepted | 2020-03-20 | 2020-03-24 | 2021-10-30 | LONGI | LR-60HPB-310M | Solar Panels |  | 0.31 | 15 | 211 | 18 |  | Fixed | Roof
NJSTRE1545063973 | NJSRRE1544729079 | Transition Incentive Program | Willingboro Twp | 8046 | 13 | 10.54 | Residential | Yes | Behind the Meter | Net-metered residential rooftop and canopy |  | None | Bright Planet Solar | PSE&G | Accepted | 2020-03-20 | 2020-03-24 | 2021-10-30 | LONGI | LR-60HPB-310M | Solar Panels |  | 0.31 | 13 | 120 | 26 |  | Fixed | Roof
NJSTRE1545063976 | NJSRRE1544921516 | Transition Incentive Program | ENGLEWOOD CLIFFS | 7632 | 7 | 20.44 | Residential | No | Behind the Meter | Behind the Meter |  | None | Infinity Solar Systems | PSE&G | Eligible for TI Program | 2020-04-29 |  |  | LG | LG335N1K-VV5 | Solar Panels |  | 0.335 | 32 | 306 | 20 |  | Fixed | Roof
NJSTRE1545063976 | NJSRRE1544921516 | Transition Incentive Program | ENGLEWOOD CLIFFS | 7632 | 7 | 20.44 | Residential | No | Behind the Meter | Behind the Meter |  | None | Infinity Solar Systems | PSE&G | Eligible for TI Program | 2020-04-29 |  |  | LG | LG335N1K-V5 | Solar Panels |  | 0.335 | 4 | 125 | 20 |  | Fixed | Roof
NJSTRE1545063976 | NJSRRE1544921516 | Transition Incentive Program | ENGLEWOOD CLIFFS | 7632 | 7 | 20.44 | Residential | No | Behind the Meter | Behind the Meter |  | None | Infinity Solar Systems | PSE&G | Eligible for TI Program | 2020-04-29 |  |  | ENPHASE | IQ7-60-X-US | Inverters | 240 |  | 61 |  |  | 0.97 |  | Outside | MICROINVERTERS
NJSTRE1545063976 | NJSRRE1544921516 | Transition Incentive Program | ENGLEWOOD CLIFFS | 7632 | 7 | 20.44 | Residential | No | Behind the Meter | Behind the Meter |  | None | Infinity Solar Systems | PSE&G | Eligible for TI Program | 2020-04-29 |  |  | LG | LG335N1K-V5 | Solar Panels |  | 0.335 | 12 | 126 | 20 |  | Fixed | Roof
NJSTRE1545063976 | NJSRRE1544921516 | Transition Incentive Program | ENGLEWOOD CLIFFS | 7632 | 7 | 20.44 | Residential | No | Behind the Meter | Behind the Meter |  | None | Infinity Solar Systems | PSE&G | Eligible for TI Program | 2020-04-29 |  |  | LG | LG335N1K-V5 | Solar Panels |  | 0.335 | 13 | 126 | 20 |  | Fixed | Roof
NJSTRE1545063977 | NJSRRE1544790976 | Transition Incentive Program | Pine Brook | 7058 | 3 | 11.16 | Residential | Yes | Behind the Meter | Net-metered residential rooftop and canopy |  | None | Bright Planet Solar | JCP&L | Accepted | 2020-04-02 | 2020-04-09 | 2021-10-30 | LONGI | LR6-60HPB-310M | Solar Panels |  | 0.31 | 36 | 180 | 25 |  | Fixed | Ground
NJSTRE1545063977 | NJSRRE1544790976 | Transition Incentive Program | Pine Brook | 7058 | 3 | 11.16 | Residential | Yes | Behind the Meter | Net-metered residential rooftop and canopy |  | None | Bright Planet Solar | JCP&L | Accepted | 2020-04-02 | 2020-04-09 | 2021-10-30 | Solar Edge | SE10000H-USRGM | Inverters | 10000 |  | 1 |  |  | 0.98 |  | Outdoor | Next to meter
NJSTRE1545063981 | NJSRRE1544914439 | Transition Incentive Program | Bayonne | 7002 | 8 | 7.71 | Residential | Yes | Behind the Meter | Net-metered residential rooftop and canopy |  | None | Pro Custom Solar dba Momentum Solar | PSE&G | Accepted | 2020-06-06 21:19 | 2020-06-08 | 2021-06-08 | HANWHA | Q.PEAK DUO BLK G6+ 335 | Solar Panels |  | 0.335 | 23 | 122 | 43 |  | Fixed | Roof
NJSTRE1545063981 | NJSRRE1544914439 | Transition Incentive Program | Bayonne | 7002 | 8 | 7.71 | Residential | Yes | Behind the Meter | Net-metered residential rooftop and canopy |  | None | Pro Custom Solar dba Momentum Solar | PSE&G | Accepted | 2020-06-06 21:19 | 2020-06-08 | 2021-06-08 | Enphase Energy | IQ7-60-2-US | Inverters | 240 |  | 23 |  |  | 0.97 |  | Outdoor | Roof
NJSTRE1545063999 | NJSRRE1544921520 | Transition Incentive Program | South Plainfield | 7080 | 11 | 15.79 | Commercial | No | Behind the Meter | Net-metered non-residential rooftop and canopy |  | None | Ameresco | PSE&G | Accepted | 2020-04-30 | 2020-07-06 | 2021-07-06 | JA | JAM72S09 385/PR | Solar Panels |  | 0.385 | 41 | 68/158/248 | 27 |  | Fixed | Roof
NJSTRE1545063999 | NJSRRE1544921520 | Transition Incentive Program | South Plainfield | 7080 | 11 | 15.79 | Commercial | No | Behind the Meter | Net-metered non-residential rooftop and canopy |  | None | Ameresco | PSE&G | Accepted | 2020-04-30 | 2020-07-06 | 2021-07-06 | SolarEdge | SE14.4KUS | Inverters | 14.4 |  | 1 |  |  | 0.975 |  | Outdoor | N/A
NJSTRE1545064001 | NJSRRE1544775244 | Transition Incentive Program | Plainsboro Township | 8536 | 11 | 534.38 | School Public K-12 | No | Behind the Meter | Net-metered non-residential rooftop and canopy |  | None | Pfister Energy, Inc. | PSE&G | Accepted | 2020-04-03 | 2020-04-09 | 2021-10-30 | SolarEdge | SE100KUS | Inverters | 100 |  | 4 |  |  | 0.98 |  | Outdoor | Roof
NJSTRE1545064001 | NJSRRE1544775244 | Transition Incentive Program | Plainsboro Township | 8536 | 11 | 534.38 | School Public K-12 | No | Behind the Meter | Net-metered non-residential rooftop and canopy |  | None | Pfister Energy, Inc. | PSE&G | Accepted | 2020-04-03 | 2020-04-09 | 2021-10-30 | Phono Solar | TwinPlus Module Perc/385W | Solar Panels |  | 0.385 | 1388 | 221 | 5 |  | Fixed | Roof
NJSTRE1545068149 |  | Transition Incentive Program | Millville | 8311 | 20 | 9.6 | Residential | No | Behind the Meter | Net-metered residential rooftop and canopy |  | None | Steve Whitman LLC | AC Electric | Accepted | 2020-06-03 14:24 | 2020-06-08 | 2021-06-08 | SolarEdge | SE7600H-US | Inverters | 7600 |  | 1 |  |  | 0.99 |  | Outside | within ten feet of meter
NJSTRE1545068149 |  | Transition Incentive Program | Millville | 8311 | 20 | 9.6 | Residential | No | Behind the Meter | Net-metered residential rooftop and canopy |  | None | Steve Whitman LLC | AC Electric | Accepted | 2020-06-03 14:24 | 2020-06-08 | 2021-06-08 | Hanwha Q-Cells | Q.PEAK DUO-G5 320 | Solar Panels |  | 0.32 | 30 | 167,87 | 26 |  | Fixed | Roof
NJSTRE1545068421 |  | Transition Incentive Program | Elwood | 8217 | 19 | 11.52 | Residential | Yes | Behind the Meter | Net-metered residential rooftop and canopy |  | None | All Season Solar | AC Electric | Accepted | 2020-06-03 16:16 | 2020-06-09 | 2021-06-09 | Enphase | IQ7 | Inverters | 240 |  | 36 |  |  | 0.97 |  | Outdoor | under module
NJSTRE1545068421 |  | Transition Incentive Program | Elwood | 8217 | 19 | 11.52 | Residential | Yes | Behind the Meter | Net-metered residential rooftop and canopy |  | None | All Season Solar | AC Electric | Accepted | 2020-06-03 16:16 | 2020-06-09 | 2021-06-09 | Trina | TSMDD06M.05II | Solar Panels |  | 0.32 | 12 | 211 | 11 |  | Fixed | Roof
NJSTRE1545068421 |  | Transition Incentive Program | Elwood | 8217 | 19 | 11.52 | Residential | Yes | Behind the Meter | Net-metered residential rooftop and canopy |  | None | All Season Solar | AC Electric | Accepted | 2020-06-03 16:16 | 2020-06-09 | 2021-06-09 | Trina | TSMDD06M.05II | Solar Panels |  | 0.32 | 24 | 211 | 17 |  | Fixed | Roof
NJSTRE1545074026 |  | Transition Incentive Program | Perth Amboy | 8861 | 11 | 5.12 | Residential | No | Behind the Meter | Net-metered residential rooftop and canopy |  | None | Steve Whitman LLC | PSE&G | Accepted | 2020-06-04 08:32 | 2020-06-09 | 2021-06-09 | SolarEdge | SE3800H-US | Inverters | 3800 |  | 1 |  |  | 0.99 |  | Outside | within ten feet of meter
NJSTRE1545074026 |  | Transition Incentive Program | Perth Amboy | 8861 | 11 | 5.12 | Residential | No | Behind the Meter | Net-metered residential rooftop and canopy |  | None | Steve Whitman LLC | PSE&G | Accepted | 2020-06-04 08:32 | 2020-06-09 | 2021-06-09 | Hanwha Q-Cells | Q.PEAK DUO-G5 320 | Solar Panels |  | 0.32 | 16 | 110290 | 38 |  | Fixed | Roof
NJSTRE1545074121 | NJSRRE1544884649 | Transition Incentive Program | Oceanview (Seaville) | 8230 | 21 | 11.34 | Residential | No | Behind the meter | Net-metered residential rooftop and canopy |  | None | Kopp Electric Company | AC Electric | Accepted | 2020-04-22 | 2020-04-28 | 2021-10-30 | CertainTeed | CT315HC11-04 | Solar Panels |  | 0.315 | 24 | 54 | 25 |  | Fixed | Roof
NJSTRE1545074121 | NJSRRE1544884649 | Transition Incentive Program | Oceanview (Seaville) | 8230 | 21 | 11.34 | Residential | No | Behind the meter | Net-metered residential rooftop and canopy |  | None | Kopp Electric Company | AC Electric | Accepted | 2020-04-22 | 2020-04-28 | 2021-10-30 | Solar Edge | SE10000H-US | Inverters | 10000 |  | 1 |  |  | 0.975 |  | Outdoor | Next to meter
NJSTRE1545074121 | NJSRRE1544884649 | Transition Incentive Program | Oceanview (Seaville) | 8230 | 21 | 11.34 | Residential | No | Behind the meter | Net-metered residential rooftop and canopy |  | None | Kopp Electric Company | AC Electric | Accepted | 2020-04-22 | 2020-04-28 | 2021-10-30 | CertainTeed | CT315HC11-04 | Solar Panels |  | 0.315 | 12 | 204 | 25 |  | Fixed | Roof
NJSTRE1545074153 |  | Transition Incentive Program | Sewell | 8080 | 15 | 4.42 | Residential | Yes | Behind the Meter | Net-metered residential rooftop and canopy |  | None | Trinity Solar | AC Electric | Accepted | 2020-06-04 11:36 | 2020-06-09 | 2021-06-09 | Hanwha | Q.PEAK DUO BLK-G6 340 | Solar Panels |  | 0.34 | 13 | 140 | 21 |  | Fixed | Roof
NJSTRE1545074153 |  | Transition Incentive Program | Sewell | 8080 | 15 | 4.42 | Residential | Yes | Behind the Meter | Net-metered residential rooftop and canopy |  | None | Trinity Solar | AC Electric | Accepted | 2020-06-04 11:36 | 2020-06-09 | 2021-06-09 | Solar Edge | SE3800 | Inverters | 3800 |  | 1 |  |  | 0.97 |  | Outside | side of home
NJSTRE1545074185 |  | Transition Incentive Program | Toms River | 8757 | 18 | 8.16 | Residential | Yes | Behind the Meter | Net-metered residential rooftop and canopy |  | None | Trinity Solar | JCP&L | Accepted | 2020-06-04 12:07 | 2020-06-09 | 2021-06-09 | SOLAR EDGE | SE7600H-US | Inverters | 7600 |  | 1 |  |  | 0.97 |  | Outside | SIDE OF HOME
NJSTRE1545074185 |  | Transition Incentive Program | Toms River | 8757 | 18 | 8.16 | Residential | Yes | Behind the Meter | Net-metered residential rooftop and canopy |  | None | Trinity Solar | JCP&L | Accepted | 2020-06-04 12:07 | 2020-06-09 | 2021-06-09 | HANWHA | Q.PEAK DUO BLK-G6 340 | Solar Panels |  | 0.34 | 19 | 194 | 23 |  | Fixed | Roof
NJSTRE1545074185 |  | Transition Incentive Program | Toms River | 8757 | 18 | 8.16 | Residential | Yes | Behind the Meter | Net-metered residential rooftop and canopy |  | None | Trinity Solar | JCP&L | Accepted | 2020-06-04 12:07 | 2020-06-09 | 2021-06-09 | HANWHA | Q.PEAK DUO BLK-G6 340 | Solar Panels |  | 0.34 | 5 | 14 | 23 |  | Fixed | Roof
NJSTRE1545074252 |  | Transition Incentive Program | Millville | 8332 | 20 | 7.04 | Residential | No | Behind the Meter | Net-metered residential rooftop and canopy |  | None | Steve Whitman LLC | AC Electric | Accepted | 2020-06-04 13:46 | 2020-06-09 | 2021-06-09 | SolarEdge | SE5000H-US | Inverters | 5000 |  | 1 |  |  | 0.99 |  | Outside | within ten feet of meter
NJSTRE1545074252 |  | Transition Incentive Program | Millville | 8332 | 20 | 7.04 | Residential | No | Behind the Meter | Net-metered residential rooftop and canopy |  | None | Steve Whitman LLC | AC Electric | Accepted | 2020-06-04 13:46 | 2020-06-09 | 2021-06-09 | Hanwha Q-Cells | Q.PEAK DUO-G5 320 | Solar Panels |  | 0.32 | 22 | 264 | 21 |  | Fixed | Roof
NJSTRE1545074257 |  | Transition Incentive Program | Millville | 8332 | 20 | 5.12 | Residential | No | Behind the Meter | Net-metered residential rooftop and canopy |  | None | Steve Whitman LLC | AC Electric | Accepted | 2020-06-04 13:56 | 2020-06-09 | 2021-06-09 | SolarEdge | SE3800H-US | Inverters | 3800 |  | 1 |  |  | 0.99 |  | Outside | within ten feet of meter
NJSTRE1545074257 |  | Transition Incentive Program | Millville | 8332 | 20 | 5.12 | Residential | No | Behind the Meter | Net-metered residential rooftop and canopy |  | None | Steve Whitman LLC | AC Electric | Accepted | 2020-06-04 13:56 | 2020-06-09 | 2021-06-09 | Hanwha Q-Cells | Q.PEAK DUO-G5 320 | Solar Panels |  | 0.32 | 16 | 84 | 21 |  | Fixed | Roof
NJSTRE1545074268 |  | Transition Incentive Program | Waldwic | 7463 | 7 | 6.7 | Residential | Yes | Behind the Meter | Net-metered residential rooftop and canopy |  | None | Pro Custom Solar dba Momentum Solar | PSE&G | Accepted | 2020-06-04 14:14 | 2020-06-09 | 2021-06-09 | ENPHASE | IQ7-60-2-US | Inverters | 240 |  | 20 |  |  | 0.97 |  | Outdoor | ROOF
NJSTRE1545074268 |  | Transition Incentive Program | Waldwic | 7463 | 7 | 6.7 | Residential | Yes | Behind the Meter | Net-metered residential rooftop and canopy |  | None | Pro Custom Solar dba Momentum Solar | PSE&G | Accepted | 2020-06-04 14:14 | 2020-06-09 | 2021-06-09 | HANWHA | Q. PEAK DUO BLK-G6+335 | Solar Panels |  | 0.335 | 9 | 176 | 14 |  | Fixed | Roof
NJSTRE1545074268 |  | Transition Incentive Program | Waldwic | 7463 | 7 | 6.7 | Residential | Yes | Behind the Meter | Net-metered residential rooftop and canopy |  | None | Pro Custom Solar dba Momentum Solar | PSE&G | Accepted | 2020-06-04 14:14 | 2020-06-09 | 2021-06-09 | HANWHA | Q. PEAK DUO BLK-G6+335 | Solar Panels |  | 0.335 | 9 | 13 | 356 |  | Fixed | Roof
NJSTRE1545074268 |  | Transition Incentive Program | Waldwic | 7463 | 7 | 6.7 | Residential | Yes | Behind the Meter | Net-metered residential rooftop and canopy |  | None | Pro Custom Solar dba Momentum Solar | PSE&G | Accepted | 2020-06-04 14:14 | 2020-06-09 | 2021-06-09 | HANWHA | Q. PEAK DUO BLK-G6+335 | Solar Panels |  | 0.335 | 2 | 356 | 14 |  | Fixed | Roof
NJSTRE1545074296 |  | Transition Incentive Program | Woodbury | 8096 | 15 | 6.7 | Residential | Yes | Behind the Meter | Net-metered residential rooftop and canopy |  | None | Pro Custom Solar dba Momentum Solar | PSE&G | Accepted | 2020-06-04 14:33 | 2020-06-09 | 2021-06-09 | HANWHA | Q.PEAK DUO BLK-G6+ 335 | Solar Panels |  | 0.335 | 20 | 98 | 30 |  | Fixed | Roof
NJSTRE1545074296 |  | Transition Incentive Program | Woodbury | 8096 | 15 | 6.7 | Residential | Yes | Behind the Meter | Net-metered residential rooftop and canopy |  | None | Pro Custom Solar dba Momentum Solar | PSE&G | Accepted | 2020-06-04 14:33 | 2020-06-09 | 2021-06-09 | Enphase Energy | IQ7-60-2-US | Inverters | 240 |  | 16 |  |  | 0.97 |  | Outdoor | Roof
NJSTRE1545074301 |  | Transition Incentive Program | East Orange | 7018 | 9 | 6.03 | Residential | Yes | Behind the Meter | Net-metered residential rooftop and canopy |  | None | Pro Custom Solar dba Momentum Solar | PSE&G | Accepted | 2020-06-04 14:40 | 2020-06-09 | 2021-06-09 | HANWHA | Q. PEAK DUO BLK-G6+335 | Solar Panels |  | 0.335 | 7 | 204 | 18 |  | Fixed | Roof
NJSTRE1545074301 |  | Transition Incentive Program | East Orange | 7018 | 9 | 6.03 | Residential | Yes | Behind the Meter | Net-metered residential rooftop and canopy |  | None | Pro Custom Solar dba Momentum Solar | PSE&G | Accepted | 2020-06-04 14:40 | 2020-06-09 | 2021-06-09 | HANWHA | Q. PEAK DUO BLK-G6+335 | Solar Panels |  | 0.335 | 11 | 24 | 40 |  | Fixed | Roof
NJSTRE1545074301 |  | Transition Incentive Program | East Orange | 7018 | 9 | 6.03 | Residential | Yes | Behind the Meter | Net-metered residential rooftop and canopy |  | None | Pro Custom Solar dba Momentum Solar | PSE&G | Accepted | 2020-06-04 14:40 | 2020-06-09 | 2021-06-09 | ENPHASE | IQ7-60-2-US | Inverters | 240 |  | 18 |  |  | 0.97 |  | Outdoor | ROOF
NJSTRE1545074315 |  | Transition Incentive Program | Bloomfield | 7003 | 9 | 4.36 | Residential | Yes | Behind the Meter | Net-metered residential rooftop and canopy |  | None | Pro Custom Solar dba Momentum Solar | PSE&G | Accepted | 2020-06-04 14:53 | 2020-06-09 | 2021-06-09 | HANWHA | Q. PEAK DUO BLK-G6+335 | Solar Panels |  | 0.335 | 5 | 41 | 32 |  | Fixed | Roof
NJSTRE1545074315 |  | Transition Incentive Program | Bloomfield | 7003 | 9 | 4.36 | Residential | Yes | Behind the Meter | Net-metered residential rooftop and canopy |  | None | Pro Custom Solar dba Momentum Solar | PSE&G | Accepted | 2020-06-04 14:53 | 2020-06-09 | 2021-06-09 | HANWHA | Q. PEAK DUO BLK-G6+335 | Solar Panels |  | 0.335 | 8 | 41 | 23 |  | Fixed | Roof
NJSTRE1545074315 |  | Transition Incentive Program | Bloomfield | 7003 | 9 | 4.36 | Residential | Yes | Behind the Meter | Net-metered residential rooftop and canopy |  | None | Pro Custom Solar dba Momentum Solar | PSE&G | Accepted | 2020-06-04 14:53 | 2020-06-09 | 2021-06-09 | ENPHASE | IQ7-60-2-US | Inverters | 240 |  | 13 |  |  | 0.97 |  | Outdoor | ROOF
NJSTRE1545074511 |  | Transition Incentive Program | Newark | 7107 | 9 | 6.41 | Residential | Yes | Behind the Meter | Net-metered residential rooftop and canopy |  | None | Sunrun, Inc. | PSE&G | Accepted | 2020-06-05 08:50 | 2020-06-09 | 2021-06-09 | Delta Electronics | M6-TL-US | Inverters | 6000 |  | 1 |  |  | 0.98 |  | Outside | Exterior Wall
NJSTRE1545074511 |  | Transition Incentive Program | Newark | 7107 | 9 | 6.41 | Residential | Yes | Behind the Meter | Net-metered residential rooftop and canopy |  | None | Sunrun, Inc. | PSE&G | Accepted | 2020-06-05 08:50 | 2020-06-09 | 2021-06-09 | LONGi Green Energy Technology Co Ltd | LR6-60HPB-305M | Solar Panels |  | 0.305 | 21 | 201 | 26 |  | Fixed | Roof
NJSTRE1545074541 |  | Transition Incentive Program | NORTH BRUNSWICK TWP | 8902 | 11 | 16 | Residential | Yes | Behind the Meter | Net-metered residential rooftop and canopy |  | None | Bright Planet Solar | PSE&G | Accepted | 2020-06-04 17:50 | 2020-06-09 | 2021-06-09 | HANWHA Q-CELLS | Q.PEAK-G5 320W | Solar Panels |  | 0.32 | 6 | 239 | 26 |  | Fixed | Roof
NJSTRE1545074541 |  | Transition Incentive Program | NORTH BRUNSWICK TWP | 8902 | 11 | 16 | Residential | Yes | Behind the Meter | Net-metered residential rooftop and canopy |  | None | Bright Planet Solar | PSE&G | Accepted | 2020-06-04 17:50 | 2020-06-09 | 2021-06-09 | HANWHA Q-CELLS | Q.PEAK-G5 320W | Solar Panels |  | 0.32 | 17 | 239 | 26 |  | Fixed | Roof
NJSTRE1545074541 |  | Transition Incentive Program | NORTH BRUNSWICK TWP | 8902 | 11 | 16 | Residential | Yes | Behind the Meter | Net-metered residential rooftop and canopy |  | None | Bright Planet Solar | PSE&G | Accepted | 2020-06-04 17:50 | 2020-06-09 | 2021-06-09 | HANWHA Q-CELLS | Q.PEAK-G5 320W | Solar Panels |  | 0.32 | 12 | 329 | 26 |  | Fixed | Roof
NJSTRE1545074541 |  | Transition Incentive Program | NORTH BRUNSWICK TWP | 8902 | 11 | 16 | Residential | Yes | Behind the Meter | Net-metered residential rooftop and canopy |  | None | Bright Planet Solar | PSE&G | Accepted | 2020-06-04 17:50 | 2020-06-09 | 2021-06-09 | HANWHA Q-CELLS | Q.PEAK-G5 320W | Solar Panels |  | 0.32 | 15 | 59 | 26 |  | Fixed | Roof
NJSTRE1545074541 |  | Transition Incentive Program | NORTH BRUNSWICK TWP | 8902 | 11 | 16 | Residential | Yes | Behind the Meter | Net-metered residential rooftop and canopy |  | None | Bright Planet Solar | PSE&G | Accepted | 2020-06-04 17:50 | 2020-06-09 | 2021-06-09 | SOLAR EDGE | SE7600H-USRGM | Inverters | 7600 |  | 1 |  |  | 0.98 |  | Outdoor | OUTSIDE
NJSTRE1545074541 |  | Transition Incentive Program | NORTH BRUNSWICK TWP | 8902 | 11 | 16 | Residential | Yes | Behind the Meter | Net-metered residential rooftop and canopy |  | None | Bright Planet Solar | PSE&G | Accepted | 2020-06-04 17:50 | 2020-06-09 | 2021-06-09 | SOLAR EDGE | SE5000H-USRGM | Inverters | 5000 |  | 1 |  |  | 0.98 |  | Outdoor | OUTSIDE
NJSTRE1545074567 |  | Transition Incentive Program | ┬áEwing Township | 8638 | 12 | 7.85 | Residential | Yes | Behind the Meter | Net-metered residential rooftop and canopy |  | None | Seabright Solar | PSE&G | Accepted | 2020-06-12 | 2020-06-12 | 2021-06-12 | Sunpower | SPR-E20-327 | Inverters | 0.32 |  | 24 |  |  | 0.99 |  | Outside | Roof
NJSTRE1545074567 |  | Transition Incentive Program | ┬áEwing Township | 8638 | 12 | 7.85 | Residential | Yes | Behind the Meter | Net-metered residential rooftop and canopy |  | None | Seabright Solar | PSE&G | Accepted | 2020-06-12 | 2020-06-12 | 2021-06-12 | Sunpower | SPR-E20-327 | Solar Panels |  | 0.327 | 9 | 216 | 18 |  | Fixed | Roof
NJSTRE1545074567 |  | Transition Incentive Program | ┬áEwing Township | 8638 | 12 | 7.85 | Residential | Yes | Behind the Meter | Net-metered residential rooftop and canopy |  | None | Seabright Solar | PSE&G | Accepted | 2020-06-12 | 2020-06-12 | 2021-06-12 | Sunpower | SPR-E20-327 | Solar Panels |  | 0.327 | 8 | 126 | 18 |  | Fixed | Roof
NJSTRE1545074567 |  | Transition Incentive Program | ┬áEwing Township | 8638 | 12 | 7.85 | Residential | Yes | Behind the Meter | Net-metered residential rooftop and canopy |  | None | Seabright Solar | PSE&G | Accepted | 2020-06-12 | 2020-06-12 | 2021-06-12 | Sunpower | SPR-E20-327 | Solar Panels |  | 0.327 | 7 | 126 | 18 |  | Fixed | Roof
NJSTRE1545074567 |  | Transition Incentive Program | ┬áEwing Township | 8638 | 12 | 7.85 | Residential | Yes | Behind the Meter | Net-metered residential rooftop and canopy |  | None | Seabright Solar | PSE&G | Accepted | 2020-06-12 | 2020-06-12 | 2021-06-12 | Sunpower | PVS 6 | Meters |  |  | 1 |  |  |  | Yes | Outdoor
NJSTRE1545075940 |  | Transition Incentive Program | WEST MILFORD | 7480 | 6 | 10.71 | Residential | Yes | Behind the Meter | Net-metered residential rooftop and canopy |  | None | Suntuity Solar LLC | Orange Rockland Electric | Accepted | 2020-06-05 08:17 | 2020-06-09 | 2021-06-09 | Enphase Energy | IQ7-60-2-US | Inverters | 240 |  | 34 |  |  | 0.97 |  | Outdoor | Behind the PV Modules
NJSTRE1545075940 |  | Transition Incentive Program | WEST MILFORD | 7480 | 6 | 10.71 | Residential | Yes | Behind the Meter | Net-metered residential rooftop and canopy |  | None | Suntuity Solar LLC | Orange Rockland Electric | Accepted | 2020-06-05 08:17 | 2020-06-09 | 2021-06-09 | Hanwha Solar | Q-Cells 315 Mono | Solar Panels |  | 0.315 | 16 | 244 | 23 |  | Fixed | Roof
NJSTRE1545075940 |  | Transition Incentive Program | WEST MILFORD | 7480 | 6 | 10.71 | Residential | Yes | Behind the Meter | Net-metered residential rooftop and canopy |  | None | Suntuity Solar LLC | Orange Rockland Electric | Accepted | 2020-06-05 08:17 | 2020-06-09 | 2021-06-09 | Hanwha Solar | Q-Cells 315 Mono | Solar Panels |  | 0.315 | 18 | 64 | 23 |  | Fixed | Roof
NJSTRE1545075982 |  | Transition Incentive Program | Chesilhurst | 8089 | 14 | 7.04 | Residential | No | Behind the Meter | Net-metered residential rooftop and canopy |  | None | Steve Whitman LLC | AC Electric | Accepted | 2020-06-05 09:37 | 2020-06-09 | 2021-06-09 | Hanwha Q-Cells | Q.PEAK DUO-G5 320 | Solar Panels |  | 0.32 | 22 | 271 | 16 |  | Fixed | Roof
NJSTRE1545075982 |  | Transition Incentive Program | Chesilhurst | 8089 | 14 | 7.04 | Residential | No | Behind the Meter | Net-metered residential rooftop and canopy |  | None | Steve Whitman LLC | AC Electric | Accepted | 2020-06-05 09:37 | 2020-06-09 | 2021-06-09 | SolarEdge | SE5000H-US | Inverters | 5000 |  | 1 |  |  | 0.99 |  | Outside | within ten feet of meter
NJSTRE1545076025 |  | Transition Incentive Program | West Windsor | 8540 | 12 | 11.22 | Residential | Yes | Behind the Meter | Net-metered residential rooftop and canopy |  | None | Trinity Solar | PSE&G | Accepted | 2020-06-05 10:28 | 2020-06-10 | 2021-06-10 | Hanwha | Q.PEAK DUO BLK-G6 340 | Solar Panels |  | 0.34 | 12 | 135 | 34 |  | Fixed | Roof
NJSTRE1545076025 |  | Transition Incentive Program | West Windsor | 8540 | 12 | 11.22 | Residential | Yes | Behind the Meter | Net-metered residential rooftop and canopy |  | None | Trinity Solar | PSE&G | Accepted | 2020-06-05 10:28 | 2020-06-10 | 2021-06-10 | Solar Edge | SE10000 | Inverters | 10000 |  | 1 |  |  | 0.97 |  | Outside | side of home
NJSTRE1545076025 |  | Transition Incentive Program | West Windsor | 8540 | 12 | 11.22 | Residential | Yes | Behind the Meter | Net-metered residential rooftop and canopy |  | None | Trinity Solar | PSE&G | Accepted | 2020-06-05 10:28 | 2020-06-10 | 2021-06-10 | Hanwha | Q.PEAK DUO BLK-G6 340 | Solar Panels |  | 0.34 | 3 | 225 | 45 |  | Fixed | Roof
NJSTRE1545076025 |  | Transition Incentive Program | West Windsor | 8540 | 12 | 11.22 | Residential | Yes | Behind the Meter | Net-metered residential rooftop and canopy |  | None | Trinity Solar | PSE&G | Accepted | 2020-06-05 10:28 | 2020-06-10 | 2021-06-10 | Hanwha | Q.PEAK DUO BLK-G6 340 | Solar Panels |  | 0.34 | 3 | 225 | 43 |  | Fixed | Roof
NJSTRE1545076025 |  | Transition Incentive Program | West Windsor | 8540 | 12 | 11.22 | Residential | Yes | Behind the Meter | Net-metered residential rooftop and canopy |  | None | Trinity Solar | PSE&G | Accepted | 2020-06-05 10:28 | 2020-06-10 | 2021-06-10 | Hanwha | Q.PEAK DUO BLK-G6 340 | Solar Panels |  | 0.34 | 15 | 225 | 18 |  | Fixed | Roof
NJSTRE1545076117 |  | Transition Incentive Program | Gloucester City | 8030 | 14 | 7.04 | Residential | No | Behind the Meter | Net-metered residential rooftop and canopy |  | None | Steve Whitman LLC | PSE&G | Accepted | 2020-06-05 11:33 | 2020-06-09 | 2021-06-09 | Hanwha Q-Cells | Q.PEAK DUO-G5 320 | Solar Panels |  | 0.32 | 22 | 184,4 | 22 |  | Fixed | Roof
NJSTRE1545076117 |  | Transition Incentive Program | Gloucester City | 8030 | 14 | 7.04 | Residential | No | Behind the Meter | Net-metered residential rooftop and canopy |  | None | Steve Whitman LLC | PSE&G | Accepted | 2020-06-05 11:33 | 2020-06-09 | 2021-06-09 | SolarEdge | SE5000H-US | Inverters | 5000 |  | 1 |  |  | 0.99 |  | Outside | within ten feet of meter
NJSTRE1545076129 |  | Transition Incentive Program | Gloucester City | 8030 | 14 | 3.84 | Residential | No | Behind the Meter | Net-metered residential rooftop and canopy |  | None | Steve Whitman LLC | PSE&G | Accepted | 2020-06-05 11:44 | 2020-06-09 | 2021-06-09 | SolarEdge | SE3800H-US | Inverters | 3800 |  | 1 |  |  | 0.99 |  | Outside | within ten feet of meter
NJSTRE1545076129 |  | Transition Incentive Program | Gloucester City | 8030 | 14 | 3.84 | Residential | No | Behind the Meter | Net-metered residential rooftop and canopy |  | None | Steve Whitman LLC | PSE&G | Accepted | 2020-06-05 11:44 | 2020-06-09 | 2021-06-09 | Hanwha Q-Cells | Q.PEAK DUO-G5 320 | Solar Panels |  | 0.32 | 12 | 116117 | 18 |  | Fixed | Roof
NJSTRE1545076154 |  | Transition Incentive Program | Williamstown | 8094 | 15 | 3.8 | Residential | No | Behind the Meter | Net-metered residential rooftop and canopy |  | None | Sunrun Installation Services, Inc. | AC Electric | Accepted | 2020-06-08 12:58 | 2020-06-09 | 2021-06-09 | LG Electronics | LG345N1C-V5 | Solar Panels |  | 0.345 | 3 | 243 | 40 |  | Fixed | Roof
NJSTRE1545076154 |  | Transition Incentive Program | Williamstown | 8094 | 15 | 3.8 | Residential | No | Behind the Meter | Net-metered residential rooftop and canopy |  | None | Sunrun Installation Services, Inc. | AC Electric | Accepted | 2020-06-08 12:58 | 2020-06-09 | 2021-06-09 | LG Electronics | #NAME? | Solar Panels |  | 0.345 | 3 | 63 | 40 |  | Fixed | Roof
NJSTRE1545076154 |  | Transition Incentive Program | Williamstown | 8094 | 15 | 3.8 | Residential | No | Behind the Meter | Net-metered residential rooftop and canopy |  | None | Sunrun Installation Services, Inc. | AC Electric | Accepted | 2020-06-08 12:58 | 2020-06-09 | 2021-06-09 | Enphase Energy | IQ7PLUS-72-x-US | Inverters | 290 |  | 11 |  |  | 0.98 |  | Outside | Roof
NJSTRE1545076154 |  | Transition Incentive Program | Williamstown | 8094 | 15 | 3.8 | Residential | No | Behind the Meter | Net-metered residential rooftop and canopy |  | None | Sunrun Installation Services, Inc. | AC Electric | Accepted | 2020-06-08 12:58 | 2020-06-09 | 2021-06-09 | LG Electronics - LG345N1C-V5 | LG345N1C-V5 | Solar Panels |  | 0.345 | 5 | 153 | 40 |  | Fixed | Roof
NJSTRE1545076191 |  | Transition Incentive Program | Cape May Court | 8210 | 21 | 3.84 | Residential | No | Behind the Meter | Net-metered residential rooftop and canopy |  | None | Steve Whitman LLC | AC Electric | Accepted | 2020-06-05 13:00 | 2020-06-10 | 2021-06-10 | SolarEdge | SE3800H-US | Inverters | 3800 |  | 1 |  |  | 0.99 |  | Outside | within ten feet of meter
NJSTRE1545076191 |  | Transition Incentive Program | Cape May Court | 8210 | 21 | 3.84 | Residential | No | Behind the Meter | Net-metered residential rooftop and canopy |  | None | Steve Whitman LLC | AC Electric | Accepted | 2020-06-05 13:00 | 2020-06-10 | 2021-06-10 | Hanwha Q-Cells | Q.PEAK DUO-G5 320 | Solar Panels |  | 0.32 | 12 | 181 | 20 |  | Fixed | Roof
NJSTRE1545076201 |  | Transition Incentive Program | Union | 7083 | 10 | 7.04 | Residential | No | Behind the Meter | Net-metered residential rooftop and canopy |  | None | Steve Whitman LLC | PSE&G | Accepted | 2020-06-05 13:12 | 2020-06-10 | 2021-06-10 | SolarEdge | SE5000H-US | Inverters | 5000 |  | 1 |  |  | 0.99 |  | Outside | within ten feet of meter
NJSTRE1545076201 |  | Transition Incentive Program | Union | 7083 | 10 | 7.04 | Residential | No | Behind the Meter | Net-metered residential rooftop and canopy |  | None | Steve Whitman LLC | PSE&G | Accepted | 2020-06-05 13:12 | 2020-06-10 | 2021-06-10 | Hanwha Q-Cells | Q.PEAK DUO-G5 320 | Solar Panels |  | 0.32 | 22 | 215,35 | 29 |  | Fixed | Roof
NJSTRE1545076215 |  | Transition Incentive Program | Manalapan | 7726 | 17 | 7.04 | Residential | No | Behind the Meter | Net-metered residential rooftop and canopy |  | None | Steve Whitman LLC | JCP&L | Accepted | 2020-06-05 13:34 | 2020-06-10 | 2021-06-10 | SolarEdge | SE5000H-US | Inverters | 5000 |  | 1 |  |  | 0.99 |  | Outside | within ten feet of meter
NJSTRE1545076215 |  | Transition Incentive Program | Manalapan | 7726 | 17 | 7.04 | Residential | No | Behind the Meter | Net-metered residential rooftop and canopy |  | None | Steve Whitman LLC | JCP&L | Accepted | 2020-06-05 13:34 | 2020-06-10 | 2021-06-10 | Hanwha Q-Cells | Q.PEAK DUO-G5 320 | Solar Panels |  | 0.32 | 22 | 110 | 27 |  | Fixed | Roof
NJSTRE1545076223 |  | Transition Incentive Program | Trenton | 8618 | 12 | 3.84 | Residential | No | Behind the Meter | Net-metered residential rooftop and canopy |  | None | Steve Whitman LLC | PSE&G | Accepted | 2020-06-05 13:43 | 2020-06-10 | 2021-06-10 | SolarEdge | SE3800H-US | Inverters | 3800 |  | 1 |  |  | 0.99 |  | Outside | within ten feet of meter
NJSTRE1545076223 |  | Transition Incentive Program | Trenton | 8618 | 12 | 3.84 | Residential | No | Behind the Meter | Net-metered residential rooftop and canopy |  | None | Steve Whitman LLC | PSE&G | Accepted | 2020-06-05 13:43 | 2020-06-10 | 2021-06-10 | Hanwha Q-Cells | Q.PEAK DUO-G5 320 | Solar Panels |  | 0.32 | 12 | 119 | 32 |  | Fixed | Roof
NJSTRE1545076226 |  | Transition Incentive Program | Lindenwold | 8021 | 14 | 14.28 | Residential | No | Behind the Meter | Net-metered residential rooftop and canopy |  | None | Trinity Solar | AC Electric | Accepted | 2020-06-05 14:20 | 2020-06-10 | 2021-06-10 | Solar Edge | SE11400H-US000BNC4 | Inverters | 11400 |  | 1 |  |  | 0.97 |  | Outdoor | side of home
NJSTRE1545076226 |  | Transition Incentive Program | Lindenwold | 8021 | 14 | 14.28 | Residential | No | Behind the Meter | Net-metered residential rooftop and canopy |  | None | Trinity Solar | AC Electric | Accepted | 2020-06-05 14:20 | 2020-06-10 | 2021-06-10 | HANWHA | Q.PEAK DUO BLK-G6 340 | Solar Panels |  | 0.34 | 4 | 291 | 14 |  | Fixed | Roof
NJSTRE1545076226 |  | Transition Incentive Program | Lindenwold | 8021 | 14 | 14.28 | Residential | No | Behind the Meter | Net-metered residential rooftop and canopy |  | None | Trinity Solar | AC Electric | Accepted | 2020-06-05 14:20 | 2020-06-10 | 2021-06-10 | HANWHA | Q.PEAK DUO BLK-G6 340 | Solar Panels |  | 0.34 | 5 | 111 | 14 |  | Fixed | Roof
NJSTRE1545076226 |  | Transition Incentive Program | Lindenwold | 8021 | 14 | 14.28 | Residential | No | Behind the Meter | Net-metered residential rooftop and canopy |  | None | Trinity Solar | AC Electric | Accepted | 2020-06-05 14:20 | 2020-06-10 | 2021-06-10 | HANWHA | Q.PEAK DUO BLK-G6 340 | Solar Panels |  | 0.34 | 16 | 111 | 14 |  | Fixed | Roof
NJSTRE1545076226 |  | Transition Incentive Program | Lindenwold | 8021 | 14 | 14.28 | Residential | No | Behind the Meter | Net-metered residential rooftop and canopy |  | None | Trinity Solar | AC Electric | Accepted | 2020-06-05 14:20 | 2020-06-10 | 2021-06-10 | HANWHA | Q.PEAK DUO BLK-G6 340 | Solar Panels |  | 0.34 | 17 | 291 | 14 |  | Fixed | Roof
NJSTRE1545076471 |  | Transition Incentive Program | Newark City | 7104 | 9 | 7.68 | Residential | No | Behind the Meter | Net-metered residential rooftop and canopy |  | None | Bright Planet Solar | PSE&G | Accepted | 2020-06-05 16:21 | 2020-06-10 | 2021-06-10 | HANWHA Q-CELLS | Q.PEAK-G5 320W | Solar Panels |  | 0.32 | 16 | 123 | 33 |  | Fixed | Roof
NJSTRE1545076471 |  | Transition Incentive Program | Newark City | 7104 | 9 | 7.68 | Residential | No | Behind the Meter | Net-metered residential rooftop and canopy |  | None | Bright Planet Solar | PSE&G | Accepted | 2020-06-05 16:21 | 2020-06-10 | 2021-06-10 | HANWHA Q-CELLS | Q.PEAK-G5 320W | Solar Panels |  | 0.32 | 2 | 303 | 33 |  | Fixed | Roof
NJSTRE1545076471 |  | Transition Incentive Program | Newark City | 7104 | 9 | 7.68 | Residential | No | Behind the Meter | Net-metered residential rooftop and canopy |  | None | Bright Planet Solar | PSE&G | Accepted | 2020-06-05 16:21 | 2020-06-10 | 2021-06-10 | SOLAR EDGE | SE6000H-USRGM | Inverters | 6000 |  | 1 |  |  | 0.98 |  | Outdoor | OUTSIDE
NJSTRE1545076471 |  | Transition Incentive Program | Newark City | 7104 | 9 | 7.68 | Residential | No | Behind the Meter | Net-metered residential rooftop and canopy |  | None | Bright Planet Solar | PSE&G | Accepted | 2020-06-05 16:21 | 2020-06-10 | 2021-06-10 | HANWHA Q-CELLS | Q.PEAK-G5 320W | Solar Panels |  | 0.32 | 4 | 123 | 33 |  | Fixed | Roof
NJSTRE1545076471 |  | Transition Incentive Program | Newark City | 7104 | 9 | 7.68 | Residential | No | Behind the Meter | Net-metered residential rooftop and canopy |  | None | Bright Planet Solar | PSE&G | Accepted | 2020-06-05 16:21 | 2020-06-10 | 2021-06-10 | HANWHA Q-CELLS | Q.PEAK-G5 320W | Solar Panels |  | 0.32 | 2 | 303 | 33 |  | Fixed | Roof
NJSTRE1545076472 | NJSRRE1544420061 | Transition Incentive Program | Vineland | 8360 | 20 | 12.6 | Residential | No | Behind the Meter | Net-metered residential rooftop and canopy |  | None | Public Service Solar | Vineland Muni Electric | Accepted | 2020-02-07 | 2020-02-12 | 2021-10-30 | LG | 350N1C-V5 | Solar Panels |  | 0.35 | 36 | 274 | 34 |  | Fixed | Roof
NJSTRE1545076472 | NJSRRE1544420061 | Transition Incentive Program | Vineland | 8360 | 20 | 12.6 | Residential | No | Behind the Meter | Net-metered residential rooftop and canopy |  | None | Public Service Solar | Vineland Muni Electric | Accepted | 2020-02-07 | 2020-02-12 | 2021-10-30 | Enphase | IQ7+ | Inverters | 0.29 |  | 36 |  |  | 0.96 |  | Outdoor | Under panels
NJSTRE1545076473 | NJSRRE1544868638 | Transition Incentive Program | Howell | 7731 | 17 | 9.38 | Residential | No | Behind the Meter | Net-metered residential rooftop and canopy |  | None | Public Service Solar | JCP&L | Accepted | 2020-04-22 | 2020-04-28 | 2021-10-30 | Enphase | IQ7+ | Inverters | 0.29 |  | 28 |  |  | 0.96 |  | Outdoor | Under panels
NJSTRE1545076473 | NJSRRE1544868638 | Transition Incentive Program | Howell | 7731 | 17 | 9.38 | Residential | No | Behind the Meter | Net-metered residential rooftop and canopy |  | None | Public Service Solar | JCP&L | Accepted | 2020-04-22 | 2020-04-28 | 2021-10-30 | LG | N1K-V5 | Solar Panels |  | 0.335 | 28 | 264 | 28 |  | Fixed | Roof
NJSTRE1545076475 | NJSRRE1544817879 | Transition Incentive Program | Mahwah | 7430 | 7 | 998.64 | Commercial | No | Behind the Meter | Net-metered non-residential rooftop and canopy |  | None | Altec Building Systems Corp | Orange Rockland Electric | Accepted | 2020-04-09 | 2020-04-16 | 2021-10-30 | VSUN | VSUN380-72MH | Solar Panels |  | 0.38 | 2628 | South facing | 5 |  | Fixed | Parking Lot
NJSTRE1545076475 | NJSRRE1544817879 | Transition Incentive Program | Mahwah | 7430 | 7 | 998.64 | Commercial | No | Behind the Meter | Net-metered non-residential rooftop and canopy |  | None | Altec Building Systems Corp | Orange Rockland Electric | Accepted | 2020-04-09 | 2020-04-16 | 2021-10-30 | Delta | M60U | Inverters | 66000 |  | 12 |  |  | 0.988 |  | Outside | Outside
NJSTRE1545076476 | NJSRRE1544805416 | Transition Incentive Program | Lawnside | 8045 | 14 | 997.92 | Commercial | No | Behind the Meter | Net-metered non-residential rooftop and canopy |  | None | Brite Star Electric | Orange Rockland Electric | Accepted | 2020-04-07 | 2020-04-13 | 2021-10-30 | VSUN | VSUN385-72MH | Solar Panels |  | 0.385 | 2592 | South facing | 5 |  | Fixed | Parking Lot
NJSTRE1545076476 | NJSRRE1544805416 | Transition Incentive Program | Lawnside | 8045 | 14 | 997.92 | Commercial | No | Behind the Meter | Net-metered non-residential rooftop and canopy |  | None | Brite Star Electric | Orange Rockland Electric | Accepted | 2020-04-07 | 2020-04-13 | 2021-10-30 | Delta | M60U | Inverters | 66000 |  | 11 |  |  | 0.988 |  | Outside | Outside
NJSTRE1545076477 | NJSRRE1544802710 | Transition Incentive Program | Saddle Brook | 7663 | 7 | 997.92 | Commercial | No | Behind the Meter | Net-metered non-residential rooftop and canopy |  | None | Altec Building Systems Corp | Orange Rockland Electric | Accepted | 2020-04-07 | 2020-04-10 | 2021-10-30 | Delta Energy | M36U | Inverters | 39600 |  | 9 |  |  | 0.986 |  | Outside | Outside
NJSTRE1545076477 | NJSRRE1544802710 | Transition Incentive Program | Saddle Brook | 7663 | 7 | 997.92 | Commercial | No | Behind the Meter | Net-metered non-residential rooftop and canopy |  | None | Altec Building Systems Corp | Orange Rockland Electric | Accepted | 2020-04-07 | 2020-04-10 | 2021-10-30 | Delta Energy | M60U | Inverters | 66000 |  | 8 |  |  | 0.988 |  | Outside | Outside
NJSTRE1545076477 | NJSRRE1544802710 | Transition Incentive Program | Saddle Brook | 7663 | 7 | 997.92 | Commercial | No | Behind the Meter | Net-metered non-residential rooftop and canopy |  | None | Altec Building Systems Corp | Orange Rockland Electric | Accepted | 2020-04-07 | 2020-04-10 | 2021-10-30 | VSUN | VSUN385-72MH | Solar Panels |  | 0.385 | 2592 | Facing south | 5 |  | Fixed | Parking Lot
NJSTRE1545076478 | NJSRRE1544472715 | Transition Incentive Program | Bridgewater Township | 8807 | 5 | 1819.44 | Commercial | No | Behind the Meter | Net-metered non-residential rooftop and canopy |  | None | Altec Building Systems Corp | PSE&G | Accepted | 2020-02-19 | 2020-03-06 | 2021-10-30 | Delta | M80U_122 | Inverters | 80000 |  | 18 |  |  | 0.988 |  | Outdoor | Outdoor
NJSTRE1545076478 | NJSRRE1544472715 | Transition Incentive Program | Bridgewater Township | 8807 | 5 | 1819.44 | Commercial | No | Behind the Meter | Net-metered non-residential rooftop and canopy |  | None | Altec Building Systems Corp | PSE&G | Accepted | 2020-02-19 | 2020-03-06 | 2021-10-30 | VSUN | VSUN380-72MH | Solar Panels |  | 0.38 | 4788 | South | 5 |  | Fixed | Roof
NJSTRE1545076482 | NJSRRE1544144511 | Transition Incentive Program | Wildwood | 8260 | 21 | 123.53 | Commercial | No | Behind the Meter | Net-metered non-residential rooftop and canopy |  | None | National Energy Partners, LLC | AC Electric | Accepted | 2020-01-08 | 2020-01-13 | 2021-10-30 | Jinko Solar | JKM 405M-72H-V | Solar Panels |  | 0.405 | 305 | 227 | 5 |  | Fixed | Roof
NJSTRE1545076482 | NJSRRE1544144511 | Transition Incentive Program | Wildwood | 8260 | 21 | 123.53 | Commercial | No | Behind the Meter | Net-metered non-residential rooftop and canopy |  | None | National Energy Partners, LLC | AC Electric | Accepted | 2020-01-08 | 2020-01-13 | 2021-10-30 | CPS | SCA50KTL-DO | Inverters | 50000 |  | 2 |  |  | 0.98 |  | Outdoor | Roof
NJSTRE1545076483 | NJSRRE1543903606 | Transition Incentive Program | Marlton | 8053 | 13 | 184.28 | Commercial | Yes | Behind the Meter | Net-metered non-residential rooftop and canopy |  | None | National Energy Partners, LLC | PSE&G | Accepted | 2020-01-03 | 2020-01-07 | 2021-10-30 | CPS | CPS SCA50KTL-DO/US-480 | Inverters | 50000 |  | 3 |  |  | 0.988 |  | Outdoor | Under Carport
NJSTRE1545076483 | NJSRRE1543903606 | Transition Incentive Program | Marlton | 8053 | 13 | 184.28 | Commercial | Yes | Behind the Meter | Net-metered non-residential rooftop and canopy |  | None | National Energy Partners, LLC | PSE&G | Accepted | 2020-01-03 | 2020-01-07 | 2021-10-30 | Jinko Solar | JKM405M-72HL-V | Solar Panels |  | 0.405 | 455 | 213 | 5 |  | Fixed | Parking Lot | Carport
NJSTRE1545076483 | NJSRRE1543903606 | Transition Incentive Program | Marlton | 8053 | 13 | 184.28 | Commercial | Yes | Behind the Meter | Net-metered non-residential rooftop and canopy |  | None | National Energy Partners, LLC | PSE&G | Accepted | 2020-01-03 | 2020-01-07 | 2021-10-30 | Veris Meter | Vision | Meters |  |  | 1 |  |  |  | Yes | Outdoor
NJSTRE1545076485 | NJSRRE1542544080 | Transition Incentive Program | Hammonton | 8037 | 19 | 1633.17 | School Public K-12 | Yes | Behind the Meter | Net-metered non-residential ground mount |  | None | National Energy Partners, LLC | AC Electric | Accepted | 2019-10-16 | 2019-10-17 | 2021-10-30 | Chint Power Systems | CPS SCA125KTL-DO/US-600 | Inverters | 125000 |  | 11 |  |  | 0.988 |  | Outside | Outside
NJSTRE1545076485 | NJSRRE1542544080 | Transition Incentive Program | Hammonton | 8037 | 19 | 1633.17 | School Public K-12 | Yes | Behind the Meter | Net-metered non-residential ground mount |  | None | National Energy Partners, LLC | AC Electric | Accepted | 2019-10-16 | 2019-10-17 | 2021-10-30 | Jinko Solar | JKM385M-72L-V | Solar Panels |  | 0.385 | 4242 | 175 | 20 |  | Fixed | Ground
NJSTRE1545076485 | NJSRRE1542544080 | Transition Incentive Program | Hammonton | 8037 | 19 | 1633.17 | School Public K-12 | Yes | Behind the Meter | Net-metered non-residential ground mount |  | None | National Energy Partners, LLC | AC Electric | Accepted | 2019-10-16 | 2019-10-17 | 2021-10-30 | Also Energy | PowerLCS 400 | Meters |  |  | 1 |  |  |  | Yes | Outdoor
NJSTRE1545076486 | NJSRRE1542543962 | Transition Incentive Program | Hammonton | 8037 | 19 | 223.3 | School Public K-12 | Yes | Behind the Meter | Net-metered non-residential ground mount |  | None | National Energy Partners, LLC | AC Electric | Accepted | 2019-10-16 | 2019-10-17 | 2021-10-30 | Jinko Solar | JKM385M-72L-V | Solar Panels |  | 0.385 | 580 | 180 | 20 |  | Fixed | Ground
NJSTRE1545076486 | NJSRRE1542543962 | Transition Incentive Program | Hammonton | 8037 | 19 | 223.3 | School Public K-12 | Yes | Behind the Meter | Net-metered non-residential ground mount |  | None | National Energy Partners, LLC | AC Electric | Accepted | 2019-10-16 | 2019-10-17 | 2021-10-30 | Chint Power Solutions | CPS SCA60KTL-DO/US-480 | Inverters | 60000 |  | 3 |  |  | 0.988 |  | Outside | Outside
NJSTRE1545076486 | NJSRRE1542543962 | Transition Incentive Program | Hammonton | 8037 | 19 | 223.3 | School Public K-12 | Yes | Behind the Meter | Net-metered non-residential ground mount |  | None | National Energy Partners, LLC | AC Electric | Accepted | 2019-10-16 | 2019-10-17 | 2021-10-30 | Also Energy | PowerLCS 400 | Meters |  |  | 1 |  |  |  | Yes | Outdoor
NJSTRE1545076488 | NJSRRE1544886237 | Transition Incentive Program | Hammonton | 8037 | 19 | 63.18 | Commercial | No | Behind the Meter | Net-metered non-residential rooftop and canopy |  | None | National Energy Partners LLC | AC Electric | Accepted | 2020-04-23 | 2020-04-28 | 2021-10-30 | Jinko Solar | JKM-405-72HL-V | Solar Panels |  | 0.405 | 156 | 145 | 5 |  | Fixed | Parking Lot | Carport
NJSTRE1545076488 | NJSRRE1544886237 | Transition Incentive Program | Hammonton | 8037 | 19 | 63.18 | Commercial | No | Behind the Meter | Net-metered non-residential rooftop and canopy |  | None | National Energy Partners LLC | AC Electric | Accepted | 2020-04-23 | 2020-04-28 | 2021-10-30 | SMA | Sunny TriPower Core1 | Inverters | 50000 |  | 1 |  |  | 0.98 |  | Outdoor | Canopy
NJSTRE1545076488 | NJSRRE1544886237 | Transition Incentive Program | Hammonton | 8037 | 19 | 63.18 | Commercial | No | Behind the Meter | Net-metered non-residential rooftop and canopy |  | None | National Energy Partners LLC | AC Electric | Accepted | 2020-04-23 | 2020-04-28 | 2021-10-30 | Also Energy | Also Energy | Meters |  |  | 1 |  |  |  | Yes | Outdoor
NJSTRE1545076489 | NJSRRE1544697971 | Transition Incentive Program | Glassboro | 8028 | 15 | 126.36 | Commercial | No | Behind the Meter | Net-metered non-residential rooftop and canopy |  | None | National Energy Partners LLC | AC Electric | Accepted | 2020-03-16 | 2020-03-19 | 2021-10-30 | SMA | CORE1 50-US | Inverters | 50000 |  | 2 |  |  | 0.98 |  | Outdoor | Near Array
NJSTRE1545076489 | NJSRRE1544697971 | Transition Incentive Program | Glassboro | 8028 | 15 | 126.36 | Commercial | No | Behind the Meter | Net-metered non-residential rooftop and canopy |  | None | National Energy Partners LLC | AC Electric | Accepted | 2020-03-16 | 2020-03-19 | 2021-10-30 | JINKO SOLAR | JKM405M-72H-V | Solar Panels |  | 0.405 | 312 | 233.5 | 5 |  | Fixed | Parking Lot | Carport
NJSTRE1545076490 | NJSRRE1544630749 | Transition Incentive Program | Glassboro | 8028 | 15 | 14.99 | Non Profit | No | Behind the Meter | Net-metered non-residential rooftop and canopy |  | None | National Energy Partners | AC Electric | Accepted | 2020-03-25 | 2020-03-25 | 2021-10-30 | CPS | SCA12KTL-DO | Inverters | 12000 |  | 1 |  |  | 0.986 |  | Outdoor | Outside
NJSTRE1545076490 | NJSRRE1544630749 | Transition Incentive Program | Glassboro | 8028 | 15 | 14.99 | Non Profit | No | Behind the Meter | Net-metered non-residential rooftop and canopy |  | None | National Energy Partners | AC Electric | Accepted | 2020-03-25 | 2020-03-25 | 2021-10-30 | Jinko Solar | JKM-405M-72H-V | Solar Panels |  | 0.405 | 37 | 190 | 25 |  | Fixed | Roof
NJSTRE1545076491 | NJSRRE1541418883 | Transition Incentive Program | Paterson | 7504 | 6 | 4.48 | Residential | Yes | Behind the Meter | Net-metered residential rooftop and canopy |  | None | Trinity Solar | PSE&G | Accepted | 2019-06-18 | 2019-06-20 | 2021-10-30 | LG 320 | LG320N1K-V5 | Solar Panels |  | 0.32 | 14 | 190 | 14 |  | Fixed | Roof
NJSTRE1545076491 | NJSRRE1541418883 | Transition Incentive Program | Paterson | 7504 | 6 | 4.48 | Residential | Yes | Behind the Meter | Net-metered residential rooftop and canopy |  | None | Trinity Solar | PSE&G | Accepted | 2019-06-18 | 2019-06-20 | 2021-10-30 | Solar Edge | SE3800H-US | Inverters | 3800 |  | 1 |  |  | 0.97 |  | Outdoor | side of home
NJSTRE1545076498 | NJSRRE1539925911 | Transition Incentive Program | Princeton | 8450 |  | 1373.68 | Commercial | Yes | Behind the Meter | Behind the Meter |  | PSEG SL3 | IPPsolar Integration LLC | PSE&G | Eligible for TI Program | 2018-12-05 |  |  | Jinko Solar | JKM385M-72L-V | Solar Panels |  | 0.385 | 3568 | 180 | 20 |  | Fixed | Ground
NJSTRE1545076498 | NJSRRE1539925911 | Transition Incentive Program | Princeton | 8450 |  | 1373.68 | Commercial | Yes | Behind the Meter | Behind the Meter |  | PSEG SL3 | IPPsolar Integration LLC | PSE&G | Eligible for TI Program | 2018-12-05 |  |  | SolarEdge | SE 33.3K US (480V) | Inverters | 33000 |  | 33 |  |  | 0.985 |  | Outdoor | outside wall near meter room
NJSTRE1545076499 | NJSRRE1540476279 | Transition Incentive Program | MONTCLAIR | 7043 | 9 | 4.41 | Residential | No | Behind the Meter | Behind the Meter |  | None | Amped On Solar LLC | PSE&G | Eligible for TI Program | 2019-03-12 |  |  | PANASONIC | VBHN315KAO1 | Solar Panels |  | 0.315 | 5 | 196 | 39 |  | Fixed | Roof
NJSTRE1545076499 | NJSRRE1540476279 | Transition Incentive Program | MONTCLAIR | 7043 | 9 | 4.41 | Residential | No | Behind the Meter | Behind the Meter |  | None | Amped On Solar LLC | PSE&G | Eligible for TI Program | 2019-03-12 |  |  | PANASONIC | VBHN315KAO1 | Solar Panels |  | 0.315 | 9 | 196 | 17 |  | Fixed | Ground
NJSTRE1545076499 | NJSRRE1540476279 | Transition Incentive Program | MONTCLAIR | 7043 | 9 | 4.41 | Residential | No | Behind the Meter | Behind the Meter |  | None | Amped On Solar LLC | PSE&G | Eligible for TI Program | 2019-03-12 |  |  | SOLAREDGE | SE3800H | Inverters | 3800 |  | 1 |  |  | 0.98 |  | Outdoor | NEAR METER
NJSTRE1545076501 | NJSRRE1544469362 | Transition Incentive Program | Parsippany | 7054 | 3 | 11.88 | Residential | No | Behind the Meter | Net-metered residential rooftop and canopy |  | None | Ecological Systems LLC | JCP&L | Accepted | 2020-06-09 15:38 | 2020-10-06 | 2021-10-30 | Solar Edge | SE10000H-US | Inverters | 10000 |  | 1 |  |  | 0.99 |  | Outside | at meter
NJSTRE1545076501 | NJSRRE1544469362 | Transition Incentive Program | Parsippany | 7054 | 3 | 11.88 | Residential | No | Behind the Meter | Net-metered residential rooftop and canopy |  | None | Ecological Systems LLC | JCP&L | Accepted | 2020-06-09 15:38 | 2020-10-06 | 2021-10-30 | Blue Sun | BSM330M-60 | Solar Panels |  | 0.33 | 31 | 180 | 18 |  | Fixed | Roof
NJSTRE1545076501 | NJSRRE1544469362 | Transition Incentive Program | Parsippany | 7054 | 3 | 11.88 | Residential | No | Behind the Meter | Net-metered residential rooftop and canopy |  | None | Ecological Systems LLC | JCP&L | Accepted | 2020-06-09 15:38 | 2020-10-06 | 2021-10-30 | Blue Sun | BSM330M-60 | Solar Panels |  | 0.33 | 5 | 180 | 18 |  | Fixed | Roof
NJSTRE1545076501 | NJSRRE1544469362 | Transition Incentive Program | Parsippany | 7054 | 3 | 11.88 | Residential | No | Behind the Meter | Net-metered residential rooftop and canopy |  | None | Ecological Systems LLC | JCP&L | Accepted | 2020-06-09 15:38 | 2020-10-06 | 2021-10-30 | Solar Edge | SE10000H-US | Meters |  |  | 1 |  |  |  | Yes | Outdoor
NJSTRE1545076502 | NJSRRE1544551430 | Transition Incentive Program | Hackettstown | 7840 | 2 | 28.48 | Residential | Yes | Behind the Meter | Net-metered residential rooftop and canopy |  | None | Vision Solar LLC | JCP&L | Accepted | 2020-02-28 | 2020-10-06 | 2021-10-30 | lg solar | lg335n1k-v5 | Solar Panels |  | 0.335 | 26 | 29 | 20 |  | Fixed | Roof
NJSTRE1545076502 | NJSRRE1544551430 | Transition Incentive Program | Hackettstown | 7840 | 2 | 28.48 | Residential | Yes | Behind the Meter | Net-metered residential rooftop and canopy |  | None | Vision Solar LLC | JCP&L | Accepted | 2020-02-28 | 2020-10-06 | 2021-10-30 | lg solar | lg335n1k-v5 | Solar Panels |  | 0.335 | 27 | 209 | 20 |  | Fixed | Roof
NJSTRE1545076502 | NJSRRE1544551430 | Transition Incentive Program | Hackettstown | 7840 | 2 | 28.48 | Residential | Yes | Behind the Meter | Net-metered residential rooftop and canopy |  | None | Vision Solar LLC | JCP&L | Accepted | 2020-02-28 | 2020-10-06 | 2021-10-30 | lg solar | lg335n1k-v5 | Solar Panels |  | 0.335 | 16 | 209 | 20 |  | Fixed | Roof
NJSTRE1545076502 | NJSRRE1544551430 | Transition Incentive Program | Hackettstown | 7840 | 2 | 28.48 | Residential | Yes | Behind the Meter | Net-metered residential rooftop and canopy |  | None | Vision Solar LLC | JCP&L | Accepted | 2020-02-28 | 2020-10-06 | 2021-10-30 | enphase | iq7-60-2-us | Inverters | 0.25 |  | 85 |  |  | 0.96 |  | Other | behind panels
NJSTRE1545076502 | NJSRRE1544551430 | Transition Incentive Program | Hackettstown | 7840 | 2 | 28.48 | Residential | Yes | Behind the Meter | Net-metered residential rooftop and canopy |  | None | Vision Solar LLC | JCP&L | Accepted | 2020-02-28 | 2020-10-06 | 2021-10-30 | lg solar | lg335n1k-v5 | Solar Panels |  | 0.335 | 16 | 29 | 20 |  | Fixed | Roof
NJSTRE1545076506 | NJSRRE1544903173 | Transition Incentive Program | Turnersville | 8080 | 15 | 9.57 | Residential | No | Behind the Meter | Net-metered residential rooftop and canopy |  | None | NJ Solar Power, LLC | AC Electric | Accepted | 2020-04-26 | 2020-04-30 | 2021-10-30 | Panasonic | VBHN330SA17 | Solar Panels |  | 0.33 | 29 | 161 | 27 |  | Fixed | Roof
NJSTRE1545076506 | NJSRRE1544903173 | Transition Incentive Program | Turnersville | 8080 | 15 | 9.57 | Residential | No | Behind the Meter | Net-metered residential rooftop and canopy |  | None | NJ Solar Power, LLC | AC Electric | Accepted | 2020-04-26 | 2020-04-30 | 2021-10-30 | SolarEdge | SE7600H-US | Inverters | 7600 |  | 1 |  |  | 0.99 |  | Indoor | Basement
NJSTRE1545076510 | NJSRRE1544808039 | Transition Incentive Program | Mannington | 8079 | 16 | 7.68 | Residential | Yes | Behind the Meter | Net-metered residential rooftop and canopy |  | None | RCL Enterprises Inc. | AC Electric | Accepted | 2020-04-08 | 2020-04-13 | 2021-10-30 | Trina Solar | TSM-320DD06M | Solar Panels |  | 0.32 | 2 | 156 | 30 |  | Fixed | Roof
NJSTRE1545076510 | NJSRRE1544808039 | Transition Incentive Program | Mannington | 8079 | 16 | 7.68 | Residential | Yes | Behind the Meter | Net-metered residential rooftop and canopy |  | None | RCL Enterprises Inc. | AC Electric | Accepted | 2020-04-08 | 2020-04-13 | 2021-10-30 | Trina Solar | TSM-320DD06M | Solar Panels |  | 0.32 | 12 | 156 | 30 |  | Fixed | Roof
NJSTRE1545076510 | NJSRRE1544808039 | Transition Incentive Program | Mannington | 8079 | 16 | 7.68 | Residential | Yes | Behind the Meter | Net-metered residential rooftop and canopy |  | None | RCL Enterprises Inc. | AC Electric | Accepted | 2020-04-08 | 2020-04-13 | 2021-10-30 | Trina Solar | TSM-320DD06M | Solar Panels |  | 0.32 | 10 | 246 | 26 |  | Fixed | Roof
NJSTRE1545076510 | NJSRRE1544808039 | Transition Incentive Program | Mannington | 8079 | 16 | 7.68 | Residential | Yes | Behind the Meter | Net-metered residential rooftop and canopy |  | None | RCL Enterprises Inc. | AC Electric | Accepted | 2020-04-08 | 2020-04-13 | 2021-10-30 | Enphase | IQ7 | Inverters | 5760 |  | 24 |  |  | 0.96 |  | Outdoor | under panels
NJSTRE1545076513 | NJSRRE1544796498 | Transition Incentive Program | Swedesboro | 8085 | 15 | 15.36 | Residential | No | Behind the Meter | Net-metered residential ground mount |  | None | RCL Enterprises Inc. | AC Electric | Accepted | 2020-04-03 | 2020-04-09 | 2021-10-30 | Enphase | IQ7 | Inverters | 11520 |  | 48 |  |  | 0.96 |  | Outdoor | under panels
NJSTRE1545076513 | NJSRRE1544796498 | Transition Incentive Program | Swedesboro | 8085 | 15 | 15.36 | Residential | No | Behind the Meter | Net-metered residential ground mount |  | None | RCL Enterprises Inc. | AC Electric | Accepted | 2020-04-03 | 2020-04-09 | 2021-10-30 | Trina Solar | TSM-320DD06M | Solar Panels |  | 0.32 | 48 | 212 | 25 |  | Fixed | Ground
NJSTRE1545076533 | NJSRRE1544514247 | Transition Incentive Program | CMCH | 8210 | 21 | 13.44 | Residential | No | Behind the Meter | Behind the Meter |  | None | RCL Enterprises Inc. | AC Electric | Eligible for TI Program | 2020-02-21 | 2020-02-25 | 2021-10-30 | enphase | iq7 | Inverters | 13440 |  | 42 |  |  | 0.96 |  | Outside | under panels
NJSTRE1545076533 | NJSRRE1544514247 | Transition Incentive Program | CMCH | 8210 | 21 | 13.44 | Residential | No | Behind the Meter | Behind the Meter |  | None | RCL Enterprises Inc. | AC Electric | Eligible for TI Program | 2020-02-21 | 2020-02-25 | 2021-10-30 | trina | 320 | Solar Panels |  | 0.32 | 42 | 255 | 18 |  | Fixed | Roof
NJSTRE1545076546 | NJSRRE1544413439 | Transition Incentive Program | Woodstown | 8098 | 16 | 7.68 | Residential | Yes | Behind the Meter | Behind the Meter |  | None | RCL Enterprises Inc. | AC Electric | Eligible for TI Program | 2020-02-06 | 2020-02-10 | 2021-10-30 | enphase | iq7 | Inverters | 320 |  | 1 |  |  | 0.96 |  | Outside | under panels
NJSTRE1545076546 | NJSRRE1544413439 | Transition Incentive Program | Woodstown | 8098 | 16 | 7.68 | Residential | Yes | Behind the Meter | Behind the Meter |  | None | RCL Enterprises Inc. | AC Electric | Eligible for TI Program | 2020-02-06 | 2020-02-10 | 2021-10-30 | trina | TSM-320DD06M.05 | Solar Panels |  | 0.32 | 17 | 133 | 32 |  | Fixed | Roof
NJSTRE1545076546 | NJSRRE1544413439 | Transition Incentive Program | Woodstown | 8098 | 16 | 7.68 | Residential | Yes | Behind the Meter | Behind the Meter |  | None | RCL Enterprises Inc. | AC Electric | Eligible for TI Program | 2020-02-06 | 2020-02-10 | 2021-10-30 | enphase | iq7 | Inverters | 1920 |  | 6 |  |  | 0.96 |  | Outside | under panels
NJSTRE1545076546 | NJSRRE1544413439 | Transition Incentive Program | Woodstown | 8098 | 16 | 7.68 | Residential | Yes | Behind the Meter | Behind the Meter |  | None | RCL Enterprises Inc. | AC Electric | Eligible for TI Program | 2020-02-06 | 2020-02-10 | 2021-10-30 | trina | TSM-320DD06M.05 | Solar Panels |  | 0.32 | 1 | 223 | 42 |  | Fixed | Roof
NJSTRE1545076546 | NJSRRE1544413439 | Transition Incentive Program | Woodstown | 8098 | 16 | 7.68 | Residential | Yes | Behind the Meter | Behind the Meter |  | None | RCL Enterprises Inc. | AC Electric | Eligible for TI Program | 2020-02-06 | 2020-02-10 | 2021-10-30 | enphase | iq7 | Inverters | 5440 |  | 17 |  |  | 0.96 |  | Outside | under panels
NJSTRE1545076546 | NJSRRE1544413439 | Transition Incentive Program | Woodstown | 8098 | 16 | 7.68 | Residential | Yes | Behind the Meter | Behind the Meter |  | None | RCL Enterprises Inc. | AC Electric | Eligible for TI Program | 2020-02-06 | 2020-02-10 | 2021-10-30 | trina | TSM-320DD06M.05 | Solar Panels |  | 0.32 | 6 | 313 | 32 |  | Fixed | Roof
NJSTRE1545076550 | NJSRRE1544334205 | Transition Incentive Program | Turnerville | 8012 | 14 | 12.48 | Residential | No | Behind the Meter | Behind the Meter |  | None | RCL Enterprises Inc. | PSE&G | Eligible for TI Program | 2020-01-30 | 2020-02-04 | 2021-10-30 | enphase | iq7 | Inverters | 1280 |  | 4 |  |  | 0.96 |  | Outside | under panels
NJSTRE1545076550 | NJSRRE1544334205 | Transition Incentive Program | Turnerville | 8012 | 14 | 12.48 | Residential | No | Behind the Meter | Behind the Meter |  | None | RCL Enterprises Inc. | PSE&G | Eligible for TI Program | 2020-01-30 | 2020-02-04 | 2021-10-30 | enphase | iq7 | Inverters | 1280 |  | 4 |  |  | 0.96 |  | Outside | under panels
NJSTRE1545076550 | NJSRRE1544334205 | Transition Incentive Program | Turnerville | 8012 | 14 | 12.48 | Residential | No | Behind the Meter | Behind the Meter |  | None | RCL Enterprises Inc. | PSE&G | Eligible for TI Program | 2020-01-30 | 2020-02-04 | 2021-10-30 | trina | TSM-320DD06M.05 | Solar Panels |  | 0.32 | 4 | 100 | 42 |  | Fixed | Roof
NJSTRE1545076550 | NJSRRE1544334205 | Transition Incentive Program | Turnerville | 8012 | 14 | 12.48 | Residential | No | Behind the Meter | Behind the Meter |  | None | RCL Enterprises Inc. | PSE&G | Eligible for TI Program | 2020-01-30 | 2020-02-04 | 2021-10-30 | trina | TSM-320DD06M.05 | Solar Panels |  | 0.32 | 2 | 100 | 42 |  | Fixed | Roof
NJSTRE1545076550 | NJSRRE1544334205 | Transition Incentive Program | Turnerville | 8012 | 14 | 12.48 | Residential | No | Behind the Meter | Behind the Meter |  | None | RCL Enterprises Inc. | PSE&G | Eligible for TI Program | 2020-01-30 | 2020-02-04 | 2021-10-30 | enphase | iq7 | Inverters | 640 |  | 2 |  |  | 0.96 |  | Outside | under panels
NJSTRE1545076550 | NJSRRE1544334205 | Transition Incentive Program | Turnerville | 8012 | 14 | 12.48 | Residential | No | Behind the Meter | Behind the Meter |  | None | RCL Enterprises Inc. | PSE&G | Eligible for TI Program | 2020-01-30 | 2020-02-04 | 2021-10-30 | enphase | iq7 | Inverters | 640 |  | 2 |  |  | 0.96 |  | Outside | under panels
NJSTRE1545076550 | NJSRRE1544334205 | Transition Incentive Program | Turnerville | 8012 | 14 | 12.48 | Residential | No | Behind the Meter | Behind the Meter |  | None | RCL Enterprises Inc. | PSE&G | Eligible for TI Program | 2020-01-30 | 2020-02-04 | 2021-10-30 | trina | TSM-320DD06M.05 | Solar Panels |  | 0.32 | 27 | 190 | 30 |  | Fixed | Roof
NJSTRE1545076550 | NJSRRE1544334205 | Transition Incentive Program | Turnerville | 8012 | 14 | 12.48 | Residential | No | Behind the Meter | Behind the Meter |  | None | RCL Enterprises Inc. | PSE&G | Eligible for TI Program | 2020-01-30 | 2020-02-04 | 2021-10-30 | trina | TSM-320DD06M.05 | Solar Panels |  | 0.32 | 2 | 280 | 42 |  | Fixed | Roof
NJSTRE1545076550 | NJSRRE1544334205 | Transition Incentive Program | Turnerville | 8012 | 14 | 12.48 | Residential | No | Behind the Meter | Behind the Meter |  | None | RCL Enterprises Inc. | PSE&G | Eligible for TI Program | 2020-01-30 | 2020-02-04 | 2021-10-30 | enphase | iq7 | Inverters | 8640 |  | 27 |  |  | 0.96 |  | Outside | under panels
NJSTRE1545076550 | NJSRRE1544334205 | Transition Incentive Program | Turnerville | 8012 | 14 | 12.48 | Residential | No | Behind the Meter | Behind the Meter |  | None | RCL Enterprises Inc. | PSE&G | Eligible for TI Program | 2020-01-30 | 2020-02-04 | 2021-10-30 | trina | TSM-320DD06M.05 | Solar Panels |  | 0.32 | 4 | 280 | 42 |  | Fixed | Roof
NJSTRE1545076559 | NJSRRE1543506088 | Transition Incentive Program | Woolwich | 8085 | 15 | 15.19 | Residential | No | Behind the Meter | Net-metered residential rooftop and canopy |  | None | RCL Enterprises Inc. | AC Electric | Accepted | 2019-12-10 | 2019-12-13 | 2021-10-30 | enphase | iq7 | Inverters | 5760 |  | 24 |  |  | 0.96 |  | Outside | under panel
NJSTRE1545076559 | NJSRRE1543506088 | Transition Incentive Program | Woolwich | 8085 | 15 | 15.19 | Residential | No | Behind the Meter | Net-metered residential rooftop and canopy |  | None | RCL Enterprises Inc. | AC Electric | Accepted | 2019-12-10 | 2019-12-13 | 2021-10-30 | trina | TSM-310DD05H.05 | Solar Panels |  | 0.31 | 25 | 209 | 40 |  | Fixed | Roof
NJSTRE1545076559 | NJSRRE1543506088 | Transition Incentive Program | Woolwich | 8085 | 15 | 15.19 | Residential | No | Behind the Meter | Net-metered residential rooftop and canopy |  | None | RCL Enterprises Inc. | AC Electric | Accepted | 2019-12-10 | 2019-12-13 | 2021-10-30 | enphase | iq7 | Inverters | 6000 |  | 25 |  |  | 0.96 |  | Outside | under panels
NJSTRE1545076559 | NJSRRE1543506088 | Transition Incentive Program | Woolwich | 8085 | 15 | 15.19 | Residential | No | Behind the Meter | Net-metered residential rooftop and canopy |  | None | RCL Enterprises Inc. | AC Electric | Accepted | 2019-12-10 | 2019-12-13 | 2021-10-30 | trina | TSM-310DD05H.05 | Solar Panels |  | 0.31 | 24 | 209 | 10 |  | Fixed | Roof
NJSTRE1545076561 | NJSRRE1543505764 | Transition Incentive Program | Wildwood | 8260 | 21 | 77.19 | Residential | Yes | Behind the Meter | Net-metered residential rooftop and canopy |  | None | RCL Enterprises Inc. | AC Electric | Accepted | 2019-12-10 | 2019-12-12 | 2021-10-30 | trina | TSM-310DD05H.05 | Solar Panels |  | 0.31 | 68 | 226 | 22 |  | Fixed | Roof
NJSTRE1545076561 | NJSRRE1543505764 | Transition Incentive Program | Wildwood | 8260 | 21 | 77.19 | Residential | Yes | Behind the Meter | Net-metered residential rooftop and canopy |  | None | RCL Enterprises Inc. | AC Electric | Accepted | 2019-12-10 | 2019-12-12 | 2021-10-30 | enphase | iq7 | Inverters | 7680 |  | 32 |  |  | 0.96 |  | Outside | under panels
NJSTRE1545076561 | NJSRRE1543505764 | Transition Incentive Program | Wildwood | 8260 | 21 | 77.19 | Residential | Yes | Behind the Meter | Net-metered residential rooftop and canopy |  | None | RCL Enterprises Inc. | AC Electric | Accepted | 2019-12-10 | 2019-12-12 | 2021-10-30 | enpase | iq7 | Inverters | 9360 |  | 39 |  |  | 0.96 |  | Outside | under panels
NJSTRE1545076561 | NJSRRE1543505764 | Transition Incentive Program | Wildwood | 8260 | 21 | 77.19 | Residential | Yes | Behind the Meter | Net-metered residential rooftop and canopy |  | None | RCL Enterprises Inc. | AC Electric | Accepted | 2019-12-10 | 2019-12-12 | 2021-10-30 | enphase | iq7 | Inverters | 15840 |  | 66 |  |  | 0.96 |  | Outside | under panels
NJSTRE1545076561 | NJSRRE1543505764 | Transition Incentive Program | Wildwood | 8260 | 21 | 77.19 | Residential | Yes | Behind the Meter | Net-metered residential rooftop and canopy |  | None | RCL Enterprises Inc. | AC Electric | Accepted | 2019-12-10 | 2019-12-12 | 2021-10-30 | trina | TSM-310DD05H.05 | Solar Panels |  | 0.31 | 39 | 136 | 22 |  | Fixed | Roof
NJSTRE1545076561 | NJSRRE1543505764 | Transition Incentive Program | Wildwood | 8260 | 21 | 77.19 | Residential | Yes | Behind the Meter | Net-metered residential rooftop and canopy |  | None | RCL Enterprises Inc. | AC Electric | Accepted | 2019-12-10 | 2019-12-12 | 2021-10-30 | trina | TSM-310DD05H.05 | Solar Panels |  | 0.31 | 66 | 46 | 22 |  | Fixed | Roof
NJSTRE1545076561 | NJSRRE1543505764 | Transition Incentive Program | Wildwood | 8260 | 21 | 77.19 | Residential | Yes | Behind the Meter | Net-metered residential rooftop and canopy |  | None | RCL Enterprises Inc. | AC Electric | Accepted | 2019-12-10 | 2019-12-12 | 2021-10-30 | enphase | IQ7 | Inverters | 16320 |  | 68 |  |  | 0.96 |  | Outdoor | under panels
NJSTRE1545076561 | NJSRRE1543505764 | Transition Incentive Program | Wildwood | 8260 | 21 | 77.19 | Residential | Yes | Behind the Meter | Net-metered residential rooftop and canopy |  | None | RCL Enterprises Inc. | AC Electric | Accepted | 2019-12-10 | 2019-12-12 | 2021-10-30 | trina | TSM-310DD05H.05 | Solar Panels |  | 0.31 | 32 | 226 | 18 |  | Fixed | Roof
NJSTRE1545076561 | NJSRRE1543505764 | Transition Incentive Program | Wildwood | 8260 | 21 | 77.19 | Residential | Yes | Behind the Meter | Net-metered residential rooftop and canopy |  | None | RCL Enterprises Inc. | AC Electric | Accepted | 2019-12-10 | 2019-12-12 | 2021-10-30 | trina | TSM-310DD05H.05 | Solar Panels |  | 0.31 | 44 | 46 | 18 |  | Fixed | Roof
NJSTRE1545076561 | NJSRRE1543505764 | Transition Incentive Program | Wildwood | 8260 | 21 | 77.19 | Residential | Yes | Behind the Meter | Net-metered residential rooftop and canopy |  | None | RCL Enterprises Inc. | AC Electric | Accepted | 2019-12-10 | 2019-12-12 | 2021-10-30 | enphase | iq7 | Inverters | 10560 |  | 44 |  |  | 0.96 |  | Outside | under panels
NJSTRE1545076563 | NJSRRE1542543750 | Transition Incentive Program | Woodstown | 8098 | 16 | 19.84 | Residential | No | Behind the Meter | Net-metered residential rooftop and canopy |  | None | RCL Enterprises Inc. | AC Electric | Accepted | 2019-10-15 | 2019-10-17 | 2021-10-30 | Trina Solar | TSM-310DD05H | Solar Panels |  | 0.31 | 3 | 153 | 18 |  | Fixed | Roof
NJSTRE1545076563 | NJSRRE1542543750 | Transition Incentive Program | Woodstown | 8098 | 16 | 19.84 | Residential | No | Behind the Meter | Net-metered residential rooftop and canopy |  | None | RCL Enterprises Inc. | AC Electric | Accepted | 2019-10-15 | 2019-10-17 | 2021-10-30 | Trina Solar | TSM-310DD05H | Solar Panels |  | 0.31 | 32 | 63 | 18 |  | Fixed | Roof
NJSTRE1545076563 | NJSRRE1542543750 | Transition Incentive Program | Woodstown | 8098 | 16 | 19.84 | Residential | No | Behind the Meter | Net-metered residential rooftop and canopy |  | None | RCL Enterprises Inc. | AC Electric | Accepted | 2019-10-15 | 2019-10-17 | 2021-10-30 | Trina Solar | TSM-310DD05H | Solar Panels |  | 0.31 | 29 | 243 | 18 |  | Fixed | Roof
NJSTRE1545076563 | NJSRRE1542543750 | Transition Incentive Program | Woodstown | 8098 | 16 | 19.84 | Residential | No | Behind the Meter | Net-metered residential rooftop and canopy |  | None | RCL Enterprises Inc. | AC Electric | Accepted | 2019-10-15 | 2019-10-17 | 2021-10-30 | Enphase | IQ7 | Inverters | 15360 |  | 64 |  |  | 0.96 |  | Outdoor | under panels
NJSTRE1545076565 | NJSRRE1541897509 | Transition Incentive Program | Cape May Court House | 8210 | 21 | 10.8 | Residential | Yes | Behind the Meter | Behind the Meter |  | None | RCL Enterprises Inc. | AC Electric | Eligible for TI Program | 2019-08-29 | 2019-09-03 | 2021-10-30 | Enphase | IQ7 | Inverters | 8640 |  | 36 |  |  | 0.96 |  | Outdoor | under panels
NJSTRE1545076565 | NJSRRE1541897509 | Transition Incentive Program | Cape May Court House | 8210 | 21 | 10.8 | Residential | Yes | Behind the Meter | Behind the Meter |  | None | RCL Enterprises Inc. | AC Electric | Eligible for TI Program | 2019-08-29 | 2019-09-03 | 2021-10-30 | Jinko | JKM-300M | Solar Panels |  | 0.3 | 15 | 305 | 14 |  | Fixed | Roof
NJSTRE1545076565 | NJSRRE1541897509 | Transition Incentive Program | Cape May Court House | 8210 | 21 | 10.8 | Residential | Yes | Behind the Meter | Behind the Meter |  | None | RCL Enterprises Inc. | AC Electric | Eligible for TI Program | 2019-08-29 | 2019-09-03 | 2021-10-30 | Jinko | JKM-300M | Solar Panels |  | 0.3 | 21 | 215 | 36 |  | Fixed | Roof
NJSTRE1545076567 | NJSRRE1541820293 | Transition Incentive Program | Pennsville | 8070 | 16 | 13.73 | Residential | Yes | Behind the Meter | Behind the Meter |  | None | RCL Enterprises Inc. | AC Electric | Eligible for TI Program | 2019-08-13 | 2019-08-23 | 2021-10-30 | Trina Solar | TSM-305DD05A | Solar Panels |  | 0.305 | 9 | 217 | 32 |  | Fixed | Roof
NJSTRE1545076567 | NJSRRE1541820293 | Transition Incentive Program | Pennsville | 8070 | 16 | 13.73 | Residential | Yes | Behind the Meter | Behind the Meter |  | None | RCL Enterprises Inc. | AC Electric | Eligible for TI Program | 2019-08-13 | 2019-08-23 | 2021-10-30 | Trina Solar | TSM-305DD05A | Solar Panels |  | 0.305 | 6 | 217 | 32 |  | Fixed | Roof
NJSTRE1545076567 | NJSRRE1541820293 | Transition Incentive Program | Pennsville | 8070 | 16 | 13.73 | Residential | Yes | Behind the Meter | Behind the Meter |  | None | RCL Enterprises Inc. | AC Electric | Eligible for TI Program | 2019-08-13 | 2019-08-23 | 2021-10-30 | Enphase | IQ7 | Inverters | 10800 |  | 45 |  |  | 0.96 |  | Outdoor | under panels
NJSTRE1545076567 | NJSRRE1541820293 | Transition Incentive Program | Pennsville | 8070 | 16 | 13.73 | Residential | Yes | Behind the Meter | Behind the Meter |  | None | RCL Enterprises Inc. | AC Electric | Eligible for TI Program | 2019-08-13 | 2019-08-23 | 2021-10-30 | Trina Solar | TSM-305DD05A | Solar Panels |  | 0.305 | 30 | 217 | 18 |  | Fixed | Roof
NJSTRE1545076568 | NJSRRE1541721860 | Transition Incentive Program | Pilesgrove | 8098 | 16 | 16.78 | Residential | No | Behind the Meter | Behind the Meter |  | None | RCL Enterprises Inc. | AC Electric | Eligible for TI Program | 2019-07-31 | 2019-08-05 | 2021-10-30 | Trina Solar | TSM-305DD05A | Solar Panels |  | 0.305 | 55 | 180 | 25 |  | Fixed | Ground
NJSTRE1545076568 | NJSRRE1541721860 | Transition Incentive Program | Pilesgrove | 8098 | 16 | 16.78 | Residential | No | Behind the Meter | Behind the Meter |  | None | RCL Enterprises Inc. | AC Electric | Eligible for TI Program | 2019-07-31 | 2019-08-05 | 2021-10-30 | Enphase | IQ7 | Inverters | 13200 |  | 55 |  |  | 0.96 |  | Outdoor | under panels
NJSTRE1545076569 | NJSRRE1541363589 | Transition Incentive Program | Bridgeton | 8302 | 20 | 12.6 | Residential | Yes | Behind the Meter | Behind the Meter |  | None | RCL Enterprises Inc. | AC Electric | Eligible for TI Program | 2019-06-14 | 2019-06-19 | 2021-10-30 | Hanwha SolarOne | HSL72P-315Q | Solar Panels |  | 0.315 | 40 | 180 | 25 |  | Fixed | Ground
NJSTRE1545076569 | NJSRRE1541363589 | Transition Incentive Program | Bridgeton | 8302 | 20 | 12.6 | Residential | Yes | Behind the Meter | Behind the Meter |  | None | RCL Enterprises Inc. | AC Electric | Eligible for TI Program | 2019-06-14 | 2019-06-19 | 2021-10-30 | Enphase | iQ7 | Inverters | 9600 |  | 40 |  |  | 0.96 |  | Outdoor | under panels
NJSTRE1545076570 | NJSRRE1541355210 | Transition Incentive Program | Woodstown | 8098 | 16 | 18.3 | Residential | No | Behind the Meter | Net-metered residential rooftop and canopy |  | None | RCL Enterprises Inc. | AC Electric | Accepted | 2019-06-14 | 2019-06-19 | 2021-10-30 | Enphase | IQ7 | Inverters | 14400 |  | 60 |  |  | 0.96 |  | Outdoor | under panels
NJSTRE1545076570 | NJSRRE1541355210 | Transition Incentive Program | Woodstown | 8098 | 16 | 18.3 | Residential | No | Behind the Meter | Net-metered residential rooftop and canopy |  | None | RCL Enterprises Inc. | AC Electric | Accepted | 2019-06-14 | 2019-06-19 | 2021-10-30 | Trina Solar | TSM-305DD05A | Solar Panels |  | 0.305 | 60 | 143 | 18 |  | Fixed | Roof
NJSTRE1545076572 | NJSRRE1543478569 | Transition Incentive Program | SECAUCUS | 7094 | 8 | 369.72 | Commercial | Yes | Behind the Meter | Net-metered non-residential rooftop and canopy |  | None | Distributed Solar Operations, LLC | PSE&G | Accepted | 2019-12-06 | 2019-12-18 | 2021-10-30 | Chint | CPS SCA60KTL-DO/US-480 | Inverters | 30000 |  | 5 |  |  | 0.988 |  | Outdoor | Roof
NJSTRE1545076572 | NJSRRE1543478569 | Transition Incentive Program | SECAUCUS | 7094 | 8 | 369.72 | Commercial | Yes | Behind the Meter | Net-metered non-residential rooftop and canopy |  | None | Distributed Solar Operations, LLC | PSE&G | Accepted | 2019-12-06 | 2019-12-18 | 2021-10-30 | Hanwha Q Cells | Q.PEAK DUO LG5.2 395 | Solar Panels |  | 0.395 | 936 | 216 | 10 |  | Fixed | Roof
NJSTRE1545076575 | NJSRRE1543478538 | Transition Incentive Program | Lodi | 7644 | 7 | 462.15 | Commercial | Yes | Behind the Meter | Net-metered non-residential rooftop and canopy |  | None | Distributed Solar Operations, LLC | PSE&G | Accepted | 2019-12-06 | 2019-12-18 | 2021-10-30 | Chint | CPS SCA60KTL-DO/US-480 | Inverters | 60000 |  | 6 |  |  | 0.988 |  | Outdoor | Roof
NJSTRE1545076575 | NJSRRE1543478538 | Transition Incentive Program | Lodi | 7644 | 7 | 462.15 | Commercial | Yes | Behind the Meter | Net-metered non-residential rooftop and canopy |  | None | Distributed Solar Operations, LLC | PSE&G | Accepted | 2019-12-06 | 2019-12-18 | 2021-10-30 | Hanwha | Q.PEAK DUO L-G5.2 395 | Solar Panels |  | 0.395 | 1170 | 188 | 10 |  | Fixed | Roof
NJSTRE1545076577 | NJSRRE1543478231 | Transition Incentive Program | HACKENSACK | 7601 | 7 | 440.82 | Commercial | Yes | Behind the Meter | Net-metered non-residential rooftop and canopy |  | None | Distributed Solar Operations, LLC | PSE&G | Accepted | 2019-12-06 | 2019-12-18 | 2021-10-30 | Chint | CPS SCA60KTL-DO/US-480 | Inverters | 60000 |  | 6 |  |  | 0.988 |  | Outdoor | Roof
NJSTRE1545076577 | NJSRRE1543478231 | Transition Incentive Program | HACKENSACK | 7601 | 7 | 440.82 | Commercial | Yes | Behind the Meter | Net-metered non-residential rooftop and canopy |  | None | Distributed Solar Operations, LLC | PSE&G | Accepted | 2019-12-06 | 2019-12-18 | 2021-10-30 | Hanwha | Q.PEAK DUO L-G5. 2 395 | Solar Panels |  | 0.395 | 1116 | 196 | 10 |  | Fixed | Roof
NJSTRE1545076580 | NJSRRE1542083123 | Transition Incentive Program | Somerville | 8876 | 5 | 2126.25 | Commercial | No | Behind the Meter | Net-metered non-residential rooftop and canopy |  | None | Distributed Solar Operations, LLC | JCP&L | Accepted | 2019-09-03 | 2019-10-18 | 2021-10-30 | Chint Power Systems | CPS SCA50KTL-DO/US480 | Inverters | 50000 |  | 4 |  |  | 0.988 |  | Outdoor | roof
NJSTRE1545076580 | NJSRRE1542083123 | Transition Incentive Program | Somerville | 8876 | 5 | 2126.25 | Commercial | No | Behind the Meter | Net-metered non-residential rooftop and canopy |  | None | Distributed Solar Operations, LLC | JCP&L | Accepted | 2019-09-03 | 2019-10-18 | 2021-10-30 | JA Solar | JAM72S01-375/PR | Solar Panels |  | 0.375 | 108 | 105 | 5 |  | Fixed | Parking Lot
NJSTRE1545076580 | NJSRRE1542083123 | Transition Incentive Program | Somerville | 8876 | 5 | 2126.25 | Commercial | No | Behind the Meter | Net-metered non-residential rooftop and canopy |  | None | Distributed Solar Operations, LLC | JCP&L | Accepted | 2019-09-03 | 2019-10-18 | 2021-10-30 | JA Solar | JAM72S01-375/PR | Solar Panels |  | 0.375 | 738 | 285 | 5 |  | Fixed | Parking Lot
NJSTRE1545076580 | NJSRRE1542083123 | Transition Incentive Program | Somerville | 8876 | 5 | 2126.25 | Commercial | No | Behind the Meter | Net-metered non-residential rooftop and canopy |  | None | Distributed Solar Operations, LLC | JCP&L | Accepted | 2019-09-03 | 2019-10-18 | 2021-10-30 | JA Solar | JAM72S01-375/PR | Solar Panels |  | 0.375 | 144 | 285 | 5 |  | Fixed | Parking Lot
NJSTRE1545076580 | NJSRRE1542083123 | Transition Incentive Program | Somerville | 8876 | 5 | 2126.25 | Commercial | No | Behind the Meter | Net-metered non-residential rooftop and canopy |  | None | Distributed Solar Operations, LLC | JCP&L | Accepted | 2019-09-03 | 2019-10-18 | 2021-10-30 | JA Solar | JAM72S01-375/PR | Solar Panels |  | 0.375 | 144 | 105 | 5 |  | Fixed | Parking Lot
NJSTRE1545076580 | NJSRRE1542083123 | Transition Incentive Program | Somerville | 8876 | 5 | 2126.25 | Commercial | No | Behind the Meter | Net-metered non-residential rooftop and canopy |  | None | Distributed Solar Operations, LLC | JCP&L | Accepted | 2019-09-03 | 2019-10-18 | 2021-10-30 | JA Solar | JAM72S09-375/PR | Solar Panels |  | 0.375 | 529 | 291 | 10 |  | Fixed | Roof
NJSTRE1545076580 | NJSRRE1542083123 | Transition Incentive Program | Somerville | 8876 | 5 | 2126.25 | Commercial | No | Behind the Meter | Net-metered non-residential rooftop and canopy |  | None | Distributed Solar Operations, LLC | JCP&L | Accepted | 2019-09-03 | 2019-10-18 | 2021-10-30 | Chint Power Systems | CPS SCA60KTL-DO/US480 | Inverters | 60000 |  | 11 |  |  | 0.988 |  | Outdoor | mounted on canopy
NJSTRE1545076580 | NJSRRE1542083123 | Transition Incentive Program | Somerville | 8876 | 5 | 2126.25 | Commercial | No | Behind the Meter | Net-metered non-residential rooftop and canopy |  | None | Distributed Solar Operations, LLC | JCP&L | Accepted | 2019-09-03 | 2019-10-18 | 2021-10-30 | Chint Power Systems | CPS SCA50KTL-DO/US480 | Inverters | 50000 |  | 5 |  |  | 0.988 |  | Outdoor | mounted on canopy
NJSTRE1545076580 | NJSRRE1542083123 | Transition Incentive Program | Somerville | 8876 | 5 | 2126.25 | Commercial | No | Behind the Meter | Net-metered non-residential rooftop and canopy |  | None | Distributed Solar Operations, LLC | JCP&L | Accepted | 2019-09-03 | 2019-10-18 | 2021-10-30 | JA Solar | JAM72S01-375/PR | Solar Panels |  | 0.375 | 216 | 282 | 5 |  | Fixed | Parking Lot
NJSTRE1545076580 | NJSRRE1542083123 | Transition Incentive Program | Somerville | 8876 | 5 | 2126.25 | Commercial | No | Behind the Meter | Net-metered non-residential rooftop and canopy |  | None | Distributed Solar Operations, LLC | JCP&L | Accepted | 2019-09-03 | 2019-10-18 | 2021-10-30 | JA Solar | JAM72S01-375/PR | Solar Panels |  | 0.375 | 108 | 285 | 5 |  | Fixed | Parking Lot
NJSTRE1545076580 | NJSRRE1542083123 | Transition Incentive Program | Somerville | 8876 | 5 | 2126.25 | Commercial | No | Behind the Meter | Net-metered non-residential rooftop and canopy |  | None | Distributed Solar Operations, LLC | JCP&L | Accepted | 2019-09-03 | 2019-10-18 | 2021-10-30 | JA Solar | JAM72S01-375/PR | Solar Panels |  | 0.375 | 738 | 105 | 5 |  | Fixed | Parking Lot
NJSTRE1545076580 | NJSRRE1542083123 | Transition Incentive Program | Somerville | 8876 | 5 | 2126.25 | Commercial | No | Behind the Meter | Net-metered non-residential rooftop and canopy |  | None | Distributed Solar Operations, LLC | JCP&L | Accepted | 2019-09-03 | 2019-10-18 | 2021-10-30 | JA Solar | JAM72S01-375/PR | Solar Panels |  | 0.375 | 216 | 101 | 5 |  | Fixed | Parking Lot
NJSTRE1545076580 | NJSRRE1542083123 | Transition Incentive Program | Somerville | 8876 | 5 | 2126.25 | Commercial | No | Behind the Meter | Net-metered non-residential rooftop and canopy |  | None | Distributed Solar Operations, LLC | JCP&L | Accepted | 2019-09-03 | 2019-10-18 | 2021-10-30 | JA Solar | JAM72S01-375/PR | Solar Panels |  | 0.375 | 1170 | 105 | 3 |  | Fixed | Parking Lot
NJSTRE1545076580 | NJSRRE1542083123 | Transition Incentive Program | Somerville | 8876 | 5 | 2126.25 | Commercial | No | Behind the Meter | Net-metered non-residential rooftop and canopy |  | None | Distributed Solar Operations, LLC | JCP&L | Accepted | 2019-09-03 | 2019-10-18 | 2021-10-30 | Chint Power Systems | CPS SCA36KTL-DO/US-480 | Inverters | 36000 |  | 3 |  |  | 0.985 |  | Outdoor | mounted on canopy
NJSTRE1545076580 | NJSRRE1542083123 | Transition Incentive Program | Somerville | 8876 | 5 | 2126.25 | Commercial | No | Behind the Meter | Net-metered non-residential rooftop and canopy |  | None | Distributed Solar Operations, LLC | JCP&L | Accepted | 2019-09-03 | 2019-10-18 | 2021-10-30 | JA Solar | JAM72S01-375/PR | Solar Panels |  | 0.375 | 623 | 291 | 10 |  | Fixed | Roof
NJSTRE1545076580 | NJSRRE1542083123 | Transition Incentive Program | Somerville | 8876 | 5 | 2126.25 | Commercial | No | Behind the Meter | Net-metered non-residential rooftop and canopy |  | None | Distributed Solar Operations, LLC | JCP&L | Accepted | 2019-09-03 | 2019-10-18 | 2021-10-30 | Chint Power Systems | CPS SCA60KTL-DO/US480 | Inverters | 60000 |  | 6 |  |  | 0.988 |  | Outdoor | roof
NJSTRE1545076580 | NJSRRE1542083123 | Transition Incentive Program | Somerville | 8876 | 5 | 2126.25 | Commercial | No | Behind the Meter | Net-metered non-residential rooftop and canopy |  | None | Distributed Solar Operations, LLC | JCP&L | Accepted | 2019-09-03 | 2019-10-18 | 2021-10-30 | JA Solar | JAM72S09-375/PR | Solar Panels |  | 0.375 | 936 | 291 | 10 |  | Fixed | Roof
NJSTRE1545076582 | NJSRRE1544805912 | Transition Incentive Program | Gloucester Township | 8029 | 14 | 6.21 | Residential | Yes | Behind the Meter | Net-metered residential rooftop and canopy |  | None | Ad Energy | PSE&G | Accepted | 2020-04-07 | 2020-04-13 | 2021-10-30 | Sunpower | SPR-E20-327-E-AC | Solar Panels |  | 0.327 | 4 | 190 | 23 |  | Fixed | Roof
NJSTRE1545076582 | NJSRRE1544805912 | Transition Incentive Program | Gloucester Township | 8029 | 14 | 6.21 | Residential | Yes | Behind the Meter | Net-metered residential rooftop and canopy |  | None | Ad Energy | PSE&G | Accepted | 2020-04-07 | 2020-04-13 | 2021-10-30 | Sunpower | SPR-E20-327-E-AC | Solar Panels |  | 0.327 | 4 | 100 | 23 |  | Fixed | Roof
NJSTRE1545076582 | NJSRRE1544805912 | Transition Incentive Program | Gloucester Township | 8029 | 14 | 6.21 | Residential | Yes | Behind the Meter | Net-metered residential rooftop and canopy |  | None | Ad Energy | PSE&G | Accepted | 2020-04-07 | 2020-04-13 | 2021-10-30 | Sunpower | SPR-E20-327-E-AC | Solar Panels |  | 0.327 | 6 | 100 | 23 |  | Fixed | Roof
NJSTRE1545076582 | NJSRRE1544805912 | Transition Incentive Program | Gloucester Township | 8029 | 14 | 6.21 | Residential | Yes | Behind the Meter | Net-metered residential rooftop and canopy |  | None | Ad Energy | PSE&G | Accepted | 2020-04-07 | 2020-04-13 | 2021-10-30 | Sunpower | SPR-E20-327-E-AC | Solar Panels |  | 0.327 | 5 | 190 | 23 |  | Fixed | Roof
NJSTRE1545076582 | NJSRRE1544805912 | Transition Incentive Program | Gloucester Township | 8029 | 14 | 6.21 | Residential | Yes | Behind the Meter | Net-metered residential rooftop and canopy |  | None | Ad Energy | PSE&G | Accepted | 2020-04-07 | 2020-04-13 | 2021-10-30 | Enphase Energy | IQ7XS-96-ACM-US | Inverters | 315 |  | 19 |  |  | 0.975 |  | Outdoor | At each panel
NJSTRE1545076586 | NJSRRE1544796576 | Transition Incentive Program | Stewartsville | 8886 | 2 | 12.1 | Residential | No | Behind the Meter | Net-metered residential rooftop and canopy |  | None | Ad Energy | JCP&L | Accepted | 2020-04-03 | 2020-04-09 | 2021-10-30 | Sunpower | Type E | Inverters | 315 |  | 37 |  |  | 0.975 |  | Outside | at each panel
NJSTRE1545076586 | NJSRRE1544796576 | Transition Incentive Program | Stewartsville | 8886 | 2 | 12.1 | Residential | No | Behind the Meter | Net-metered residential rooftop and canopy |  | None | Ad Energy | JCP&L | Accepted | 2020-04-03 | 2020-04-09 | 2021-10-30 | Sunpower | SPR-E20-327-E-AC | Solar Panels |  | 0.327 | 37 | 180 | 25 |  | Fixed | Ground
NJSTRE1545076588 | NJSRRE1544776395 | Transition Incentive Program | Milltown | 8850 | 11 | 9.05 | Residential | No | Behind the Meter | Net-metered residential rooftop and canopy |  | None | Ad Energy | Milltown | Accepted | 2020-03-31 | 2020-04-09 | 2021-10-30 | SunPower | SPR-X21-335-BLK-E-AC | Solar Panels |  | 0.335 | 8 | 101 | 12 |  | Fixed | Roof
NJSTRE1545076588 | NJSRRE1544776395 | Transition Incentive Program | Milltown | 8850 | 11 | 9.05 | Residential | No | Behind the Meter | Net-metered residential rooftop and canopy |  | None | Ad Energy | Milltown | Accepted | 2020-03-31 | 2020-04-09 | 2021-10-30 | Enphase Energy | IQ7XS-96-ACM-US | Inverters | 315 |  | 27 |  |  | 0.975 |  | Outdoor | At each panel
NJSTRE1545076588 | NJSRRE1544776395 | Transition Incentive Program | Milltown | 8850 | 11 | 9.05 | Residential | No | Behind the Meter | Net-metered residential rooftop and canopy |  | None | Ad Energy | Milltown | Accepted | 2020-03-31 | 2020-04-09 | 2021-10-30 | SunPower | SPR-X21-335-BLK-E-AC | Solar Panels |  | 0.335 | 8 | 101 | 20 |  | Fixed | Roof
NJSTRE1545076588 | NJSRRE1544776395 | Transition Incentive Program | Milltown | 8850 | 11 | 9.05 | Residential | No | Behind the Meter | Net-metered residential rooftop and canopy |  | None | Ad Energy | Milltown | Accepted | 2020-03-31 | 2020-04-09 | 2021-10-30 | SunPower | SPR-X21-335-BLK-E-AC | Solar Panels |  | 0.335 | 7 | 281 | 20 |  | Fixed | Roof
NJSTRE1545076588 | NJSRRE1544776395 | Transition Incentive Program | Milltown | 8850 | 11 | 9.05 | Residential | No | Behind the Meter | Net-metered residential rooftop and canopy |  | None | Ad Energy | Milltown | Accepted | 2020-03-31 | 2020-04-09 | 2021-10-30 | SunPower | SPR-X21-335-BLK-E-AC | Solar Panels |  | 0.335 | 4 | 101 | 20 |  | Fixed | Roof
NJSTRE1545076591 | NJSRRE1544735199 | Transition Incentive Program | Stafford Township | 8050 | 18 | 8.5 | Residential | Yes | Behind the Meter | Behind the Meter |  | None | Ad Energy | AC Electric | Eligible for TI Program | 2020-03-20 | 2020-04-09 | 2021-10-30 | Enphase Energy | IQ7XS-96-ACM-US | Inverters | 315 |  | 26 |  |  | 0.975 |  | Outdoor | At each panel
NJSTRE1545076591 | NJSRRE1544735199 | Transition Incentive Program | Stafford Township | 8050 | 18 | 8.5 | Residential | Yes | Behind the Meter | Behind the Meter |  | None | Ad Energy | AC Electric | Eligible for TI Program | 2020-03-20 | 2020-04-09 | 2021-10-30 | SunPower | SPR-E20-327-E-AC | Solar Panels |  | 0.327 | 26 | 184 | 38 |  | Fixed | Roof
NJSTRE1545076596 | NJSRRE1544701665 | Transition Incentive Program | Westwood | 7675 | 7 | 5.23 | Residential | Yes | Behind the Meter | Net-metered residential rooftop and canopy |  | None | Ad Energy | PSE&G | Accepted | 2020-03-16 | 2020-04-09 | 2021-10-30 | Enphase Energy | IQ7XS-96-ACM-US | Inverters | 315 |  | 16 |  |  | 0.975 |  | Outdoor | At each panel
NJSTRE1545076596 | NJSRRE1544701665 | Transition Incentive Program | Westwood | 7675 | 7 | 5.23 | Residential | Yes | Behind the Meter | Net-metered residential rooftop and canopy |  | None | Ad Energy | PSE&G | Accepted | 2020-03-16 | 2020-04-09 | 2021-10-30 | SunPower | SPR-E20-327-E-AC | Solar Panels |  | 0.327 | 16 | 99 | 15 |  | Fixed | Roof
NJSTRE1545076597 | NJSRRE1544701634 | Transition Incentive Program | Westwood | 7675 | 7 | 6.21 | Residential | Yes | Behind the Meter | Net-metered residential rooftop and canopy |  | None | Ad Energy | PSE&G | Accepted | 2020-03-16 | 2020-03-20 | 2021-10-30 | SunPower | SPR-E20-327-E-AC | Solar Panels |  | 0.327 | 7 | 279 | 15 |  | Fixed | Roof
NJSTRE1545076597 | NJSRRE1544701634 | Transition Incentive Program | Westwood | 7675 | 7 | 6.21 | Residential | Yes | Behind the Meter | Net-metered residential rooftop and canopy |  | None | Ad Energy | PSE&G | Accepted | 2020-03-16 | 2020-03-20 | 2021-10-30 | SunPower | SPR-E20-327-E-AC | Solar Panels |  | 0.327 | 3 | 99 | 15 |  | Fixed | Roof
NJSTRE1545076597 | NJSRRE1544701634 | Transition Incentive Program | Westwood | 7675 | 7 | 6.21 | Residential | Yes | Behind the Meter | Net-metered residential rooftop and canopy |  | None | Ad Energy | PSE&G | Accepted | 2020-03-16 | 2020-03-20 | 2021-10-30 | SunPower | SPR-E20-327-E-AC | Solar Panels |  | 0.327 | 9 | 279 | 15 |  | Fixed | Roof
NJSTRE1545076597 | NJSRRE1544701634 | Transition Incentive Program | Westwood | 7675 | 7 | 6.21 | Residential | Yes | Behind the Meter | Net-metered residential rooftop and canopy |  | None | Ad Energy | PSE&G | Accepted | 2020-03-16 | 2020-03-20 | 2021-10-30 | Enphase Energy | IQ7XS-96-ACM-US | Inverters | 315 |  | 19 |  |  | 0.975 |  | Outdoor | At each panel
NJSTRE1545076599 | NJSRRE1544698349 | Transition Incentive Program | Blairstown | 7825 | 2 | 18.64 | Residential | Yes | Behind the Meter | Net-metered residential ground mount |  | None | Ad Energy | JCP&L | Accepted | 2020-03-16 | 2020-04-09 | 2021-10-30 | SunPower | SPR-E20-327-E-AC | Solar Panels |  | 0.327 | 57 | 180 | 25 |  | Fixed | Ground
NJSTRE1545076599 | NJSRRE1544698349 | Transition Incentive Program | Blairstown | 7825 | 2 | 18.64 | Residential | Yes | Behind the Meter | Net-metered residential ground mount |  | None | Ad Energy | JCP&L | Accepted | 2020-03-16 | 2020-04-09 | 2021-10-30 | Enphase Energy | IQ7XS-96-ACM-US | Inverters | 315 |  | 57 |  |  | 0.975 |  | Outdoor | At each panel
NJSTRE1545076610 | NJSRRE1544524507 | Transition Incentive Program | Hamilton | 8610 | 12 | 10.79 | Residential | Yes | Behind the Meter | Net-metered residential rooftop and canopy |  | None | Ad Energy | PSE&G | Accepted | 2020-02-24 | 2020-03-06 | 2021-10-30 | Sunpower | SPR-E20-327-E-AC | Solar Panels |  | 0.327 | 12 | 113 | 27 |  | Fixed | Roof
NJSTRE1545076610 | NJSRRE1544524507 | Transition Incentive Program | Hamilton | 8610 | 12 | 10.79 | Residential | Yes | Behind the Meter | Net-metered residential rooftop and canopy |  | None | Ad Energy | PSE&G | Accepted | 2020-02-24 | 2020-03-06 | 2021-10-30 | Sunpower | SPR-E20-327-E-AC | Solar Panels |  | 0.327 | 18 | 23 | 7 |  | Fixed | Roof
NJSTRE1545076610 | NJSRRE1544524507 | Transition Incentive Program | Hamilton | 8610 | 12 | 10.79 | Residential | Yes | Behind the Meter | Net-metered residential rooftop and canopy |  | None | Ad Energy | PSE&G | Accepted | 2020-02-24 | 2020-03-06 | 2021-10-30 | Sunpower | IQ7-XS-96-ACM-US | Inverters | 315 |  | 33 |  |  | 0.975 |  | Outside | at each panel
NJSTRE1545076610 | NJSRRE1544524507 | Transition Incentive Program | Hamilton | 8610 | 12 | 10.79 | Residential | Yes | Behind the Meter | Net-metered residential rooftop and canopy |  | None | Ad Energy | PSE&G | Accepted | 2020-02-24 | 2020-03-06 | 2021-10-30 | Sunpower | SPR-E20-327-E-AC | Solar Panels |  | 0.327 | 3 | 23 | 11 |  | Fixed | Roof
NJSTRE1545076611 | NJSRRE1544524482 | Transition Incentive Program | Freehold | 7728 | 17 | 11.45 | Residential | Yes | Behind the Meter | Net-metered residential rooftop and canopy |  | None | Ad Energy | JCP&L | Accepted | 2020-02-24 | 2020-03-06 | 2021-10-30 | Sunpower | SPR-20-327-E-AC | Solar Panels |  | 0.327 | 6 | 235 | 37 |  | Fixed | Roof
NJSTRE1545076611 | NJSRRE1544524482 | Transition Incentive Program | Freehold | 7728 | 17 | 11.45 | Residential | Yes | Behind the Meter | Net-metered residential rooftop and canopy |  | None | Ad Energy | JCP&L | Accepted | 2020-02-24 | 2020-03-06 | 2021-10-30 | Sunpower | SPR-E20-327-E-AC | Solar Panels |  | 0.327 | 7 | 145 | 37 |  | Fixed | Roof
NJSTRE1545076611 | NJSRRE1544524482 | Transition Incentive Program | Freehold | 7728 | 17 | 11.45 | Residential | Yes | Behind the Meter | Net-metered residential rooftop and canopy |  | None | Ad Energy | JCP&L | Accepted | 2020-02-24 | 2020-03-06 | 2021-10-30 | Sunpower | SPR-E20-327-E-AC | Solar Panels |  | 0.327 | 17 | 145 | 37 |  | Fixed | Roof
NJSTRE1545076611 | NJSRRE1544524482 | Transition Incentive Program | Freehold | 7728 | 17 | 11.45 | Residential | Yes | Behind the Meter | Net-metered residential rooftop and canopy |  | None | Ad Energy | JCP&L | Accepted | 2020-02-24 | 2020-03-06 | 2021-10-30 | Sunpower | SPR-E20-327-E-AC | Solar Panels |  | 0.327 | 5 | 55 | 37 |  | Fixed | Roof
NJSTRE1545076611 | NJSRRE1544524482 | Transition Incentive Program | Freehold | 7728 | 17 | 11.45 | Residential | Yes | Behind the Meter | Net-metered residential rooftop and canopy |  | None | Ad Energy | JCP&L | Accepted | 2020-02-24 | 2020-03-06 | 2021-10-30 | Enphase | IQ7-XS-96-ACM-US | Inverters | 315 |  | 35 |  |  | 0.975 |  | Outside | at each panel
NJSTRE1545076613 | NJSRRE1544501702 | Transition Incentive Program | Audubon | 8106 | 14 | 18.64 | Residential | Yes | Behind the Meter | Net-metered residential rooftop and canopy |  | None | Ad Energy | PSE&G | Accepted | 2020-02-19 | 2020-02-24 | 2021-10-30 | SunPower | SPR-E20-327-E-AC | Solar Panels |  | 0.327 | 7 | 141 | 14 |  | Fixed | Roof
NJSTRE1545076613 | NJSRRE1544501702 | Transition Incentive Program | Audubon | 8106 | 14 | 18.64 | Residential | Yes | Behind the Meter | Net-metered residential rooftop and canopy |  | None | Ad Energy | PSE&G | Accepted | 2020-02-19 | 2020-02-24 | 2021-10-30 | SunPower | SPR-E20-327-E-AC | Solar Panels |  | 0.327 | 2 | 321 | 32 |  | Fixed | Roof
NJSTRE1545076613 | NJSRRE1544501702 | Transition Incentive Program | Audubon | 8106 | 14 | 18.64 | Residential | Yes | Behind the Meter | Net-metered residential rooftop and canopy |  | None | Ad Energy | PSE&G | Accepted | 2020-02-19 | 2020-02-24 | 2021-10-30 | SunPower | SPR-E20-327-E-AC | Solar Panels |  | 0.327 | 39 | 51 | 30 |  | Fixed | Roof
NJSTRE1545076613 | NJSRRE1544501702 | Transition Incentive Program | Audubon | 8106 | 14 | 18.64 | Residential | Yes | Behind the Meter | Net-metered residential rooftop and canopy |  | None | Ad Energy | PSE&G | Accepted | 2020-02-19 | 2020-02-24 | 2021-10-30 | Enphase Energy | IQ7XS-96-ACM-US | Inverters | 315 |  | 57 |  |  | 0.975 |  | Outdoor | At each panel
NJSTRE1545076613 | NJSRRE1544501702 | Transition Incentive Program | Audubon | 8106 | 14 | 18.64 | Residential | Yes | Behind the Meter | Net-metered residential rooftop and canopy |  | None | Ad Energy | PSE&G | Accepted | 2020-02-19 | 2020-02-24 | 2021-10-30 | SunPower | SPR-E20-327-E-AC | Solar Panels |  | 0.327 | 9 | 231 | 30 |  | Fixed | Roof
NJSTRE1545076616 | NJSRRE1544428557 | Transition Incentive Program | Woodland | 8019 | 13 | 15.04 | Residential | No | Behind the Meter | Behind the Meter |  | None | Ad Energy | AC Electric | Eligible for TI Program | 2020-02-10 | 2020-02-13 | 2021-10-30 | Enphase Energy | IQ7XS-96-ACM-US | Inverters | 315 |  | 46 |  |  | 0.975 |  | Outdoor | At each panel
NJSTRE1545076616 | NJSRRE1544428557 | Transition Incentive Program | Woodland | 8019 | 13 | 15.04 | Residential | No | Behind the Meter | Behind the Meter |  | None | Ad Energy | AC Electric | Eligible for TI Program | 2020-02-10 | 2020-02-13 | 2021-10-30 | SunPower | SPR-E20-327-E-AC | Solar Panels |  | 0.327 | 8 | 78 | 23 |  | Fixed | Roof
NJSTRE1545076616 | NJSRRE1544428557 | Transition Incentive Program | Woodland | 8019 | 13 | 15.04 | Residential | No | Behind the Meter | Behind the Meter |  | None | Ad Energy | AC Electric | Eligible for TI Program | 2020-02-10 | 2020-02-13 | 2021-10-30 | SunPower | SPR-E20-327-E-AC | Solar Panels |  | 0.327 | 11 | 168 | 18 |  | Fixed | Roof
NJSTRE1545076616 | NJSRRE1544428557 | Transition Incentive Program | Woodland | 8019 | 13 | 15.04 | Residential | No | Behind the Meter | Behind the Meter |  | None | Ad Energy | AC Electric | Eligible for TI Program | 2020-02-10 | 2020-02-13 | 2021-10-30 | SunPower | SPR-E20-327-E-AC | Solar Panels |  | 0.327 | 8 | 168 | 18 |  | Fixed | Roof
NJSTRE1545076616 | NJSRRE1544428557 | Transition Incentive Program | Woodland | 8019 | 13 | 15.04 | Residential | No | Behind the Meter | Behind the Meter |  | None | Ad Energy | AC Electric | Eligible for TI Program | 2020-02-10 | 2020-02-13 | 2021-10-30 | SunPower | SPR-E20-327-E-AC | Solar Panels |  | 0.327 | 19 | 168 | 18 |  | Fixed | Roof
NJSTRE1545076622 | NJSRRE1544220929 | Transition Incentive Program | Millville | 8332 | 20 | 11.77 | Residential | Yes | Behind the Meter | Behind the Meter |  | None | Ad Energy | AC Electric | Eligible for TI Program | 2020-01-24 | 2020-01-28 | 2021-10-30 | Enphase Energy | IQ7XS-96-ACM-US | Inverters | 315 |  | 36 |  |  | 0.975 |  | Outdoor | At each panel
NJSTRE1545076622 | NJSRRE1544220929 | Transition Incentive Program | Millville | 8332 | 20 | 11.77 | Residential | Yes | Behind the Meter | Behind the Meter |  | None | Ad Energy | AC Electric | Eligible for TI Program | 2020-01-24 | 2020-01-28 | 2021-10-30 | SunPower | SPR-E20-327-E-AC | Solar Panels |  | 0.327 | 24 | 224 | 23 |  | Fixed | Roof
NJSTRE1545076622 | NJSRRE1544220929 | Transition Incentive Program | Millville | 8332 | 20 | 11.77 | Residential | Yes | Behind the Meter | Behind the Meter |  | None | Ad Energy | AC Electric | Eligible for TI Program | 2020-01-24 | 2020-01-28 | 2021-10-30 | SunPower | SPR-E20-327-E-AC | Solar Panels |  | 0.327 | 12 | 224 | 23 |  | Fixed | Roof
NJSTRE1545076624 | NJSRRE1543572419 | Transition Incentive Program | Southampton Township | 8088 | 13 | 19.62 | Residential | Yes | Behind the Meter | Net-metered residential rooftop and canopy |  | None | Ad Energy | PSE&G | Accepted | 2019-12-19 | 2019-12-26 | 2021-10-30 | SunPower | SPR-E20-327-E-AC | Solar Panels |  | 0.327 | 60 | 180 | 25 |  | Fixed | Ground
NJSTRE1545076624 | NJSRRE1543572419 | Transition Incentive Program | Southampton Township | 8088 | 13 | 19.62 | Residential | Yes | Behind the Meter | Net-metered residential rooftop and canopy |  | None | Ad Energy | PSE&G | Accepted | 2019-12-19 | 2019-12-26 | 2021-10-30 | Enphase Energy | IQ7XS-96-ACM-US | Inverters | 315 |  | 60 |  |  | 0.975 |  | Outdoor | At each panel
NJSTRE1545076626 | NJSRRE1543533431 | Transition Incentive Program | Hackettstown | 7840 | 2 | 20.27 | Residential | Yes | Behind the Meter | Net-metered residential rooftop and canopy |  | None | Ad Energy | JCP&L | Accepted | 2019-12-12 | 2019-12-17 | 2021-10-30 | SunPower | SPR-E20-327-E-AC | Solar Panels |  | 0.327 | 3 | 204 | 40 |  | Fixed | Roof
NJSTRE1545076626 | NJSRRE1543533431 | Transition Incentive Program | Hackettstown | 7840 | 2 | 20.27 | Residential | Yes | Behind the Meter | Net-metered residential rooftop and canopy |  | None | Ad Energy | JCP&L | Accepted | 2019-12-12 | 2019-12-17 | 2021-10-30 | SunPower | SPR-E20-327-E-AC | Solar Panels |  | 0.327 | 2 | 294 | 35 |  | Fixed | Roof
NJSTRE1545076626 | NJSRRE1543533431 | Transition Incentive Program | Hackettstown | 7840 | 2 | 20.27 | Residential | Yes | Behind the Meter | Net-metered residential rooftop and canopy |  | None | Ad Energy | JCP&L | Accepted | 2019-12-12 | 2019-12-17 | 2021-10-30 | SunPower | SPR-E20-327-E-AC | Solar Panels |  | 0.327 | 5 | 114 | 23 |  | Fixed | Roof
NJSTRE1545076626 | NJSRRE1543533431 | Transition Incentive Program | Hackettstown | 7840 | 2 | 20.27 | Residential | Yes | Behind the Meter | Net-metered residential rooftop and canopy |  | None | Ad Energy | JCP&L | Accepted | 2019-12-12 | 2019-12-17 | 2021-10-30 | SunPower | SPR-E20-327-E-AC | Solar Panels |  | 0.327 | 9 | 114 | 35 |  | Fixed | Roof
NJSTRE1545076626 | NJSRRE1543533431 | Transition Incentive Program | Hackettstown | 7840 | 2 | 20.27 | Residential | Yes | Behind the Meter | Net-metered residential rooftop and canopy |  | None | Ad Energy | JCP&L | Accepted | 2019-12-12 | 2019-12-17 | 2021-10-30 | SunPower | SPR-E20-327-E-AC | Solar Panels |  | 0.327 | 22 | 294 | 35 |  | Fixed | Roof
NJSTRE1545076626 | NJSRRE1543533431 | Transition Incentive Program | Hackettstown | 7840 | 2 | 20.27 | Residential | Yes | Behind the Meter | Net-metered residential rooftop and canopy |  | None | Ad Energy | JCP&L | Accepted | 2019-12-12 | 2019-12-17 | 2021-10-30 | SunPower | SPR-E20-327-E-AC | Solar Panels |  | 0.327 | 8 | 114 | 35 |  | Fixed | Roof
NJSTRE1545076626 | NJSRRE1543533431 | Transition Incentive Program | Hackettstown | 7840 | 2 | 20.27 | Residential | Yes | Behind the Meter | Net-metered residential rooftop and canopy |  | None | Ad Energy | JCP&L | Accepted | 2019-12-12 | 2019-12-17 | 2021-10-30 | Enphase Energy | IQ7XS-96-ACM-US | Inverters | 315 |  | 62 |  |  | 0.975 |  | Outdoor | At each panel
NJSTRE1545076626 | NJSRRE1543533431 | Transition Incentive Program | Hackettstown | 7840 | 2 | 20.27 | Residential | Yes | Behind the Meter | Net-metered residential rooftop and canopy |  | None | Ad Energy | JCP&L | Accepted | 2019-12-12 | 2019-12-17 | 2021-10-30 | SunPower | SPR-E20-327-E-AC | Solar Panels |  | 0.327 | 10 | 114 | 35 |  | Fixed | Roof
NJSTRE1545076626 | NJSRRE1543533431 | Transition Incentive Program | Hackettstown | 7840 | 2 | 20.27 | Residential | Yes | Behind the Meter | Net-metered residential rooftop and canopy |  | None | Ad Energy | JCP&L | Accepted | 2019-12-12 | 2019-12-17 | 2021-10-30 | SunPower | SPR-E20-327-E-AC | Solar Panels |  | 0.327 | 3 | 24 | 40 |  | Fixed | Roof
NJSTRE1545077721 | NJSRRE1544913935 | Transition Incentive Program | Carteret | 7008 | 11 | 4.94 | Residential | Yes | Behind the Meter | Net-metered residential rooftop and canopy |  | None | Vivint Solar Developer, LLC | PSE&G | As-Built Incomplete - Review | 2020-06-11 10:45 | 2020-06-11 |  | Trina Solar | TSM-260PD05.08 | Solar Panels |  | 0.26 | 19 | 205 | 20 |  | Fixed | Roof
NJSTRE1545077721 | NJSRRE1544913935 | Transition Incentive Program | Carteret | 7008 | 11 | 4.94 | Residential | Yes | Behind the Meter | Net-metered residential rooftop and canopy |  | None | Vivint Solar Developer, LLC | PSE&G | As-Built Incomplete - Review | 2020-06-11 10:45 | 2020-06-11 |  | Enphase | M215-60-2LL-S2x | Inverters | 215 |  | 19 |  |  | 0.96 |  | Other | Underneath each module
NJSTRE1545077721 | NJSRRE1544913935 | Transition Incentive Program | Carteret | 7008 | 11 | 4.94 | Residential | Yes | Behind the Meter | Net-metered residential rooftop and canopy |  | None | Vivint Solar Developer, LLC | PSE&G | As-Built Incomplete - Review | 2020-06-11 10:45 | 2020-06-11 |  | ENPHASE | 800-00069-r05 | Meters |  |  | 1 |  |  |  | Yes | Outdoor
NJSTRE1545077722 | NJSRRE1544926983 | Transition Incentive Program | Mahwah | 7430 | 7 | 14.4 | Residential | No | Behind the Meter | Behind the Meter |  | None | Complete Solar | Orange Rockland Electric | Eligible for TI Program | 2020-04-30 |  |  | SolarEdge | SE7600H-US RGM | Inverters | 7600 |  | 2 |  |  | 0.99 |  | Outdoor | within 10 ft of meter
NJSTRE1545077722 | NJSRRE1544926983 | Transition Incentive Program | Mahwah | 7430 | 7 | 14.4 | Residential | No | Behind the Meter | Behind the Meter |  | None | Complete Solar | Orange Rockland Electric | Eligible for TI Program | 2020-04-30 |  |  | Silfab | SIL-320 BL-USA | Solar Panels |  | 0.32 | 45 | 195 | 40 |  | Fixed | Roof
NJSTRE1545077724 | NJSRRE1544638737 | Transition Incentive Program | Piscataway | 8854 | 11 | 2074.8 | School Other | Yes | Behind the Meter | Net-metered non-residential ground mount |  | None | Advanced Solar Products, Inc. | PSE&G | Accepted | 2020-06-10 07:40 | 2020-06-10 | 2021-06-10 | Phono Solar | PS380MH-24/T | Solar Panels |  | 0.38 | 5460 | 167 | 25 |  | Fixed | Ground
NJSTRE1545077724 | NJSRRE1544638737 | Transition Incentive Program | Piscataway | 8854 | 11 | 2074.8 | School Other | Yes | Behind the Meter | Net-metered non-residential ground mount |  | None | Advanced Solar Products, Inc. | PSE&G | Accepted | 2020-06-10 07:40 | 2020-06-10 | 2021-06-10 | ABB | PVS175-Tl-US | Inverters | 175000 |  | 10 |  |  | 0.98 |  | Outdoor | next to array
NJSTRE1545079582 |  | Transition Incentive Program | Cape May Court House | 8210 | 21 | 7.7 | Residential | No | Behind the Meter | Net-metered residential rooftop and canopy |  | None | OCEAN SOLAR | AC Electric | Accepted | 2020-06-07 18:14 | 2020-06-10 | 2021-06-10 | LG | LG350Mono | Solar Panels |  | 0.35 | 22 | 124 | 35 |  | Fixed | Roof
NJSTRE1545079582 |  | Transition Incentive Program | Cape May Court House | 8210 | 21 | 7.7 | Residential | No | Behind the Meter | Net-metered residential rooftop and canopy |  | None | OCEAN SOLAR | AC Electric | Accepted | 2020-06-07 18:14 | 2020-06-10 | 2021-06-10 | Solar Edge | SE7600H-US | Inverters | 7600 |  | 1 |  |  | 0.99 |  | Outdoor | Next to utility meter
NJSTRE1545079829 |  | Transition Incentive Program | Cape May Court | 8210 | 21 | 9.6 | Residential | No | Behind the Meter | Net-metered residential rooftop and canopy |  | None | Steve Whitman LLC | AC Electric | Accepted | 2020-06-08 07:40 | 2020-06-10 | 2021-06-10 | Hanwha Q-Cells | Q.PEAK DUO-G5 320 | Solar Panels |  | 0.32 | 30 | 181 | 27 |  | Fixed | Roof
NJSTRE1545079829 |  | Transition Incentive Program | Cape May Court | 8210 | 21 | 9.6 | Residential | No | Behind the Meter | Net-metered residential rooftop and canopy |  | None | Steve Whitman LLC | AC Electric | Accepted | 2020-06-08 07:40 | 2020-06-10 | 2021-06-10 | SolarEdge | SE7600H-US | Inverters | 7600 |  | 1 |  |  | 0.99 |  | Outside | within ten feet of meter
NJSTRE1545079835 |  | Transition Incentive Program | Paterson | 7053 |  | 5.12 | Residential | No | Behind the Meter | Net-metered residential rooftop and canopy |  | None | Steve Whitman LLC | PSE&G | Accepted | 2020-06-08 08:09 | 2020-06-10 | 2021-06-10 | SolarEdge | SE3800H-US | Inverters | 3800 |  | 1 |  |  | 0.99 |  | Outside | within ten feet of meter
NJSTRE1545079835 |  | Transition Incentive Program | Paterson | 7053 |  | 5.12 | Residential | No | Behind the Meter | Net-metered residential rooftop and canopy |  | None | Steve Whitman LLC | PSE&G | Accepted | 2020-06-08 08:09 | 2020-06-10 | 2021-06-10 | Hanwha Q-Cells | Q.PEAK DUO-G5 320 | Solar Panels |  | 0.32 | 16 | 166 | 10 |  | Fixed | Roof
NJSTRE1545079839 |  | Transition Incentive Program | Williamstown | 8094 | 15 | 7.04 | Residential | No | Behind the Meter | Net-metered residential rooftop and canopy |  | None | Steve Whitman LLC | AC Electric | Accepted | 2020-06-08 08:29 | 2020-06-10 | 2021-06-10 | Hanwha Q-Cells | Q.PEAK DUO-G5 320 | Solar Panels |  | 0.32 | 22 | 208,28 | 28 |  | Fixed | Roof
NJSTRE1545079839 |  | Transition Incentive Program | Williamstown | 8094 | 15 | 7.04 | Residential | No | Behind the Meter | Net-metered residential rooftop and canopy |  | None | Steve Whitman LLC | AC Electric | Accepted | 2020-06-08 08:29 | 2020-06-10 | 2021-06-10 | SolarEdge | SE5000H-US | Inverters | 5000 |  | 1 |  |  | 0.99 |  | Outside | within ten feet of meter
NJSTRE1545079877 |  | Transition Incentive Program | North Brunswick | 8902 | 11 | 7.04 | Residential | No | Behind the Meter | Net-metered residential rooftop and canopy |  | None | Steve Whitman LLC | PSE&G | Accepted | 2020-06-08 09:38 | 2020-06-11 | 2021-06-11 | SolarEdge | SE5000H-US | Inverters | 5000 |  | 1 |  |  | 0.99 |  | Outside | within ten feet of meter
NJSTRE1545079877 |  | Transition Incentive Program | North Brunswick | 8902 | 11 | 7.04 | Residential | No | Behind the Meter | Net-metered residential rooftop and canopy |  | None | Steve Whitman LLC | PSE&G | Accepted | 2020-06-08 09:38 | 2020-06-11 | 2021-06-11 | Hanwha Q-Cells | Q.PEAK DUO-G5 320 | Solar Panels |  | 0.32 | 22 | 217 | 30 |  | Fixed | Roof
NJSTRE1545079914 |  | Transition Incentive Program | Pensgrove | 8069 | 16 | 3.66 | Residential | Yes | Behind the Meter | Net-metered residential rooftop and canopy |  | None | Bright Planet Solar | AC Electric | Accepted | 2020-06-08 10:45 | 2020-06-12 | 2021-06-12 | Longi | LR6-60HPB-305M | Solar Panels |  | 0.305 | 6 | 33 | 33 |  | Fixed | Roof
NJSTRE1545079914 |  | Transition Incentive Program | Pensgrove | 8069 | 16 | 3.66 | Residential | Yes | Behind the Meter | Net-metered residential rooftop and canopy |  | None | Bright Planet Solar | AC Electric | Accepted | 2020-06-08 10:45 | 2020-06-12 | 2021-06-12 | Longi | LR6-60HPB-305M | Solar Panels |  | 0.305 | 6 | 123 | 30 |  | Fixed | Roof
NJSTRE1545079914 |  | Transition Incentive Program | Pensgrove | 8069 | 16 | 3.66 | Residential | Yes | Behind the Meter | Net-metered residential rooftop and canopy |  | None | Bright Planet Solar | AC Electric | Accepted | 2020-06-08 10:45 | 2020-06-12 | 2021-06-12 | Solar Edge | SE3000H-USRGM | Inverters | 3000 |  | 1 |  |  | 0.98 |  | Outdoor | OUTSIDE
NJSTRE1545079963 |  | Transition Incentive Program | Somers Point | 8244 | 19 | 6.21 | Residential | No | Behind the Meter | Net-metered residential rooftop and canopy |  | None | Castle Energy, LLC | AC Electric | Accepted | 2020-06-09 12:33 | 2020-06-10 | 2021-06-10 | REC | REC365AA | Solar Panels |  | 0.365 | 17 | 301 | 25 |  | Fixed | Roof
NJSTRE1545079963 |  | Transition Incentive Program | Somers Point | 8244 | 19 | 6.21 | Residential | No | Behind the Meter | Net-metered residential rooftop and canopy |  | None | Castle Energy, LLC | AC Electric | Accepted | 2020-06-09 12:33 | 2020-06-10 | 2021-06-10 | Enphase Energy | IQ7PLUS-72-2-US | Inverters | 290 |  | 17 |  |  | 0.967 |  | Outdoor | on the rooftop under each solar system
NJSTRE1545079985 |  | Transition Incentive Program | Morristown | 7960 | 3 | 3.84 | Residential | No | Behind the Meter | Net-metered residential rooftop and canopy |  | None | Steve Whitman LLC | JCP&L | Accepted | 2020-06-08 11:26 | 2020-06-10 | 2021-06-10 | Hanwha Q-Cells | Q.PEAK DUO-G5 320 | Solar Panels |  | 0.32 | 12 | 164 | 39 |  | Fixed | Roof
NJSTRE1545079985 |  | Transition Incentive Program | Morristown | 7960 | 3 | 3.84 | Residential | No | Behind the Meter | Net-metered residential rooftop and canopy |  | None | Steve Whitman LLC | JCP&L | Accepted | 2020-06-08 11:26 | 2020-06-10 | 2021-06-10 | SolarEdge | SE3800H-US | Inverters | 3800 |  | 1 |  |  | 0.99 |  | Outside | within ten feet of meter
NJSTRE1545080212 |  | Transition Incentive Program | Sicklerville | 8081 | 14 | 14.62 | Residential | Yes | Behind the Meter | Net-metered residential rooftop and canopy |  | None | Trinity Solar | AC Electric | Accepted | 2020-06-08 15:02 | 2020-06-10 | 2021-06-10 | Solar Edge | SE11400 | Inverters | 114000 |  | 1 |  |  | 0.97 |  | Outside | side of home
NJSTRE1545080212 |  | Transition Incentive Program | Sicklerville | 8081 | 14 | 14.62 | Residential | Yes | Behind the Meter | Net-metered residential rooftop and canopy |  | None | Trinity Solar | AC Electric | Accepted | 2020-06-08 15:02 | 2020-06-10 | 2021-06-10 | Hanwha | Q.PEAK DUO BLK-G6 340 | Solar Panels |  | 0.34 | 9 | 163 | 50 |  | Fixed | Roof
NJSTRE1545080212 |  | Transition Incentive Program | Sicklerville | 8081 | 14 | 14.62 | Residential | Yes | Behind the Meter | Net-metered residential rooftop and canopy |  | None | Trinity Solar | AC Electric | Accepted | 2020-06-08 15:02 | 2020-06-10 | 2021-06-10 | Hanwha | Q.PEAK DUO BLK-G6 340 | Solar Panels |  | 0.34 | 8 | 253 | 35 |  | Fixed | Roof
NJSTRE1545080212 |  | Transition Incentive Program | Sicklerville | 8081 | 14 | 14.62 | Residential | Yes | Behind the Meter | Net-metered residential rooftop and canopy |  | None | Trinity Solar | AC Electric | Accepted | 2020-06-08 15:02 | 2020-06-10 | 2021-06-10 | Hanwha | Q.PEAK DUO BLK-G6 340 | Solar Panels |  | 0.34 | 16 | 163 | 44 |  | Fixed | Roof
NJSTRE1545080212 |  | Transition Incentive Program | Sicklerville | 8081 | 14 | 14.62 | Residential | Yes | Behind the Meter | Net-metered residential rooftop and canopy |  | None | Trinity Solar | AC Electric | Accepted | 2020-06-08 15:02 | 2020-06-10 | 2021-06-10 | Hanwha | Q.PEAK DUO BLK-G6 340 | Solar Panels |  | 0.34 | 10 | 163 | 23 |  | Fixed | Roof
NJSTRE1545080259 |  | Transition Incentive Program | Ocean Gate | 8740 | 18 | 14.28 | Residential | Yes | Behind the Meter | Net-metered residential rooftop and canopy |  | None | Trinity Solar | JCP&L | Accepted | 2020-06-08 15:15 | 2020-06-11 | 2021-06-11 | Hanwha | Q.PEAK DUO BLK-G6 340 | Solar Panels |  | 0.34 | 7 | 183 | 37 |  | Fixed | Roof
NJSTRE1545080259 |  | Transition Incentive Program | Ocean Gate | 8740 | 18 | 14.28 | Residential | Yes | Behind the Meter | Net-metered residential rooftop and canopy |  | None | Trinity Solar | JCP&L | Accepted | 2020-06-08 15:15 | 2020-06-11 | 2021-06-11 | Hanwha | Q.PEAK DUO BLK-G6 340 | Solar Panels |  | 0.34 | 4 | 93 | 37 |  | Fixed | Roof
NJSTRE1545080259 |  | Transition Incentive Program | Ocean Gate | 8740 | 18 | 14.28 | Residential | Yes | Behind the Meter | Net-metered residential rooftop and canopy |  | None | Trinity Solar | JCP&L | Accepted | 2020-06-08 15:15 | 2020-06-11 | 2021-06-11 | Hanwha | Q.PEAK DUO BLK-G6 340 | Solar Panels |  | 0.34 | 12 | 183 | 34 |  | Fixed | Roof
NJSTRE1545080259 |  | Transition Incentive Program | Ocean Gate | 8740 | 18 | 14.28 | Residential | Yes | Behind the Meter | Net-metered residential rooftop and canopy |  | None | Trinity Solar | JCP&L | Accepted | 2020-06-08 15:15 | 2020-06-11 | 2021-06-11 | Solar Edge | SE11400 | Inverters | 11400 |  | 1 |  |  | 0.97 |  | Outside | side of home
NJSTRE1545080259 |  | Transition Incentive Program | Ocean Gate | 8740 | 18 | 14.28 | Residential | Yes | Behind the Meter | Net-metered residential rooftop and canopy |  | None | Trinity Solar | JCP&L | Accepted | 2020-06-08 15:15 | 2020-06-11 | 2021-06-11 | Hanwha | Q.PEAK DUO BLK-G6 340 | Solar Panels |  | 0.34 | 12 | 273 | 37 |  | Fixed | Roof
NJSTRE1545080259 |  | Transition Incentive Program | Ocean Gate | 8740 | 18 | 14.28 | Residential | Yes | Behind the Meter | Net-metered residential rooftop and canopy |  | None | Trinity Solar | JCP&L | Accepted | 2020-06-08 15:15 | 2020-06-11 | 2021-06-11 | Hanwha | Q.PEAK DUO BLK-G6 340 | Solar Panels |  | 0.34 | 7 | 181 | 37 |  | Fixed | Roof
NJSTRE1545080362 |  | Transition Incentive Program | CLAYTON | 8312 | 15 | 8 | Residential | Yes | Behind the Meter | Net-metered residential rooftop and canopy |  | None | Orbit Energy & Power, LLC | AC Electric | Accepted | 2020-06-08 16:48 | 2020-06-11 | 2021-10-30 | HANWHA | Q.PEAK DUO BLK G-5 320 | Solar Panels |  | 0.32 | 10 | 349 | 32 |  | Fixed | Roof
NJSTRE1545080362 |  | Transition Incentive Program | CLAYTON | 8312 | 15 | 8 | Residential | Yes | Behind the Meter | Net-metered residential rooftop and canopy |  | None | Orbit Energy & Power, LLC | AC Electric | Accepted | 2020-06-08 16:48 | 2020-06-11 | 2021-10-30 | Hanwha | Q.PEAK DUO BLK G-5 320 | Solar Panels |  | 0.32 | 15 | 169 | 32 |  | Fixed | Roof
NJSTRE1545080362 |  | Transition Incentive Program | CLAYTON | 8312 | 15 | 8 | Residential | Yes | Behind the Meter | Net-metered residential rooftop and canopy |  | None | Orbit Energy & Power, LLC | AC Electric | Accepted | 2020-06-08 16:48 | 2020-06-11 | 2021-10-30 | Enphase | IQ7-60-2-US | Inverters | 0.24 |  | 25 |  |  | 0.96 |  | Outside | ROOF
NJSTRE1545080362 |  | Transition Incentive Program | CLAYTON | 8312 | 15 | 8 | Residential | Yes | Behind the Meter | Net-metered residential rooftop and canopy |  | None | Orbit Energy & Power, LLC | AC Electric | Accepted | 2020-06-08 16:48 | 2020-06-11 | 2021-10-30 | enphase | combiner | Meters |  |  | 1 |  |  |  | Yes | Outdoor
NJSTRE1545080378 |  | Transition Incentive Program | Pleasantville | 8232 | 19 | 5.6 | Residential | Yes | Behind the Meter | Net-metered residential rooftop and canopy |  | None | Pro Custom Solar dba Momentum Solar | AC Electric | Accepted | 2020-06-08 15:58 | 2020-06-11 | 2021-06-11 | LG ELECTRONICS | LG 350N1C-V5 | Solar Panels |  | 0.35 | 8 | 115 | 30 |  | Fixed | Roof
NJSTRE1545080378 |  | Transition Incentive Program | Pleasantville | 8232 | 19 | 5.6 | Residential | Yes | Behind the Meter | Net-metered residential rooftop and canopy |  | None | Pro Custom Solar dba Momentum Solar | AC Electric | Accepted | 2020-06-08 15:58 | 2020-06-11 | 2021-06-11 | Enphase Energy | IQ7Plus-72-2-US | Inverters | 290 |  | 16 |  |  | 0.97 |  | Outdoor | Roof
NJSTRE1545080378 |  | Transition Incentive Program | Pleasantville | 8232 | 19 | 5.6 | Residential | Yes | Behind the Meter | Net-metered residential rooftop and canopy |  | None | Pro Custom Solar dba Momentum Solar | AC Electric | Accepted | 2020-06-08 15:58 | 2020-06-11 | 2021-06-11 | LG ELECTRONICS | LG 350N1C-V5 | Solar Panels |  | 0.35 | 8 | 296 | 31 |  | Fixed | Roof
NJSTRE1545080390 |  | Transition Incentive Program | Toms River | 8757 | 18 | 5.7 | Residential | Yes | Behind the Meter | Net-metered residential rooftop and canopy |  | None | Pro Custom Solar dba Momentum Solar | JCP&L | Accepted | 2020-06-08 16:06 | 2020-06-11 | 2021-06-11 | Enphase Energy | IQ7-60-2-US | Inverters | 240 |  | 17 |  |  | 0.97 |  | Outdoor | Roof
NJSTRE1545080390 |  | Transition Incentive Program | Toms River | 8757 | 18 | 5.7 | Residential | Yes | Behind the Meter | Net-metered residential rooftop and canopy |  | None | Pro Custom Solar dba Momentum Solar | JCP&L | Accepted | 2020-06-08 16:06 | 2020-06-11 | 2021-06-11 | HANWHA | Q.PEAK DUO BLK G6+ 335 | Solar Panels |  | 0.335 | 17 | 135 | 16 |  | Fixed | Roof
NJSTRE1545080418 |  | Transition Incentive Program | Linwood | 8221 | 19 | 8.04 | Residential | Yes | Behind the Meter | Net-metered residential rooftop and canopy |  | None | Pro Custom Solar dba Momentum Solar | AC Electric | Accepted | 2020-06-08 16:26 | 2020-06-11 | 2021-06-11 | Enphase Energy | IQ7-60-2-US | Inverters | 240 |  | 24 |  |  | 0.97 |  | Outdoor | Roof
NJSTRE1545080418 |  | Transition Incentive Program | Linwood | 8221 | 19 | 8.04 | Residential | Yes | Behind the Meter | Net-metered residential rooftop and canopy |  | None | Pro Custom Solar dba Momentum Solar | AC Electric | Accepted | 2020-06-08 16:26 | 2020-06-11 | 2021-06-11 | HANWHA | Q.PEAK DUO BLK-G6+ 335 | Solar Panels |  | 0.335 | 12 | 255 | 43 |  | Fixed | Roof
NJSTRE1545080418 |  | Transition Incentive Program | Linwood | 8221 | 19 | 8.04 | Residential | Yes | Behind the Meter | Net-metered residential rooftop and canopy |  | None | Pro Custom Solar dba Momentum Solar | AC Electric | Accepted | 2020-06-08 16:26 | 2020-06-11 | 2021-06-11 | HANWHA | Q.PEAK DUO BLK-G6+ 335 | Solar Panels |  | 0.335 | 12 | 75 | 21 |  | Fixed | Roof
NJSTRE1545081888 |  | Transition Incentive Program | Clayton | 8312 | 15 | 10.24 | Residential | No | Behind the Meter | Net-metered residential rooftop and canopy |  | None | Whitman Construction, LLC | AC Electric | Accepted | 2020-06-09 09:10 | 2020-06-11 | 2021-06-11 | trina | TSM 320 DD05H.05 | Solar Panels |  | 0.32 | 17 | 273 | 35 |  | Fixed | Roof
NJSTRE1545081888 |  | Transition Incentive Program | Clayton | 8312 | 15 | 10.24 | Residential | No | Behind the Meter | Net-metered residential rooftop and canopy |  | None | Whitman Construction, LLC | AC Electric | Accepted | 2020-06-09 09:10 | 2020-06-11 | 2021-06-11 | trina | TSM 320 DD05H.05 | Solar Panels |  | 0.32 | 15 | 93 | 35 |  | Fixed | Roof
NJSTRE1545081888 |  | Transition Incentive Program | Clayton | 8312 | 15 | 10.24 | Residential | No | Behind the Meter | Net-metered residential rooftop and canopy |  | None | Whitman Construction, LLC | AC Electric | Accepted | 2020-06-09 09:10 | 2020-06-11 | 2021-06-11 | enphase energy | IQ7-60-2-US | Inverters | 240 |  | 32 |  |  | 0.98 |  | Outdoor | MICROINVERTERS LOCATED UNDER MODULES
NJSTRE1545081920 |  | Transition Incentive Program | Marlboro | 7746 | 17 | 16.5 | Residential | No | Behind the Meter | Net-metered residential rooftop and canopy |  | None | Ecological Systems LLC | JCP&L | Accepted | 2020-06-09 10:20 | 2020-06-29 | 2021-06-29 | VSUN | 320-60MH | Solar Panels |  | 0.33 | 50 | 100 | 25 |  | Fixed | Roof
NJSTRE1545081920 |  | Transition Incentive Program | Marlboro | 7746 | 17 | 16.5 | Residential | No | Behind the Meter | Net-metered residential rooftop and canopy |  | None | Ecological Systems LLC | JCP&L | Accepted | 2020-06-09 10:20 | 2020-06-29 | 2021-06-29 | Solar Edge | SE3800H-US SE11400H-US | Inverters | 16000 |  | 2 |  |  | 0.99 |  | Outside | at meter
NJSTRE1545081920 |  | Transition Incentive Program | Marlboro | 7746 | 17 | 16.5 | Residential | No | Behind the Meter | Net-metered residential rooftop and canopy |  | None | Ecological Systems LLC | JCP&L | Accepted | 2020-06-09 10:20 | 2020-06-29 | 2021-06-29 | Solar Edge | SE3800H-US, SE11400H-US | Meters |  |  | 2 |  |  |  | Yes | Outdoor
NJSTRE1545081959 |  | Transition Incentive Program | Rahway | 7065 | 10 | 7.04 | Residential | Yes | Behind the Meter | Net-metered residential rooftop and canopy |  | None | Pro Custom Solar dba Momentum Solar | PSE&G | Accepted | 2020-06-09 11:08 | 2020-06-11 | 2021-06-11 | HANWHA | Q. PEAK DUO BLK-G6+335 | Solar Panels |  | 0.335 | 10 | 119 | 37 |  | Fixed | Roof
NJSTRE1545081959 |  | Transition Incentive Program | Rahway | 7065 | 10 | 7.04 | Residential | Yes | Behind the Meter | Net-metered residential rooftop and canopy |  | None | Pro Custom Solar dba Momentum Solar | PSE&G | Accepted | 2020-06-09 11:08 | 2020-06-11 | 2021-06-11 | ENPHASE | IQ7-60-2-US | Inverters | 240 |  | 21 |  |  | 0.97 |  | Outdoor | ROOF
NJSTRE1545081959 |  | Transition Incentive Program | Rahway | 7065 | 10 | 7.04 | Residential | Yes | Behind the Meter | Net-metered residential rooftop and canopy |  | None | Pro Custom Solar dba Momentum Solar | PSE&G | Accepted | 2020-06-09 11:08 | 2020-06-11 | 2021-06-11 | HANWHA | Q. PEAK DUO BLK-G6+335 | Solar Panels |  | 0.335 | 11 | 299 | 30 |  | Fixed | Roof
NJSTRE1545081978 |  | Transition Incentive Program | Washington | 7882 | 2 | 8.04 | Residential | Yes | Behind the Meter | Net-metered residential rooftop and canopy |  | None | Pro Custom Solar dba Momentum Solar | JCP&L | Accepted | 2020-06-09 11:19 | 2020-06-11 | 2021-06-11 | enphase | IQ7-60-2-US | Inverters | 240 |  | 24 |  |  | 0.97 |  | Outdoor | roof
NJSTRE1545081978 |  | Transition Incentive Program | Washington | 7882 | 2 | 8.04 | Residential | Yes | Behind the Meter | Net-metered residential rooftop and canopy |  | None | Pro Custom Solar dba Momentum Solar | JCP&L | Accepted | 2020-06-09 11:19 | 2020-06-11 | 2021-06-11 | hanwha | Q. PEAK DUO BLK-G6+335 | Solar Panels |  | 0.335 | 12 | 170 | 18 |  | Fixed | Roof
NJSTRE1545081978 |  | Transition Incentive Program | Washington | 7882 | 2 | 8.04 | Residential | Yes | Behind the Meter | Net-metered residential rooftop and canopy |  | None | Pro Custom Solar dba Momentum Solar | JCP&L | Accepted | 2020-06-09 11:19 | 2020-06-11 | 2021-06-11 | hanwha | Q. PEAK DUO BLK-G6+335 | Solar Panels |  | 0.335 | 12 | 262 | 34 |  | Fixed | Roof
NJSTRE1545081997 |  | Transition Incentive Program | New Gretna | 8224 | 13 | 18 | Residential | Yes | Behind the Meter | Net-metered residential ground mount |  | None | All Season Solar | AC Electric | Accepted | 2020-06-09 11:39 | 2020-06-11 | 2021-06-11 | Enphase | IQ7 | Inverters | 240 |  | 60 |  |  | 0.97 |  | Outside | under module
NJSTRE1545081997 |  | Transition Incentive Program | New Gretna | 8224 | 13 | 18 | Residential | Yes | Behind the Meter | Net-metered residential ground mount |  | None | All Season Solar | AC Electric | Accepted | 2020-06-09 11:39 | 2020-06-11 | 2021-06-11 | Jinko | JKM300M-60 | Solar Panels |  | 0.3 | 60 | 160 | 25 |  | Fixed | Ground
NJSTRE1545082003 |  | Transition Incentive Program | East Orange | 7018 | 9 | 6.37 | Residential | Yes | Behind the Meter | Net-metered residential rooftop and canopy |  | None | Pro Custom Solar dba Momentum Solar | PSE&G | Accepted | 2020-06-09 11:33 | 2020-06-15 | 2021-06-15 | HANWHA | Q. PEAK DUO BLK-G6+335 | Solar Panels |  | 0.335 | 15 | 291 | 11 |  | Fixed | Roof
NJSTRE1545082003 |  | Transition Incentive Program | East Orange | 7018 | 9 | 6.37 | Residential | Yes | Behind the Meter | Net-metered residential rooftop and canopy |  | None | Pro Custom Solar dba Momentum Solar | PSE&G | Accepted | 2020-06-09 11:33 | 2020-06-15 | 2021-06-15 | HANWHA | Q. PEAK DUO BLK-G6+335 | Solar Panels |  | 0.335 | 4 | 111 | 13 |  | Fixed | Roof
NJSTRE1545082003 |  | Transition Incentive Program | East Orange | 7018 | 9 | 6.37 | Residential | Yes | Behind the Meter | Net-metered residential rooftop and canopy |  | None | Pro Custom Solar dba Momentum Solar | PSE&G | Accepted | 2020-06-09 11:33 | 2020-06-15 | 2021-06-15 | ENPHASE | IQ7-60-2-US | Inverters | 240 |  | 19 |  |  | 0.97 |  | Outdoor | ROOF
NJSTRE1545082026 |  | Transition Incentive Program | Ewing | 8628 | 12 | 8.83 | Residential | No | Behind the Meter | Net-metered residential rooftop and canopy |  | None | GenRenew, LLC | PSE&G | Accepted | 2020-06-09 12:15 | 2020-06-12 | 2021-06-12 | Sunpower | SPR-E20-327-E-AC | Solar Panels |  | 0.327 | 7 | 114 | 14 |  | Fixed | Roof
NJSTRE1545082026 |  | Transition Incentive Program | Ewing | 8628 | 12 | 8.83 | Residential | No | Behind the Meter | Net-metered residential rooftop and canopy |  | None | GenRenew, LLC | PSE&G | Accepted | 2020-06-09 12:15 | 2020-06-12 | 2021-06-12 | Sunpower | SPR-E20-327-E-AC | Solar Panels |  | 0.327 | 12 | 24 | 28 |  | Fixed | Roof
NJSTRE1545082026 |  | Transition Incentive Program | Ewing | 8628 | 12 | 8.83 | Residential | No | Behind the Meter | Net-metered residential rooftop and canopy |  | None | GenRenew, LLC | PSE&G | Accepted | 2020-06-09 12:15 | 2020-06-12 | 2021-06-12 | Sunpower | MI-E-320-US208/240 | Inverters | 320 |  | 27 |  |  | 0.96 |  | Outdoor | microinverters under modules
NJSTRE1545082026 |  | Transition Incentive Program | Ewing | 8628 | 12 | 8.83 | Residential | No | Behind the Meter | Net-metered residential rooftop and canopy |  | None | GenRenew, LLC | PSE&G | Accepted | 2020-06-09 12:15 | 2020-06-12 | 2021-06-12 | Sunpower | SPR-E20-327-E-AC | Solar Panels |  | 0.327 | 8 | 204 | 28 |  | Fixed | Roof
NJSTRE1545082026 |  | Transition Incentive Program | Ewing | 8628 | 12 | 8.83 | Residential | No | Behind the Meter | Net-metered residential rooftop and canopy |  | None | GenRenew, LLC | PSE&G | Accepted | 2020-06-09 12:15 | 2020-06-12 | 2021-06-12 | sunpower | PVS6 | Meters |  |  | 1 |  |  |  | Yes | Outdoor
NJSTRE1545082147 |  | Transition Incentive Program | Rahway | 7065 | 10 | 10.05 | Residential | Yes | Behind the Meter | Net-metered residential rooftop and canopy |  | None | Pro Custom Solar dba Momentum Solar | PSE&G | Accepted | 2020-06-09 12:13 | 2020-06-12 | 2021-06-12 | HANWHA | Q. PEAK DUO BLK-G6+335 | Solar Panels |  | 0.335 | 5 | 11 | 30 |  | Fixed | Roof
NJSTRE1545082147 |  | Transition Incentive Program | Rahway | 7065 | 10 | 10.05 | Residential | Yes | Behind the Meter | Net-metered residential rooftop and canopy |  | None | Pro Custom Solar dba Momentum Solar | PSE&G | Accepted | 2020-06-09 12:13 | 2020-06-12 | 2021-06-12 | HANWHA | Q. PEAK DUO BLK-G6+335 | Solar Panels |  | 0.335 | 5 | 191 | 29 |  | Fixed | Roof
NJSTRE1545082147 |  | Transition Incentive Program | Rahway | 7065 | 10 | 10.05 | Residential | Yes | Behind the Meter | Net-metered residential rooftop and canopy |  | None | Pro Custom Solar dba Momentum Solar | PSE&G | Accepted | 2020-06-09 12:13 | 2020-06-12 | 2021-06-12 | HANWHA | Q. PEAK DUO BLK-G6+335 | Solar Panels |  | 0.335 | 8 | 11 | 25 |  | Fixed | Roof
NJSTRE1545082147 |  | Transition Incentive Program | Rahway | 7065 | 10 | 10.05 | Residential | Yes | Behind the Meter | Net-metered residential rooftop and canopy |  | None | Pro Custom Solar dba Momentum Solar | PSE&G | Accepted | 2020-06-09 12:13 | 2020-06-12 | 2021-06-12 | HANWHA | Q. PEAK DUO BLK-G6+335 | Solar Panels |  | 0.335 | 12 | 191 | 25 |  | Fixed | Roof
NJSTRE1545082147 |  | Transition Incentive Program | Rahway | 7065 | 10 | 10.05 | Residential | Yes | Behind the Meter | Net-metered residential rooftop and canopy |  | None | Pro Custom Solar dba Momentum Solar | PSE&G | Accepted | 2020-06-09 12:13 | 2020-06-12 | 2021-06-12 | ENPHASE | IQ7-60-2-US | Inverters | 240 |  | 30 |  |  | 0.97 |  | Outdoor | ROOF
NJSTRE1545082526 |  | Transition Incentive Program | BOGOTA | 7603 | 7 | 7.88 | Residential | No | Behind the Meter | Net-metered residential rooftop and canopy |  | None | Infinity Solar Systems | PSE&G | Accepted | 2020-06-09 13:41 | 2020-06-12 | 2021-06-12 | HANWHA | QPEAK DUO BLK G5 315 | Solar Panels |  | 0.315 | 22 | 104 | 20 |  | Fixed | Roof
NJSTRE1545082526 |  | Transition Incentive Program | BOGOTA | 7603 | 7 | 7.88 | Residential | No | Behind the Meter | Net-metered residential rooftop and canopy |  | None | Infinity Solar Systems | PSE&G | Accepted | 2020-06-09 13:41 | 2020-06-12 | 2021-06-12 | ENPHASE | IQ7-60-X-US | Inverters | 240 |  | 25 |  |  | 0.97 |  | Outside | IQ7-60-X-US
NJSTRE1545082526 |  | Transition Incentive Program | BOGOTA | 7603 | 7 | 7.88 | Residential | No | Behind the Meter | Net-metered residential rooftop and canopy |  | None | Infinity Solar Systems | PSE&G | Accepted | 2020-06-09 13:41 | 2020-06-12 | 2021-06-12 | HANWHA | QPEAK DUO BLK G5 315 | Solar Panels |  | 0.315 | 3 | 194 | 45 |  | Fixed | Roof
NJSTRE1545082545 |  | Transition Incentive Program | Tenafly | 7670 | 7 | 10.54 | Residential | Yes | Behind the Meter | Net-metered residential rooftop and canopy |  | None | Trinity Solar | PSE&G | Accepted | 2020-06-10 11:16 | 2020-06-12 | 2021-06-12 | Hanwha 340 | Q.PEAK DUO BLK-G6 340 | Solar Panels |  | 0.34 | 22 | 272 | 2 |  | Fixed | Roof
NJSTRE1545082545 |  | Transition Incentive Program | Tenafly | 7670 | 7 | 10.54 | Residential | Yes | Behind the Meter | Net-metered residential rooftop and canopy |  | None | Trinity Solar | PSE&G | Accepted | 2020-06-10 11:16 | 2020-06-12 | 2021-06-12 | Hanwha 340 | Q.PEAK DUO BLK-G6 340 | Solar Panels |  | 0.34 | 6 | 272 | 18 |  | Fixed | Roof
NJSTRE1545082545 |  | Transition Incentive Program | Tenafly | 7670 | 7 | 10.54 | Residential | Yes | Behind the Meter | Net-metered residential rooftop and canopy |  | None | Trinity Solar | PSE&G | Accepted | 2020-06-10 11:16 | 2020-06-12 | 2021-06-12 | Solar Edge | SE10000H-US | Inverters | 10000 |  | 1 |  |  | 0.97 |  | Outside | side of home
NJSTRE1545082545 |  | Transition Incentive Program | Tenafly | 7670 | 7 | 10.54 | Residential | Yes | Behind the Meter | Net-metered residential rooftop and canopy |  | None | Trinity Solar | PSE&G | Accepted | 2020-06-10 11:16 | 2020-06-12 | 2021-06-12 | Hanwha 340 | Q.PEAK DUO BLK-G6 340 | Solar Panels |  | 0.34 | 3 | 182 | 9 |  | Fixed | Roof
NJSTRE1545082552 |  | Transition Incentive Program | Branchburg | 8876 | 5 | 9.6 | Residential | No | Behind the Meter | Net-metered residential rooftop and canopy |  | None | Steve Whitman LLC | JCP&L | Accepted | 2020-06-09 13:49 | 2020-06-12 | 2021-06-12 | SolarEdge | SE7600H-US | Inverters | 7600 |  | 1 |  |  | 0.99 |  | Outside | within ten feet of meter
NJSTRE1545082552 |  | Transition Incentive Program | Branchburg | 8876 | 5 | 9.6 | Residential | No | Behind the Meter | Net-metered residential rooftop and canopy |  | None | Steve Whitman LLC | JCP&L | Accepted | 2020-06-09 13:49 | 2020-06-12 | 2021-06-12 | Hanwha Q-Cells | Q.PEAK DUO-G5 320 | Solar Panels |  | 0.32 | 30 | 134314 | 30 |  | Fixed | Roof
NJSTRE1545082568 |  | Transition Incentive Program | Branchburg | 8876 | 5 | 5.12 | Residential | No | Behind the Meter | Net-metered residential rooftop and canopy |  | None | Steve Whitman LLC | JCP&L | Accepted | 2020-06-09 13:56 | 2020-06-12 | 2021-06-12 | Hanwha Q-Cells | Q.PEAK DUO-G5 320 | Solar Panels |  | 0.32 | 16 | 134314 | 20 |  | Fixed | Roof
NJSTRE1545082568 |  | Transition Incentive Program | Branchburg | 8876 | 5 | 5.12 | Residential | No | Behind the Meter | Net-metered residential rooftop and canopy |  | None | Steve Whitman LLC | JCP&L | Accepted | 2020-06-09 13:56 | 2020-06-12 | 2021-06-12 | SolarEdge | SE3800H-US | Inverters | 3800 |  | 1 |  |  | 0.99 |  | Outside | within ten feet of meter
NJSTRE1545082745 |  | Transition Incentive Program | Perth Amboy | 8861 | 11 | 5.03 | Residential | Yes | Behind the Meter | Net-metered residential rooftop and canopy |  | None | Pro Custom Solar dba Momentum Solar | PSE&G | Accepted | 2020-06-09 15:25 | 2020-06-12 | 2021-06-12 | HANWHA | Q. PEAK DUO BLK-G6+335 | Solar Panels |  | 0.335 | 15 | 200 | 45 |  | Fixed | Roof
NJSTRE1545082745 |  | Transition Incentive Program | Perth Amboy | 8861 | 11 | 5.03 | Residential | Yes | Behind the Meter | Net-metered residential rooftop and canopy |  | None | Pro Custom Solar dba Momentum Solar | PSE&G | Accepted | 2020-06-09 15:25 | 2020-06-12 | 2021-06-12 | ENPHASE | IQ7-60-2-US | Inverters | 240 |  | 15 |  |  | 0.97 |  | Outdoor | ROOF
NJSTRE1545082781 |  | Transition Incentive Program | Verona | 7044 | 9 | 8.38 | Residential | Yes | Behind the Meter | Net-metered residential rooftop and canopy |  | None | Pro Custom Solar dba Momentum Solar | PSE&G | Accepted | 2020-06-09 15:52 | 2020-06-12 | 2021-06-12 | hanwha | Q. PEAK DUO BLK-G6+335 | Solar Panels |  | 0.335 | 18 | 291 | 21 |  | Fixed | Roof
NJSTRE1545082781 |  | Transition Incentive Program | Verona | 7044 | 9 | 8.38 | Residential | Yes | Behind the Meter | Net-metered residential rooftop and canopy |  | None | Pro Custom Solar dba Momentum Solar | PSE&G | Accepted | 2020-06-09 15:52 | 2020-06-12 | 2021-06-12 | enphase | IQ7-60-2-US | Inverters | 240 |  | 25 |  |  | 0.97 |  | Outdoor | 0.56
NJSTRE1545082781 |  | Transition Incentive Program | Verona | 7044 | 9 | 8.38 | Residential | Yes | Behind the Meter | Net-metered residential rooftop and canopy |  | None | Pro Custom Solar dba Momentum Solar | PSE&G | Accepted | 2020-06-09 15:52 | 2020-06-12 | 2021-06-12 | hanwha | Q. PEAK DUO BLK-G6+335 | Solar Panels |  | 0.335 | 7 | 111 | 21 |  | Fixed | Roof
NJSTRE1545082865 |  | Transition Incentive Program | Somerville | 8876 | 5 | 9.72 | Residential | Yes | Behind the Meter | Net-metered residential rooftop and canopy |  | None | Pro Custom Solar dba Momentum Solar | PSE&G | Accepted | 2020-06-09 17:09 | 2020-06-12 | 2021-06-12 | hanwha | Q. PEAK DUO BLK-G6+335 | Solar Panels |  | 0.335 | 9 | 282 | 29 |  | Fixed | Roof
NJSTRE1545082865 |  | Transition Incentive Program | Somerville | 8876 | 5 | 9.72 | Residential | Yes | Behind the Meter | Net-metered residential rooftop and canopy |  | None | Pro Custom Solar dba Momentum Solar | PSE&G | Accepted | 2020-06-09 17:09 | 2020-06-12 | 2021-06-12 | hanwha | Q. PEAK DUO BLK-G6+335 | Solar Panels |  | 0.335 | 20 | 102 | 29 |  | Fixed | Roof
NJSTRE1545082865 |  | Transition Incentive Program | Somerville | 8876 | 5 | 9.72 | Residential | Yes | Behind the Meter | Net-metered residential rooftop and canopy |  | None | Pro Custom Solar dba Momentum Solar | PSE&G | Accepted | 2020-06-09 17:09 | 2020-06-12 | 2021-06-12 | enphase | IQ7-60-2-US | Inverters | 240 |  | 29 |  |  | 0.97 |  | Outdoor | roof
NJSTRE1545083072 |  | Transition Incentive Program | Mount Laurel | 8054 | 13 | 216 | School Public K-12 | No | Behind the Meter | Net-metered non-residential rooftop and canopy |  | None | Brightcore Energy, LLC | PSE&G | Accepted | 2020-06-09 19:58 | 2020-06-15 | 2021-06-15 | SolarEdge | SE33.3KUS / SE100KUS | Inverters | 166600 |  | 3 |  |  | 0.985 |  | Outdoor | Rooftop
NJSTRE1545083072 |  | Transition Incentive Program | Mount Laurel | 8054 | 13 | 216 | School Public K-12 | No | Behind the Meter | Net-metered non-residential rooftop and canopy |  | None | Brightcore Energy, LLC | PSE&G | Accepted | 2020-06-09 19:58 | 2020-06-15 | 2021-06-15 | Trina Solar | TSM-DE15H(II)-400W | Solar Panels |  | 0.4 | 540 | 222 | 5 |  | Fixed | Roof
NJSTRE1545083072 |  | Transition Incentive Program | Mount Laurel | 8054 | 13 | 216 | School Public K-12 | No | Behind the Meter | Net-metered non-residential rooftop and canopy |  | None | Brightcore Energy, LLC | PSE&G | Accepted | 2020-06-09 19:58 | 2020-06-15 | 2021-06-15 | SolarEdge | SE-RGMTR-3Y-480V-A | Meters |  |  | 1 |  |  |  | Yes | Outdoor
NJSTRE1545083076 |  | Transition Incentive Program | Mount Laurel | 8054 | 13 | 187.2 | School Public K-12 | No | Behind the Meter | Net-metered non-residential rooftop and canopy |  | None | Brightcore Energy, LLC | PSE&G | Accepted | 2020-06-09 20:10 | 2020-06-15 | 2021-06-15 | Trina Solar | TSM_DE15H(II) | Solar Panels |  | 0.4 | 468 | 176 | 5 |  | Fixed | Roof
NJSTRE1545083076 |  | Transition Incentive Program | Mount Laurel | 8054 | 13 | 187.2 | School Public K-12 | No | Behind the Meter | Net-metered non-residential rooftop and canopy |  | None | Brightcore Energy, LLC | PSE&G | Accepted | 2020-06-09 20:10 | 2020-06-15 | 2021-06-15 | SolarEdge | SE33.3KUS / SE66.6KUS | Inverters | 133200 |  | 3 |  |  | 0.985 |  | Outdoor | Rooftop
NJSTRE1545083076 |  | Transition Incentive Program | Mount Laurel | 8054 | 13 | 187.2 | School Public K-12 | No | Behind the Meter | Net-metered non-residential rooftop and canopy |  | None | Brightcore Energy, LLC | PSE&G | Accepted | 2020-06-09 20:10 | 2020-06-15 | 2021-06-15 | SolarEdge | SE-RGMTR-3Y-480V-A | Meters |  |  | 1 |  |  |  | Yes | Outdoor
NJSTRE1545083077 |  | Transition Incentive Program | Mount Laurel | 8054 | 13 | 158.4 | School Public K-12 | No | Behind the Meter | Net-metered non-residential rooftop and canopy |  | None | Brightcore Energy, LLC | PSE&G | Accepted | 2020-06-09 20:26 | 2020-06-15 | 2021-06-15 | SolarEdge | SE33.3KUS | Inverters | 133200 |  | 4 |  |  | 0.985 |  | Outdoor | Rooftop
NJSTRE1545083077 |  | Transition Incentive Program | Mount Laurel | 8054 | 13 | 158.4 | School Public K-12 | No | Behind the Meter | Net-metered non-residential rooftop and canopy |  | None | Brightcore Energy, LLC | PSE&G | Accepted | 2020-06-09 20:26 | 2020-06-15 | 2021-06-15 | SolarEdge | SE-RGMTR-3Y-480V-A | Meters |  |  | 1 |  |  |  | Yes | Outdoor
NJSTRE1545083077 |  | Transition Incentive Program | Mount Laurel | 8054 | 13 | 158.4 | School Public K-12 | No | Behind the Meter | Net-metered non-residential rooftop and canopy |  | None | Brightcore Energy, LLC | PSE&G | Accepted | 2020-06-09 20:26 | 2020-06-15 | 2021-06-15 | Trina Solar | TSM-DE15H(II)-400W | Solar Panels |  | 0.4 | 396 | 180 | 18 |  | Fixed | Roof
NJSTRE1545085382 |  | Transition Incentive Program | Chesilhurst | 8089 | 14 | 7.04 | Residential | No | Behind the Meter | Net-metered residential rooftop and canopy |  | None | Steve Whitman LLC | AC Electric | Accepted | 2020-06-10 08:16 | 2020-06-15 | 2021-06-15 | SolarEdge | SE5000H-US | Inverters | 5000 |  | 1 |  |  | 0.99 |  | Outside | within ten feet of meter
NJSTRE1545085382 |  | Transition Incentive Program | Chesilhurst | 8089 | 14 | 7.04 | Residential | No | Behind the Meter | Net-metered residential rooftop and canopy |  | None | Steve Whitman LLC | AC Electric | Accepted | 2020-06-10 08:16 | 2020-06-15 | 2021-06-15 | Hanwha Q-Cells | Q.PEAK DUO-G5 320 | Solar Panels |  | 0.32 | 22 | 91 | 16 |  | Fixed | Roof
NJSTRE1545085438 |  | Transition Incentive Program | Pleasantville | 8232 | 19 | 3.84 | Residential | No | Behind the Meter | Net-metered residential rooftop and canopy |  | None | Steve Whitman LLC | AC Electric | Accepted | 2020-06-10 09:35 | 2020-06-15 | 2021-06-15 | SolarEdge | SE3800H-US | Inverters | 3800 |  | 1 |  |  | 0.99 |  | Outside | within ten feet of meter
NJSTRE1545085438 |  | Transition Incentive Program | Pleasantville | 8232 | 19 | 3.84 | Residential | No | Behind the Meter | Net-metered residential rooftop and canopy |  | None | Steve Whitman LLC | AC Electric | Accepted | 2020-06-10 09:35 | 2020-06-15 | 2021-06-15 | Hanwha Q-Cells | Q.PEAK DUO-G5 320 | Solar Panels |  | 0.32 | 12 | 213123 | 20 |  | Fixed | Roof
NJSTRE1545085581 |  | Transition Incentive Program | Irvington Town | 7111 | 9 | 6.21 | Residential | No | Behind the Meter | Net-metered residential rooftop and canopy |  | None | Seabright Solar | PSE&G | Accepted | 2020-06-10 16:15 | 2020-06-15 | 2021-06-15 | Sunpower | SPR-E20-327 | Inverters | 0.32 |  | 19 |  |  | 0.99 |  | Outside | Roof
NJSTRE1545085581 |  | Transition Incentive Program | Irvington Town | 7111 | 9 | 6.21 | Residential | No | Behind the Meter | Net-metered residential rooftop and canopy |  | None | Seabright Solar | PSE&G | Accepted | 2020-06-10 16:15 | 2020-06-15 | 2021-06-15 | Sunpower | SPR-E20-327 | Solar Panels |  | 0.327 | 12 | 126 | 20 |  | Fixed | Roof
NJSTRE1545085581 |  | Transition Incentive Program | Irvington Town | 7111 | 9 | 6.21 | Residential | No | Behind the Meter | Net-metered residential rooftop and canopy |  | None | Seabright Solar | PSE&G | Accepted | 2020-06-10 16:15 | 2020-06-15 | 2021-06-15 | Sunpower | SPR-E20-327 | Solar Panels |  | 0.327 | 7 | 306 | 20 |  | Fixed | Roof
NJSTRE1545085636 |  | Transition Incentive Program | Roselle Boro | 7203 | 10 | 3.84 | Residential | No | Behind the Meter | Net-metered residential rooftop and canopy |  | None | Steve Whitman LLC | PSE&G | Accepted | 2020-06-10 11:00 | 2020-06-15 | 2021-06-15 | Hanwha Q-Cells | Q.PEAK DUO-G5 320 | Solar Panels |  | 0.32 | 12 | 79259259349 | 25 |  | Fixed | Roof
NJSTRE1545085636 |  | Transition Incentive Program | Roselle Boro | 7203 | 10 | 3.84 | Residential | No | Behind the Meter | Net-metered residential rooftop and canopy |  | None | Steve Whitman LLC | PSE&G | Accepted | 2020-06-10 11:00 | 2020-06-15 | 2021-06-15 | SolarEdge | SE3800H-US | Inverters | 3800 |  | 1 |  |  | 0.99 |  | Outside | within ten feet of meter
NJSTRE1545087738 | NJSRRE1544772991 | Transition Incentive Program | Newark City | 7103 | 9 | 3.04 | Commercial | Yes | Behind the meter | Net-metered non-residential rooftop and canopy |  | None | Solar Renewable Energy, LLC | PSE&G | Accepted | 2020-03-30 | 2020-04-13 | 2021-10-30 | Solar Edge | SE3000H-US | Inverters | 12.5 |  | 1 |  |  | 0.99 |  | Outside | N/A
NJSTRE1545087738 | NJSRRE1544772991 | Transition Incentive Program | Newark City | 7103 | 9 | 3.04 | Commercial | Yes | Behind the meter | Net-metered non-residential rooftop and canopy |  | None | Solar Renewable Energy, LLC | PSE&G | Accepted | 2020-03-30 | 2020-04-13 | 2021-10-30 | HT-SAAE | HT72-156M 380 | Solar Panels |  | 0.38 | 8 | 108 | 18 |  | Fixed | Roof
NJSTRE1545087741 | NJSRRE1544772994 | Transition Incentive Program | Newark City | 7106 | 9 | 3.04 | Commercial | Yes | Behind the meter | Net-metered non-residential rooftop and canopy |  | None | Solar Renewable Energy, LLC | PSE&G | Accepted | 2020-03-30 | 2020-04-13 | 2021-10-30 | HT-SAAE | HT72-156M 380 | Solar Panels |  | 0.38 | 8 | 196.966 | 18 |  | Fixed | Roof
NJSTRE1545087741 | NJSRRE1544772994 | Transition Incentive Program | Newark City | 7106 | 9 | 3.04 | Commercial | Yes | Behind the meter | Net-metered non-residential rooftop and canopy |  | None | Solar Renewable Energy, LLC | PSE&G | Accepted | 2020-03-30 | 2020-04-13 | 2021-10-30 | Solar Edge | SE3800H-US | Inverters | 16 |  | 1 |  |  | 0.992 |  | Outside | n/a
NJSTRE1545087742 | NJSRRE1544772997 | Transition Incentive Program | Newark City | 7106 | 9 | 5.32 | Commercial | Yes | Behind the meter | Net-metered non-residential rooftop and canopy |  | None | Solar Renewable Energy, LLC | PSE&G | Accepted | 2020-03-30 | 2020-04-13 | 2021-10-30 | Solar Edge | SE3800H-US | Inverters | 16 |  | 1 |  |  | 0.992 |  | Outside | Na
NJSTRE1545087742 | NJSRRE1544772997 | Transition Incentive Program | Newark City | 7106 | 9 | 5.32 | Commercial | Yes | Behind the meter | Net-metered non-residential rooftop and canopy |  | None | Solar Renewable Energy, LLC | PSE&G | Accepted | 2020-03-30 | 2020-04-13 | 2021-10-30 | HT-SAAE | HT72-156M 380 | Solar Panels |  | 0.38 | 14 | 196.97 | 18 |  | Fixed | Roof
NJSTRE1545087782 | NJSRRE1544772998 | Transition Incentive Program | Newark City | 7106 | 9 | 5.7 | Commercial | Yes | Behind the meter | Net-metered non-residential rooftop and canopy |  | None | Solar Renewable Energy, LLC | PSE&G | Accepted | 2020-03-30 | 2020-04-13 | 2021-10-30 | Solar edge | SE3800H-US | Inverters | 16 |  | 1 |  |  | 0.992 |  | Outside | na
NJSTRE1545087782 | NJSRRE1544772998 | Transition Incentive Program | Newark City | 7106 | 9 | 5.7 | Commercial | Yes | Behind the meter | Net-metered non-residential rooftop and canopy |  | None | Solar Renewable Energy, LLC | PSE&G | Accepted | 2020-03-30 | 2020-04-13 | 2021-10-30 | HT-SAAE | HT72-156M 380 | Solar Panels |  | 0.38 | 15 | 287.9 | 18 |  | Fixed | Roof
NJSTRE1545087846 | NJSRRE1544772999 | Transition Incentive Program | Newark City | 7106 | 9 | 4.18 | Commercial | Yes | Behind the meter | Net-metered non-residential rooftop and canopy |  | None | Solar Renewable Energy, LLC | PSE&G | Accepted | 2020-03-30 | 2020-04-13 | 2021-10-30 | HT-SAAE | HT72-156M 380 | Solar Panels |  | 0.38 | 11 | 287.9 | 18 |  | Fixed | Roof
NJSTRE1545087846 | NJSRRE1544772999 | Transition Incentive Program | Newark City | 7106 | 9 | 4.18 | Commercial | Yes | Behind the meter | Net-metered non-residential rooftop and canopy |  | None | Solar Renewable Energy, LLC | PSE&G | Accepted | 2020-03-30 | 2020-04-13 | 2021-10-30 | Solar Edge | SE3000H-US | Inverters | 12.5 |  | 1 |  |  | 0.99 |  | Outside | n/a
NJSTRE1545087850 | NJSRRE1544773000 | Transition Incentive Program | Newark City | 7106 | 9 | 4.56 | Commercial | Yes | Behind the meter | Net-metered non-residential rooftop and canopy |  | None | Solar Renewable Energy, LLC | PSE&G | Accepted | 2020-03-30 | 2020-04-10 | 2021-10-30 | HT-SAAE | HT72-156M 380 | Solar Panels |  | 0.38 | 12 | 197.26 | 10 |  | Fixed | Roof
NJSTRE1545087850 | NJSRRE1544773000 | Transition Incentive Program | Newark City | 7106 | 9 | 4.56 | Commercial | Yes | Behind the meter | Net-metered non-residential rooftop and canopy |  | None | Solar Renewable Energy, LLC | PSE&G | Accepted | 2020-03-30 | 2020-04-10 | 2021-10-30 | Solar Edge | SE3800H-US | Inverters | 16 |  | 1 |  |  | 0.992 |  | Outside | n/a
NJSTRE1545087854 | NJSRRE1544773001 | Transition Incentive Program | Newark City | 7106 | 9 | 7.6 | Commercial | Yes | Behind the meter | Net-metered non-residential rooftop and canopy |  | None | Solar Renewable Energy, LLC | PSE&G | Accepted | 2020-03-30 | 2020-04-13 | 2021-10-30 | HT-SAAE | HT72-156M 380 | Solar Panels |  | 0.38 | 20 | 197.26 | 10 |  | Fixed | Roof
NJSTRE1545087854 | NJSRRE1544773001 | Transition Incentive Program | Newark City | 7106 | 9 | 7.6 | Commercial | Yes | Behind the meter | Net-metered non-residential rooftop and canopy |  | None | Solar Renewable Energy, LLC | PSE&G | Accepted | 2020-03-30 | 2020-04-13 | 2021-10-30 | Solar Edge | SE3800H-US | Inverters | 16 |  | 1 |  |  | 0.992 |  | Outside | na
NJSTRE1545087856 | NJSRRE1544773005 | Transition Incentive Program | Newark City | 7106 | 9 | 3.8 | Commercial | Yes | Behind the meter | Net-metered non-residential rooftop and canopy |  | None | Solar Renewable Energy, LLC | PSE&G | Accepted | 2020-03-30 | 2020-04-13 | 2021-10-30 | HT-SAAE | HT72-156M 380 | Solar Panels |  | 0.38 | 10 | 286.54 | 10 |  | Fixed | Roof
NJSTRE1545087856 | NJSRRE1544773005 | Transition Incentive Program | Newark City | 7106 | 9 | 3.8 | Commercial | Yes | Behind the meter | Net-metered non-residential rooftop and canopy |  | None | Solar Renewable Energy, LLC | PSE&G | Accepted | 2020-03-30 | 2020-04-13 | 2021-10-30 | Solar Edge | SE3000H-US | Inverters | 12.5 |  | 1 |  |  | 0.99 |  | Outside | n/a
NJSTRE1545087858 | NJSRRE1544775212 | Transition Incentive Program | Newark City | 7106 | 9 | 19 | Commercial | Yes | Behind the meter | Net-metered non-residential rooftop and canopy |  | None | Solar Renewable Energy, LLC | PSE&G | Accepted | 2020-03-31 | 2020-04-13 | 2021-10-30 | HT-SAAE | HT72-156M 380 | Solar Panels |  | 0.38 | 50 | 108.132, 198.696,288.427 | 22 |  | Fixed | Roof
NJSTRE1545087858 | NJSRRE1544775212 | Transition Incentive Program | Newark City | 7106 | 9 | 19 | Commercial | Yes | Behind the meter | Net-metered non-residential rooftop and canopy |  | None | Solar Renewable Energy, LLC | PSE&G | Accepted | 2020-03-31 | 2020-04-13 | 2021-10-30 | Solar Edge | SE7600H- US | Inverters | 32 |  | 2 |  |  | 0.992 |  | Outside | n/a
NJSTRE1545087862 | NJSRRE1544773156 | Transition Incentive Program | Newark City | 7106 | 9 | 2.66 | Commercial | Yes | Behind the meter | Net-metered non-residential rooftop and canopy |  | None | Solar Renewable Energy, LLC | PSE&G | Accepted | 2020-03-30 | 2020-04-13 | 2021-10-30 | Solar Edge | SE3000H-US | Inverters | 12.5 |  | 1 |  |  | 0.99 |  | Outside | n/a
NJSTRE1545087862 | NJSRRE1544773156 | Transition Incentive Program | Newark City | 7106 | 9 | 2.66 | Commercial | Yes | Behind the meter | Net-metered non-residential rooftop and canopy |  | None | Solar Renewable Energy, LLC | PSE&G | Accepted | 2020-03-30 | 2020-04-13 | 2021-10-30 | HT-SAAE | HT72-156M 380 | Solar Panels |  | 0.38 | 7 | 107.82 | 18 |  | Fixed | Roof
NJSTRE1545087864 | NJSRRE1544773157 | Transition Incentive Program | Newark City | 7106 | 9 | 3.8 | Commercial | Yes | Behind the meter | Net-metered non-residential rooftop and canopy |  | None | Solar Renewable Energy, LLC | PSE&G | Accepted | 2020-03-30 | 2020-04-14 | 2021-10-30 | HT-SAAE | HT72-156M 380 | Solar Panels |  | 0.38 | 10 | 197.51 | 18 |  | Fixed | Roof
NJSTRE1545087864 | NJSRRE1544773157 | Transition Incentive Program | Newark City | 7106 | 9 | 3.8 | Commercial | Yes | Behind the meter | Net-metered non-residential rooftop and canopy |  | None | Solar Renewable Energy, LLC | PSE&G | Accepted | 2020-03-30 | 2020-04-14 | 2021-10-30 | Solar Edge | SE3000H-US | Inverters | 12.5 |  | 1 |  |  | 0.99 |  | Outside | n/a
NJSTRE1545087866 | NJSRRE1544773159 | Transition Incentive Program | Newark City | 7106 | 9 | 4.56 | Commercial | Yes | Behind the meter | Net-metered non-residential rooftop and canopy |  | None | Solar Renewable Energy, LLC | PSE&G | Accepted | 2020-03-30 | 2020-04-13 | 2021-10-30 | HT-SAAE | HT72-156M 380 | Solar Panels |  | 0.38 | 12 | 197.51 | 18 |  | Fixed | Roof
NJSTRE1545087866 | NJSRRE1544773159 | Transition Incentive Program | Newark City | 7106 | 9 | 4.56 | Commercial | Yes | Behind the meter | Net-metered non-residential rooftop and canopy |  | None | Solar Renewable Energy, LLC | PSE&G | Accepted | 2020-03-30 | 2020-04-13 | 2021-10-30 | Solar Edge | SE3000H-US | Inverters | 12.5 |  | 1 |  |  | 0.99 |  | Outside | n/a
NJSTRE1545087867 | NJSRRE1544773160 | Transition Incentive Program | Newark City | 7106 | 9 | 8.36 | Commercial | Yes | Behind the meter | Net-metered non-residential rooftop and canopy |  | None | Solar Renewable Energy, LLC | PSE&G | Accepted | 2020-03-30 | 2020-04-13 | 2021-10-30 | HT-SAAE | HT72-156M 380 | Solar Panels |  | 0.38 | 22 | 288.045 | 18 |  | Fixed | Roof
NJSTRE1545087867 | NJSRRE1544773160 | Transition Incentive Program | Newark City | 7106 | 9 | 8.36 | Commercial | Yes | Behind the meter | Net-metered non-residential rooftop and canopy |  | None | Solar Renewable Energy, LLC | PSE&G | Accepted | 2020-03-30 | 2020-04-13 | 2021-10-30 | Solar Edge | SE6000H-US | Inverters | 16 |  | 1 |  |  | 0.992 |  | Outside | n/a
NJSTRE1545087868 | NJSRRE1544773161 | Transition Incentive Program | Newark City | 7106 | 9 | 6.08 | Commercial | Yes | Behind the meter | Net-metered non-residential rooftop and canopy |  | None | Solar Renewable Energy, LLC | PSE&G | Accepted | 2020-03-30 | 2020-04-13 | 2021-10-30 | HT-SAAE | HT72-156M 380 | Solar Panels |  | 0.38 | 16 | 288.05 | 18 |  | Fixed | Roof
NJSTRE1545087868 | NJSRRE1544773161 | Transition Incentive Program | Newark City | 7106 | 9 | 6.08 | Commercial | Yes | Behind the meter | Net-metered non-residential rooftop and canopy |  | None | Solar Renewable Energy, LLC | PSE&G | Accepted | 2020-03-30 | 2020-04-13 | 2021-10-30 | Solar Edge | SE5000H-US | Inverters | 16 |  | 1 |  |  | 0.992 |  | Outside | n/a
NJSTRE1545087870 | NJSRRE1544773163 | Transition Incentive Program | Newark City | 7106 | 9 | 3.04 | Commercial | Yes | Behind the meter | Net-metered non-residential rooftop and canopy |  | None | Solar Renewable Energy, LLC | PSE&G | Accepted | 2020-03-30 | 2020-04-10 | 2021-10-30 | HT-SAAE | HT72-156M 380 | Solar Panels |  | 0.38 | 8 | 197.51 | 18 |  | Fixed | Roof
NJSTRE1545087870 | NJSRRE1544773163 | Transition Incentive Program | Newark City | 7106 | 9 | 3.04 | Commercial | Yes | Behind the meter | Net-metered non-residential rooftop and canopy |  | None | Solar Renewable Energy, LLC | PSE&G | Accepted | 2020-03-30 | 2020-04-10 | 2021-10-30 | Solar Edge | SE3000H-US | Inverters | 12.5 |  | 1 |  |  | 0.99 |  | Outside | n/a
NJSTRE1545087872 | NJSRRE1544773167 | Transition Incentive Program | Newark City | 7106 | 9 | 5.7 | Commercial | Yes | Behind the meter | Net-metered non-residential rooftop and canopy |  | None | Solar Renewable Energy, LLC | PSE&G | Accepted | 2020-03-30 | 2020-04-13 | 2021-10-30 | HT-SAAE | HT72-156M 380 | Solar Panels |  | 0.38 | 15 | 288.045 | 18 |  | Fixed | Roof
NJSTRE1545087872 | NJSRRE1544773167 | Transition Incentive Program | Newark City | 7106 | 9 | 5.7 | Commercial | Yes | Behind the meter | Net-metered non-residential rooftop and canopy |  | None | Solar Renewable Energy, LLC | PSE&G | Accepted | 2020-03-30 | 2020-04-13 | 2021-10-30 | Solar Edge | SE3800H-US | Inverters | 16 |  | 1 |  |  | 0.992 |  | Outside | N/A
NJSTRE1545087881 | NJSRRE1544773169 | Transition Incentive Program | Newark City | 7106 | 9 | 6.84 | Commercial | Yes | Behind the meter | Net-metered non-residential rooftop and canopy |  | None | Solar Renewable Energy, LLC | PSE&G | Accepted | 2020-03-30 | 2020-04-13 | 2021-10-30 | Solar Edge | SE5000H-US | Inverters | 21 |  | 1 |  |  | 0.992 |  | Outside | N/A
NJSTRE1545087881 | NJSRRE1544773169 | Transition Incentive Program | Newark City | 7106 | 9 | 6.84 | Commercial | Yes | Behind the meter | Net-metered non-residential rooftop and canopy |  | None | Solar Renewable Energy, LLC | PSE&G | Accepted | 2020-03-30 | 2020-04-13 | 2021-10-30 | HT-SAAE | HT72-156M 380 | Solar Panels |  | 0.38 | 18 | 288.045 | 18 |  | Fixed | Roof
NJSTRE1545087884 | NJSRRE1544773174 | Transition Incentive Program | Newark City | 7106 | 9 | 3.42 | Commercial | Yes | Behind the meter | Net-metered non-residential rooftop and canopy |  | None | Solar Renewable Energy, LLC | PSE&G | Accepted | 2020-03-30 | 2020-04-10 | 2021-10-30 | HT-SAAE | HT72-156M 380 | Solar Panels |  | 0.38 | 9 | 197.513 | 18 |  | Fixed | Roof
NJSTRE1545087884 | NJSRRE1544773174 | Transition Incentive Program | Newark City | 7106 | 9 | 3.42 | Commercial | Yes | Behind the meter | Net-metered non-residential rooftop and canopy |  | None | Solar Renewable Energy, LLC | PSE&G | Accepted | 2020-03-30 | 2020-04-10 | 2021-10-30 | Solar Edge | SE3000H-US | Inverters | 12.5 |  | 1 |  |  | 0.99 |  | Outside | N/a
NJSTRE1545087886 | NJSRRE1544773179 | Transition Incentive Program | Newark City | 7106 | 9 | 3.8 | Commercial | Yes | Behind the meter | Net-metered non-residential rooftop and canopy |  | None | Solar Renewable Energy, LLC | PSE&G | Accepted | 2020-03-30 | 2020-04-10 | 2021-10-30 | HT-SAAE | HT72-156M 380 | Solar Panels |  | 0.38 | 10 | 288.045 | 18 |  | Fixed | Roof
NJSTRE1545087886 | NJSRRE1544773179 | Transition Incentive Program | Newark City | 7106 | 9 | 3.8 | Commercial | Yes | Behind the meter | Net-metered non-residential rooftop and canopy |  | None | Solar Renewable Energy, LLC | PSE&G | Accepted | 2020-03-30 | 2020-04-10 | 2021-10-30 | Solar Edge | SE3000H-US | Inverters | 12.5 |  | 1 |  |  | 0.99 |  | Outside | n/a
NJSTRE1545087888 | NJSRRE1544773186 | Transition Incentive Program | Newark City | 7106 | 9 | 4.56 | Commercial | Yes | Behind the meter | Net-metered non-residential rooftop and canopy |  | None | Solar Renewable Energy, LLC | PSE&G | Accepted | 2020-03-30 | 2020-04-10 | 2021-10-30 | HT-SAAE | HT72-156M 380 | Solar Panels |  | 0.38 | 12 | 287.844 | 18 |  | Fixed | Roof
NJSTRE1545087888 | NJSRRE1544773186 | Transition Incentive Program | Newark City | 7106 | 9 | 4.56 | Commercial | Yes | Behind the meter | Net-metered non-residential rooftop and canopy |  | None | Solar Renewable Energy, LLC | PSE&G | Accepted | 2020-03-30 | 2020-04-10 | 2021-10-30 | Solar Edge | SE3800H-US | Inverters | 16 |  | 1 |  |  | 0.992 |  | Outside | n/a
NJSTRE1545087890 | NJSRRE1544773188 | Transition Incentive Program | Newark City | 7106 | 9 | 3.8 | Commercial | Yes | Behind the meter | Net-metered non-residential rooftop and canopy |  | None | Solar Renewable Energy, LLC | PSE&G | Accepted | 2020-03-30 | 2020-04-10 | 2021-10-30 | HT-SAAE | HT72-156M 380 | Solar Panels |  | 0.38 | 10 | 197.51 | 18 |  | Fixed | Roof
NJSTRE1545087890 | NJSRRE1544773188 | Transition Incentive Program | Newark City | 7106 | 9 | 3.8 | Commercial | Yes | Behind the meter | Net-metered non-residential rooftop and canopy |  | None | Solar Renewable Energy, LLC | PSE&G | Accepted | 2020-03-30 | 2020-04-10 | 2021-10-30 | Solar edge | SE3000H-US | Inverters | 12.5 |  | 1 |  |  | 0.99 |  | Outside | n/a
NJSTRE1545087891 | NJSRRE1544773204 | Transition Incentive Program | Newark City | 7106 | 9 | 4.56 | Commercial | Yes | Behind the meter | Net-metered non-residential rooftop and canopy |  | None | Solar Renewable Energy, LLC | PSE&G | Accepted | 2020-03-30 | 2020-04-10 | 2021-10-30 | Solar Edge | SE3800H-US | Inverters | 16 |  | 1 |  |  | 0.992 |  | Outside | n/a
NJSTRE1545087891 | NJSRRE1544773204 | Transition Incentive Program | Newark City | 7106 | 9 | 4.56 | Commercial | Yes | Behind the meter | Net-metered non-residential rooftop and canopy |  | None | Solar Renewable Energy, LLC | PSE&G | Accepted | 2020-03-30 | 2020-04-10 | 2021-10-30 | HT-SAAE | HT72-156M 380 | Solar Panels |  | 0.38 | 12 | 287.84 | 18 |  | Fixed | Roof
NJSTRE1545087959 |  | Transition Incentive Program | Clementon | 8021 | 14 | 9.6 | Residential | No | Behind the Meter | Net-metered residential rooftop and canopy |  | None | Steve Whitman LLC | AC Electric | Accepted | 2020-06-10 14:05 | 2020-06-15 | 2021-06-15 | Hanwha Q-Cells | Q.PEAK DUO-G5 320 | Solar Panels |  | 0.32 | 30 | 212 | 10 |  | Fixed | Roof
NJSTRE1545087959 |  | Transition Incentive Program | Clementon | 8021 | 14 | 9.6 | Residential | No | Behind the Meter | Net-metered residential rooftop and canopy |  | None | Steve Whitman LLC | AC Electric | Accepted | 2020-06-10 14:05 | 2020-06-15 | 2021-06-15 | SolarEdge | SE7600H-US | Inverters | 7600 |  | 1 |  |  | 0.99 |  | Outdoor | within ten feet of meter
NJSTRE1545087981 |  | Transition Incentive Program | Newark | 7108 | 9 | 848.93 | School Public K-12 | Yes | Behind the Meter | Net-metered non-residential rooftop and canopy |  | None | Eznergy | PSE&G | Accepted | 2020-06-10 14:35 | 2020-06-15 | 2021-06-15 | Hanwha | Q PEAK DUO G-5.2 385W | Solar Panels |  | 0.385 | 304 | 195 | 5 |  | Fixed | Roof
NJSTRE1545087981 |  | Transition Incentive Program | Newark | 7108 | 9 | 848.93 | School Public K-12 | Yes | Behind the Meter | Net-metered non-residential rooftop and canopy |  | None | Eznergy | PSE&G | Accepted | 2020-06-10 14:35 | 2020-06-15 | 2021-06-15 | Hanwha | Q PEAK DUO G-5.2 385W | Solar Panels |  | 0.385 | 582 | 195 | 5 |  | Fixed | Roof
NJSTRE1545087981 |  | Transition Incentive Program | Newark | 7108 | 9 | 848.93 | School Public K-12 | Yes | Behind the Meter | Net-metered non-residential rooftop and canopy |  | None | Eznergy | PSE&G | Accepted | 2020-06-10 14:35 | 2020-06-15 | 2021-06-15 | Hanwha | Q PEAK DUO G-5.2 385W | Solar Panels |  | 0.385 | 400 | 140 | 7 |  | Fixed | Parking Lot
NJSTRE1545087981 |  | Transition Incentive Program | Newark | 7108 | 9 | 848.93 | School Public K-12 | Yes | Behind the Meter | Net-metered non-residential rooftop and canopy |  | None | Eznergy | PSE&G | Accepted | 2020-06-10 14:35 | 2020-06-15 | 2021-06-15 | Hanwha | Q PEAK DUO G-5.2 385W | Solar Panels |  | 0.385 | 313 | 195 | 5 |  | Fixed | Roof
NJSTRE1545087981 |  | Transition Incentive Program | Newark | 7108 | 9 | 848.93 | School Public K-12 | Yes | Behind the Meter | Net-metered non-residential rooftop and canopy |  | None | Eznergy | PSE&G | Accepted | 2020-06-10 14:35 | 2020-06-15 | 2021-06-15 | Chint | 60 KW SCA60KTL-DO/US-480 | Inverters | 60000 |  | 4 |  |  | 0.98 |  | Outdoor | Side of building near meter
NJSTRE1545087981 |  | Transition Incentive Program | Newark | 7108 | 9 | 848.93 | School Public K-12 | Yes | Behind the Meter | Net-metered non-residential rooftop and canopy |  | None | Eznergy | PSE&G | Accepted | 2020-06-10 14:35 | 2020-06-15 | 2021-06-15 | Chint | 28 KW SCA28KTL-DO/US-480 | Inverters | 28000 |  | 1 |  |  | 0.98 |  | Outdoor | Side of building near meter
NJSTRE1545087981 |  | Transition Incentive Program | Newark | 7108 | 9 | 848.93 | School Public K-12 | Yes | Behind the Meter | Net-metered non-residential rooftop and canopy |  | None | Eznergy | PSE&G | Accepted | 2020-06-10 14:35 | 2020-06-15 | 2021-06-15 | Chint | 50 KW SCA50KTL-DO/US-480 | Inverters | 50000 |  | 8 |  |  | 0.98 |  | Outdoor | Side of building near meter
NJSTRE1545087981 |  | Transition Incentive Program | Newark | 7108 | 9 | 848.93 | School Public K-12 | Yes | Behind the Meter | Net-metered non-residential rooftop and canopy |  | None | Eznergy | PSE&G | Accepted | 2020-06-10 14:35 | 2020-06-15 | 2021-06-15 | Hanwha | Q PEAK DUO G-5.2 385W | Solar Panels |  | 0.385 | 606 | 108 | 7 |  | Fixed | Parking Lot
NJSTRE1545087988 |  | Transition Incentive Program | Mahwah | 7430 | 7 | 11.2 | Residential | No | Behind the Meter | Net-metered residential rooftop and canopy |  | None | Posigen NJ LLC | Orange Rockland Electric | Accepted | 2020-06-10 14:23 | 2020-06-23 | 2021-06-23 | SolarEdge | SE10000H-US | Inverters | 10000 |  | 1 |  |  | 0.99 |  | Outside | within ten feet of meter
NJSTRE1545087988 |  | Transition Incentive Program | Mahwah | 7430 | 7 | 11.2 | Residential | No | Behind the Meter | Net-metered residential rooftop and canopy |  | None | Posigen NJ LLC | Orange Rockland Electric | Accepted | 2020-06-10 14:23 | 2020-06-23 | 2021-06-23 | Hanwha Q-Cells | Q.PEAK DUO-G5 320 | Solar Panels |  | 0.32 | 35 | 183,93 | 25 |  | Fixed | Roof
NJSTRE1545088023 | NJSRRE1544549963 | Transition Incentive Program | Hamilton | 8690 | 12 | 8.19 | Residential | No | Behind the meter | Net-metered residential rooftop and canopy |  | None | Kopp Electric Company | PSE&G | Accepted | 2020-02-28 | 2020-03-04 | 2021-10-30 | CertainTeed | CT315HC111-04 | Solar Panels |  | 0.315 | 12 | 74 | 34 |  | Fixed | Roof
NJSTRE1545088023 | NJSRRE1544549963 | Transition Incentive Program | Hamilton | 8690 | 12 | 8.19 | Residential | No | Behind the meter | Net-metered residential rooftop and canopy |  | None | Kopp Electric Company | PSE&G | Accepted | 2020-02-28 | 2020-03-04 | 2021-10-30 | CertainTeed | CT315HC111-04 | Solar Panels |  | 0.315 | 14 | 254 | 34 |  | Fixed | Roof
NJSTRE1545088023 | NJSRRE1544549963 | Transition Incentive Program | Hamilton | 8690 | 12 | 8.19 | Residential | No | Behind the meter | Net-metered residential rooftop and canopy |  | None | Kopp Electric Company | PSE&G | Accepted | 2020-02-28 | 2020-03-04 | 2021-10-30 | Solar Edge | SE7600H-US | Inverters | 7600 |  | 1 |  |  | 0.975 |  | Outdoor | Next to meter
NJSTRE1545088024 |  | Transition Incentive Program | Newark | 7104 | 9 | 518.21 | School Public K-12 | Yes | Behind the Meter | Net-metered non-residential rooftop and canopy |  | None | Eznergy | PSE&G | Accepted | 2020-06-10 15:13 | 2020-06-15 | 2021-06-15 | Hanwha | Q PEAK DUO G-5.2 385W | Solar Panels |  | 0.385 | 216 | 102 | 7 |  | Fixed | Parking Lot
NJSTRE1545088024 |  | Transition Incentive Program | Newark | 7104 | 9 | 518.21 | School Public K-12 | Yes | Behind the Meter | Net-metered non-residential rooftop and canopy |  | None | Eznergy | PSE&G | Accepted | 2020-06-10 15:13 | 2020-06-15 | 2021-06-15 | Hanwha | Q PEAK DUO G-5.2 385W | Solar Panels |  | 0.385 | 225 | 192 | 5 |  | Fixed | Roof
NJSTRE1545088024 |  | Transition Incentive Program | Newark | 7104 | 9 | 518.21 | School Public K-12 | Yes | Behind the Meter | Net-metered non-residential rooftop and canopy |  | None | Eznergy | PSE&G | Accepted | 2020-06-10 15:13 | 2020-06-15 | 2021-06-15 | Hanwha | Q PEAK DUO G-5.2 385W | Solar Panels |  | 0.385 | 144 | 280 | 7 |  | Fixed | Parking Lot
NJSTRE1545088024 |  | Transition Incentive Program | Newark | 7104 | 9 | 518.21 | School Public K-12 | Yes | Behind the Meter | Net-metered non-residential rooftop and canopy |  | None | Eznergy | PSE&G | Accepted | 2020-06-10 15:13 | 2020-06-15 | 2021-06-15 | Chint | 50 KW SCA50KTL-DO/US-480 | Inverters | 50000 |  | 2 |  |  | 0.98 |  | Outdoor | Side of building near meter
NJSTRE1545088024 |  | Transition Incentive Program | Newark | 7104 | 9 | 518.21 | School Public K-12 | Yes | Behind the Meter | Net-metered non-residential rooftop and canopy |  | None | Eznergy | PSE&G | Accepted | 2020-06-10 15:13 | 2020-06-15 | 2021-06-15 | Chint | 60 KW SCA60KTL-DO/US-480 | Inverters | 60000 |  | 4 |  |  | 0.98 |  | Outdoor | Side of building near meter
NJSTRE1545088024 |  | Transition Incentive Program | Newark | 7104 | 9 | 518.21 | School Public K-12 | Yes | Behind the Meter | Net-metered non-residential rooftop and canopy |  | None | Eznergy | PSE&G | Accepted | 2020-06-10 15:13 | 2020-06-15 | 2021-06-15 | HANWHA | Q PEAK DUO G-5.2 385W | Solar Panels |  | 0.385 | 327 | 192 | 5 |  | Fixed | Roof
NJSTRE1545088024 |  | Transition Incentive Program | Newark | 7104 | 9 | 518.21 | School Public K-12 | Yes | Behind the Meter | Net-metered non-residential rooftop and canopy |  | None | Eznergy | PSE&G | Accepted | 2020-06-10 15:13 | 2020-06-15 | 2021-06-15 | Chint | 23 KW SCA23KTL-DO/US-480 | Inverters | 23000 |  | 1 |  |  | 0.98 |  | Outdoor | Side of building near meter
NJSTRE1545088024 |  | Transition Incentive Program | Newark | 7104 | 9 | 518.21 | School Public K-12 | Yes | Behind the Meter | Net-metered non-residential rooftop and canopy |  | None | Eznergy | PSE&G | Accepted | 2020-06-10 15:13 | 2020-06-15 | 2021-06-15 | Chint | 36 KW SCA36KTL-DO/US-480 | Inverters | 36000 |  | 1 |  |  | 0.98 |  | Outdoor | Side of building near meter
NJSTRE1545088024 |  | Transition Incentive Program | Newark | 7104 | 9 | 518.21 | School Public K-12 | Yes | Behind the Meter | Net-metered non-residential rooftop and canopy |  | None | Eznergy | PSE&G | Accepted | 2020-06-10 15:13 | 2020-06-15 | 2021-06-15 | Hanwha | Q PEAK DUO G-5.2 385W | Solar Panels |  | 0.385 | 396 | 192 | 7 |  | Fixed | Parking Lot
NJSTRE1545088024 |  | Transition Incentive Program | Newark | 7104 | 9 | 518.21 | School Public K-12 | Yes | Behind the Meter | Net-metered non-residential rooftop and canopy |  | None | Eznergy | PSE&G | Accepted | 2020-06-10 15:13 | 2020-06-15 | 2021-06-15 | Hanwha | Q PEAK DUO G-5.2 385W | Solar Panels |  | 0.385 | 38 | 192 | 5 |  | Fixed | Roof
NJSTRE1545088040 | NJSRRE1544316978 | Transition Incentive Program | New Egypt | 8533 | 18 | 12.29 | Residential | No | Behind the meter | Net-metered residential rooftop and canopy |  | None | Kopp Electric Company | JCP&L | Accepted | 2020-01-28 | 2020-01-31 | 2021-10-30 | CertainTeed | CT315GC11-04 | Solar Panels |  | 0.315 | 9 | 262 | 50 |  | Fixed | Roof
NJSTRE1545088040 | NJSRRE1544316978 | Transition Incentive Program | New Egypt | 8533 | 18 | 12.29 | Residential | No | Behind the meter | Net-metered residential rooftop and canopy |  | None | Kopp Electric Company | JCP&L | Accepted | 2020-01-28 | 2020-01-31 | 2021-10-30 | CertainTeed | CT315GC11-04 | Solar Panels |  | 0.315 | 5 | 172 | 25 |  | Fixed | Roof
NJSTRE1545088040 | NJSRRE1544316978 | Transition Incentive Program | New Egypt | 8533 | 18 | 12.29 | Residential | No | Behind the meter | Net-metered residential rooftop and canopy |  | None | Kopp Electric Company | JCP&L | Accepted | 2020-01-28 | 2020-01-31 | 2021-10-30 | CertainTeed | CT315GC11-04 | Solar Panels |  | 0.315 | 6 | 172 | 20 |  | Fixed | Roof
NJSTRE1545088040 | NJSRRE1544316978 | Transition Incentive Program | New Egypt | 8533 | 18 | 12.29 | Residential | No | Behind the meter | Net-metered residential rooftop and canopy |  | None | Kopp Electric Company | JCP&L | Accepted | 2020-01-28 | 2020-01-31 | 2021-10-30 | CertainTeed | CT315GC11-04 | Solar Panels |  | 0.315 | 7 | 352 | 20 |  | Fixed | Roof
NJSTRE1545088040 | NJSRRE1544316978 | Transition Incentive Program | New Egypt | 8533 | 18 | 12.29 | Residential | No | Behind the meter | Net-metered residential rooftop and canopy |  | None | Kopp Electric Company | JCP&L | Accepted | 2020-01-28 | 2020-01-31 | 2021-10-30 | Solar Edge | SE11400H-US | Inverters | 11400 |  | 1 |  |  | 0.975 |  | Outdoor | Next to meter
NJSTRE1545088040 | NJSRRE1544316978 | Transition Incentive Program | New Egypt | 8533 | 18 | 12.29 | Residential | No | Behind the meter | Net-metered residential rooftop and canopy |  | None | Kopp Electric Company | JCP&L | Accepted | 2020-01-28 | 2020-01-31 | 2021-10-30 | CertainTeed | CT315GC11-04 | Solar Panels |  | 0.315 | 12 | 170 | 25 |  | Fixed | Roof
NJSTRE1545088046 | NJSRRE1544199695 | Transition Incentive Program | Garfield | 7026 | 7 | 11.03 | Residential | No | Behind the meter | Net-metered residential rooftop and canopy |  | None | Kopp Electric Company | PSE&G | Accepted | 2020-01-20 | 2020-01-23 | 2021-10-30 | CertainTeed | CT315HC11-04 | Solar Panels |  | 0.315 | 29 | 251 | 25 |  | Fixed | Roof
NJSTRE1545088046 | NJSRRE1544199695 | Transition Incentive Program | Garfield | 7026 | 7 | 11.03 | Residential | No | Behind the meter | Net-metered residential rooftop and canopy |  | None | Kopp Electric Company | PSE&G | Accepted | 2020-01-20 | 2020-01-23 | 2021-10-30 | CertainTeed | CT315HC11-04 | Solar Panels |  | 0.315 | 6 | 71 | 25 |  | Fixed | Roof
NJSTRE1545088046 | NJSRRE1544199695 | Transition Incentive Program | Garfield | 7026 | 7 | 11.03 | Residential | No | Behind the meter | Net-metered residential rooftop and canopy |  | None | Kopp Electric Company | PSE&G | Accepted | 2020-01-20 | 2020-01-23 | 2021-10-30 | Solar Edge | SE10000H-US | Inverters | 10000 |  | 1 |  |  | 0.975 |  | Outdoor | next to meter
NJSTRE1545088051 | NJSRRE1542521350 | Transition Incentive Program | Brick | 8723 | 18 | 5.89 | Residential | No | Behind the meter | Net-metered residential rooftop and canopy |  | None | Kopp Electric Company | JCP&L | Accepted | 2019-10-09 | 2019-10-11 | 2021-10-30 | CertainTeed | CT310M11-03 | Solar Panels |  | 0.31 | 10 | 88 | 22 |  | Fixed | Roof
NJSTRE1545088051 | NJSRRE1542521350 | Transition Incentive Program | Brick | 8723 | 18 | 5.89 | Residential | No | Behind the meter | Net-metered residential rooftop and canopy |  | None | Kopp Electric Company | JCP&L | Accepted | 2019-10-09 | 2019-10-11 | 2021-10-30 | CertainTeed | CT310M11-03 | Solar Panels |  | 0.31 | 9 | 178 | 22 |  | Fixed | Roof
NJSTRE1545088051 | NJSRRE1542521350 | Transition Incentive Program | Brick | 8723 | 18 | 5.89 | Residential | No | Behind the meter | Net-metered residential rooftop and canopy |  | None | Kopp Electric Company | JCP&L | Accepted | 2019-10-09 | 2019-10-11 | 2021-10-30 | Solar Edge | SE5000h-US | Inverters | 5000 |  | 1 |  |  | 0.975 |  | Outdoor | Next to meter
NJSTRE1545088053 | NJSRRE1542428608 | Transition Incentive Program | Camden | 8105 | 14 | 4.58 | Residential | No | Behind the meter | Net-metered residential rooftop and canopy |  | None | Kopp Electric Company | PSE&G | Accepted | 2019-09-23 | 2019-09-25 | 2021-10-30 | CertainTeed | CT305M11-03 | Solar Panels |  | 0.305 | 15 | 167 | 28 |  | Fixed | Roof
NJSTRE1545088053 | NJSRRE1542428608 | Transition Incentive Program | Camden | 8105 | 14 | 4.58 | Residential | No | Behind the meter | Net-metered residential rooftop and canopy |  | None | Kopp Electric Company | PSE&G | Accepted | 2019-09-23 | 2019-09-25 | 2021-10-30 | Solar Edge | SE3800H-US | Inverters | 3800 |  | 1 |  |  | 0.975 |  | Outdoor | Next to meter
NJSTRE1545088055 |  | Transition Incentive Program | Burlington Twp | 8076 |  | 18.02 | Residential | Yes | Behind the Meter | Net-metered residential rooftop and canopy |  | None | Castle Energy, LLC | PSE&G | Accepted | 2020-06-10 15:22 | 2020-06-15 | 2021-06-15 | Hanwha Q-Cells | Q.Peak DUO BLK-G6 340 | Solar Panels |  | 0.34 | 12 | 282 | 20 |  | Fixed | Roof
NJSTRE1545088055 |  | Transition Incentive Program | Burlington Twp | 8076 |  | 18.02 | Residential | Yes | Behind the Meter | Net-metered residential rooftop and canopy |  | None | Castle Energy, LLC | PSE&G | Accepted | 2020-06-10 15:22 | 2020-06-15 | 2021-06-15 | Hanwha Q-Cells | Q.Peak DUO BLK-G6 340 | Solar Panels |  | 0.34 | 8 | 102 | 20 |  | Fixed | Roof
NJSTRE1545088055 |  | Transition Incentive Program | Burlington Twp | 8076 |  | 18.02 | Residential | Yes | Behind the Meter | Net-metered residential rooftop and canopy |  | None | Castle Energy, LLC | PSE&G | Accepted | 2020-06-10 15:22 | 2020-06-15 | 2021-06-15 | Enphase Energy | IQ7PLUS-72-2-US | Inverters | 290 |  | 53 |  |  | 0.967 |  | Outdoor | on the rooftop under each solar panel
NJSTRE1545088055 |  | Transition Incentive Program | Burlington Twp | 8076 |  | 18.02 | Residential | Yes | Behind the Meter | Net-metered residential rooftop and canopy |  | None | Castle Energy, LLC | PSE&G | Accepted | 2020-06-10 15:22 | 2020-06-15 | 2021-06-15 | Hanwha Q-Cells | Q.Peak DUO BLK-G6 340 | Solar Panels |  | 0.34 | 17 | 101 | 21 |  | Fixed | Roof
NJSTRE1545088055 |  | Transition Incentive Program | Burlington Twp | 8076 |  | 18.02 | Residential | Yes | Behind the Meter | Net-metered residential rooftop and canopy |  | None | Castle Energy, LLC | PSE&G | Accepted | 2020-06-10 15:22 | 2020-06-15 | 2021-06-15 | Hanwha Q-Cells | Q.Peak DUO BLK-G6 340 | Solar Panels |  | 0.34 | 6 | 191 | 19 |  | Fixed | Roof
NJSTRE1545088055 |  | Transition Incentive Program | Burlington Twp | 8076 |  | 18.02 | Residential | Yes | Behind the Meter | Net-metered residential rooftop and canopy |  | None | Castle Energy, LLC | PSE&G | Accepted | 2020-06-10 15:22 | 2020-06-15 | 2021-06-15 | Hanwha Q-Cells | Q.Peak DUO BLK-G6 340 | Solar Panels |  | 0.34 | 3 | 191 | 19 |  | Fixed | Roof
NJSTRE1545088055 |  | Transition Incentive Program | Burlington Twp | 8076 |  | 18.02 | Residential | Yes | Behind the Meter | Net-metered residential rooftop and canopy |  | None | Castle Energy, LLC | PSE&G | Accepted | 2020-06-10 15:22 | 2020-06-15 | 2021-06-15 | Hanwha Q-Cells | Q.Peak DUO BLK-G6 340 | Solar Panels |  | 0.34 | 7 | 281 | 21 |  | Fixed | Roof
NJSTRE1545088056 | NJSRRE1542314696 | Transition Incentive Program | Bayville | 8721 | 18 | 14.86 | Residential | Yes | Behind the meter | Net-metered residential rooftop and canopy |  | None | Kopp Electric Company | JCP&L | Accepted | 2019-09-06 | 2019-09-10 | 2021-10-30 | Trina | TSM305DD05A.05 | Solar Panels |  | 0.305 | 6 | 243 | 34 |  | Fixed | Roof
NJSTRE1545088056 | NJSRRE1542314696 | Transition Incentive Program | Bayville | 8721 | 18 | 14.86 | Residential | Yes | Behind the meter | Net-metered residential rooftop and canopy |  | None | Kopp Electric Company | JCP&L | Accepted | 2019-09-06 | 2019-09-10 | 2021-10-30 | Trina | TSM305DD05A.05 | Solar Panels |  | 0.3005 | 19 | 63 | 34 |  | Fixed | Roof
NJSTRE1545088056 | NJSRRE1542314696 | Transition Incentive Program | Bayville | 8721 | 18 | 14.86 | Residential | Yes | Behind the meter | Net-metered residential rooftop and canopy |  | None | Kopp Electric Company | JCP&L | Accepted | 2019-09-06 | 2019-09-10 | 2021-10-30 | Solar Edge | SE11400H-US | Inverters | 11400 |  | 1 |  |  | 0.975 |  | Outside | Next to meter
NJSTRE1545088056 | NJSRRE1542314696 | Transition Incentive Program | Bayville | 8721 | 18 | 14.86 | Residential | Yes | Behind the meter | Net-metered residential rooftop and canopy |  | None | Kopp Electric Company | JCP&L | Accepted | 2019-09-06 | 2019-09-10 | 2021-10-30 | Trina | TSM305DD05A.05 | Solar Panels |  | 0.305 | 24 | 243 | 34 |  | Fixed | Roof
NJSTRE1545088066 | NJSRRE1541110898 | Transition Incentive Program | Bogota | 7603 | 7 | 40 | Commercial | No | Behind the meter | Behind the Meter |  | None | Geoscape Solar | PSE&G | Eligible for TI Program | 2019-06-05 | 2019-06-07 | 2021-10-30 | Solar Edge | SE14.4KUS | Inverters | 14400 |  | 1 |  |  | 0.98 |  | Outside | adj to utility meter
NJSTRE1545088066 | NJSRRE1541110898 | Transition Incentive Program | Bogota | 7603 | 7 | 40 | Commercial | No | Behind the meter | Behind the Meter |  | None | Geoscape Solar | PSE&G | Eligible for TI Program | 2019-06-05 | 2019-06-07 | 2021-10-30 | Solar Edge | SE9KUS | Inverters | 9000 |  | 2 |  |  | 0.98 |  | Outside | adj to utility meter
NJSTRE1545088066 | NJSRRE1541110898 | Transition Incentive Program | Bogota | 7603 | 7 | 40 | Commercial | No | Behind the meter | Behind the Meter |  | None | Geoscape Solar | PSE&G | Eligible for TI Program | 2019-06-05 | 2019-06-07 | 2021-10-30 | Lg Electronics | LG400-N2W-A5 | Solar Panels |  | 0.4 | 100 | 193 | 45 |  | Fixed | Roof
NJSTRE1545088069 | NJSRRE1541514318 | Transition Incentive Program | Jersey City | 7302 | 8 | 149.85 | Commercial | No | Behind the meter | Net-metered non-residential rooftop and canopy |  | PSEG | Premier Solar Solutions | PSE&G | Accepted | 2019-07-01 | 2019-07-03 | 2021-10-30 | Solaredge | SE43.2KUS | Inverters | 129.6 |  | 3 |  |  | 0.97 |  | Indoor | Basement electrical room
NJSTRE1545088069 | NJSRRE1541514318 | Transition Incentive Program | Jersey City | 7302 | 8 | 149.85 | Commercial | No | Behind the meter | Net-metered non-residential rooftop and canopy |  | PSEG | Premier Solar Solutions | PSE&G | Accepted | 2019-07-01 | 2019-07-03 | 2021-10-30 | S-Energy | SE370M-10 | Solar Panels |  | 0.37 | 405 | 180 | 10 |  | Fixed | Roof
NJSTRE1545088070 | NJSRRE1541515360 | Transition Incentive Program | Jersey City | 7310 | 8 | 64.75 | Commercial | No | Behind the meter | Net-metered non-residential rooftop and canopy |  | None | Premier Solar Solutions | PSE&G | Accepted | 2019-07-01 | 2019-07-03 | 2021-10-30 | Solaredge | SE33.3KUS | Inverters | 33300 |  | 1 |  |  | 0.98 |  | Indoor | Basement electric room
NJSTRE1545088070 | NJSRRE1541515360 | Transition Incentive Program | Jersey City | 7310 | 8 | 64.75 | Commercial | No | Behind the meter | Net-metered non-residential rooftop and canopy |  | None | Premier Solar Solutions | PSE&G | Accepted | 2019-07-01 | 2019-07-03 | 2021-10-30 | Solaredge | SE20KUS | Inverters | 20000 |  | 1 |  |  | 0.98 |  | Indoor | Basement electric room
NJSTRE1545088070 | NJSRRE1541515360 | Transition Incentive Program | Jersey City | 7310 | 8 | 64.75 | Commercial | No | Behind the meter | Net-metered non-residential rooftop and canopy |  | None | Premier Solar Solutions | PSE&G | Accepted | 2019-07-01 | 2019-07-03 | 2021-10-30 | S-Energy | M-10 | Solar Panels |  | 0.37 | 175 | 180 | 10 |  | Fixed | Roof
NJSTRE1545088072 | NJSRRE1541515341 | Transition Incentive Program | Jersey City | 7310 | 8 | 61.42 | Commercial | No | Behind the meter | Net-metered non-residential rooftop and canopy |  | None | Premier Solar Solutions | PSE&G | Accepted | 2019-07-01 | 2019-07-03 | 2021-10-30 | S-energy | 370M-10 | Solar Panels |  | 0.37 | 166 | 180 | 10 |  | Fixed | Roof
NJSTRE1545088072 | NJSRRE1541515341 | Transition Incentive Program | Jersey City | 7310 | 8 | 61.42 | Commercial | No | Behind the meter | Net-metered non-residential rooftop and canopy |  | None | Premier Solar Solutions | PSE&G | Accepted | 2019-07-01 | 2019-07-03 | 2021-10-30 | Solaredge | SE14.4KUS | Inverters | 14400 |  | 1 |  |  | 0.97 |  | Indoor | Basement electric room
NJSTRE1545088072 | NJSRRE1541515341 | Transition Incentive Program | Jersey City | 7310 | 8 | 61.42 | Commercial | No | Behind the meter | Net-metered non-residential rooftop and canopy |  | None | Premier Solar Solutions | PSE&G | Accepted | 2019-07-01 | 2019-07-03 | 2021-10-30 | Solaredge | SE43.2KUS | Inverters | 43200 |  | 1 |  |  | 0.97 |  | Indoor | Basement electric room
NJSTRE1545088135 |  | Transition Incentive Program | POMPTON LAKES | 7442 | 6 | 6.7 | Residential | No | Behind the Meter | Net-metered residential rooftop and canopy |  | None | Infinity Solar Systems | JCP&L | Accepted | 2020-06-10 15:11 | 2020-06-15 | 2021-06-15 | ENPHASE | IQ7-60-X-US | Inverters | 240 |  | 20 |  |  | 0.97 |  | Outside | MICROINVERTERS
NJSTRE1545088135 |  | Transition Incentive Program | POMPTON LAKES | 7442 | 6 | 6.7 | Residential | No | Behind the Meter | Net-metered residential rooftop and canopy |  | None | Infinity Solar Systems | JCP&L | Accepted | 2020-06-10 15:11 | 2020-06-15 | 2021-06-15 | LG | LG335N1K-V5 | Solar Panels |  | 0.335 | 20 | 266 | 23 |  | Fixed | Roof
NJSTRE1545088136 | NJSRRE1541514372 | Transition Incentive Program | Jersey City | 7310 | 8 | 63.27 | Commercial | No | Behind the meter | Net-metered non-residential rooftop and canopy |  | None | Premier Solar Solutions | PSE&G | Accepted | 2019-07-01 | 2019-07-03 | 2021-10-30 | Solaredge | SE43.2KUS | Inverters | 43200 |  | 1 |  |  | 0.97 |  | Indoor | Basement Electrical room
NJSTRE1545088136 | NJSRRE1541514372 | Transition Incentive Program | Jersey City | 7310 | 8 | 63.27 | Commercial | No | Behind the meter | Net-metered non-residential rooftop and canopy |  | None | Premier Solar Solutions | PSE&G | Accepted | 2019-07-01 | 2019-07-03 | 2021-10-30 | S-Energy | 370M-10 | Solar Panels |  | 0.37 | 171 | 180 | 10 |  | Fixed | Roof
NJSTRE1545088136 | NJSRRE1541514372 | Transition Incentive Program | Jersey City | 7310 | 8 | 63.27 | Commercial | No | Behind the meter | Net-metered non-residential rooftop and canopy |  | None | Premier Solar Solutions | PSE&G | Accepted | 2019-07-01 | 2019-07-03 | 2021-10-30 | Solaredge | SE14.4KUS | Inverters | 14400 |  | 1 |  |  | 0.97 |  | Indoor | Basement electrical room
NJSTRE1545088144 | NJSRRE1541520980 | Transition Incentive Program | North Bergen | 7047 | 8 | 1593.72 | Commercial | No | Behind the meter | Net-metered non-residential rooftop and canopy |  | None | Solar Energy Systems, LLC. | PSE&G | Accepted | 2019-07-02 | 2019-07-08 | 2021-10-30 | JA Solar | JAM72S01 380/PR | Solar Panels |  | 0.38 | 4194 | 206 | 5 |  | Fixed | Roof
NJSTRE1545088144 | NJSRRE1541520980 | Transition Incentive Program | North Bergen | 7047 | 8 | 1593.72 | Commercial | No | Behind the meter | Net-metered non-residential rooftop and canopy |  | None | Solar Energy Systems, LLC. | PSE&G | Accepted | 2019-07-02 | 2019-07-08 | 2021-10-30 | Solectria | PVI 50TL | Inverters | 50000 |  | 3 |  |  | 0.99 |  | Outside | Roof
NJSTRE1545088144 | NJSRRE1541520980 | Transition Incentive Program | North Bergen | 7047 | 8 | 1593.72 | Commercial | No | Behind the meter | Net-metered non-residential rooftop and canopy |  | None | Solar Energy Systems, LLC. | PSE&G | Accepted | 2019-07-02 | 2019-07-08 | 2021-10-30 | Solectria | PVI 60TL | Inverters | 60000 |  | 17 |  |  | 0.99 |  | Outside | Roof
NJSTRE1545088389 |  | Transition Incentive Program | Newark | 7112 | 9 | 275.66 | School Public K-12 | Yes | Behind the Meter | Net-metered non-residential rooftop and canopy |  | None | Eznergy | PSE&G | Accepted | 2020-06-10 16:37 | 2020-06-15 | 2021-06-15 | Hanwha | Q PEAK DUO G-5.2 385W | Solar Panels |  | 0.385 | 95 | 210 | 5 |  | Fixed | Roof
NJSTRE1545088389 |  | Transition Incentive Program | Newark | 7112 | 9 | 275.66 | School Public K-12 | Yes | Behind the Meter | Net-metered non-residential rooftop and canopy |  | None | Eznergy | PSE&G | Accepted | 2020-06-10 16:37 | 2020-06-15 | 2021-06-15 | Hanwha | Q PEAK DUO G-5.2 385W | Solar Panels |  | 0.385 | 131 | 210 | 5 |  | Fixed | Roof
NJSTRE1545088389 |  | Transition Incentive Program | Newark | 7112 | 9 | 275.66 | School Public K-12 | Yes | Behind the Meter | Net-metered non-residential rooftop and canopy |  | None | Eznergy | PSE&G | Accepted | 2020-06-10 16:37 | 2020-06-15 | 2021-06-15 | Hanwha | Q PEAK DUO G-5.2 385W | Solar Panels |  | 0.385 | 71 | 210 | 5 |  | Fixed | Roof
NJSTRE1545088389 |  | Transition Incentive Program | Newark | 7112 | 9 | 275.66 | School Public K-12 | Yes | Behind the Meter | Net-metered non-residential rooftop and canopy |  | None | Eznergy | PSE&G | Accepted | 2020-06-10 16:37 | 2020-06-15 | 2021-06-15 | Chint | 28 KW SCA28KTL-DO/US-480 | Inverters | 28000 |  | 1 |  |  | 0.98 |  | Outdoor | Near meter
NJSTRE1545088389 |  | Transition Incentive Program | Newark | 7112 | 9 | 275.66 | School Public K-12 | Yes | Behind the Meter | Net-metered non-residential rooftop and canopy |  | None | Eznergy | PSE&G | Accepted | 2020-06-10 16:37 | 2020-06-15 | 2021-06-15 | Chint | 60 KW SCA60KTL-DO/US-480 | Inverters | 60000 |  | 5 |  |  | 0.98 |  | Outdoor | Near meter
NJSTRE1545088389 |  | Transition Incentive Program | Newark | 7112 | 9 | 275.66 | School Public K-12 | Yes | Behind the Meter | Net-metered non-residential rooftop and canopy |  | None | Eznergy | PSE&G | Accepted | 2020-06-10 16:37 | 2020-06-15 | 2021-06-15 | Hanwha | Q PEAK DUO G-5.2 385W | Solar Panels |  | 0.385 | 73 | 210 | 5 |  | Fixed | Roof
NJSTRE1545088389 |  | Transition Incentive Program | Newark | 7112 | 9 | 275.66 | School Public K-12 | Yes | Behind the Meter | Net-metered non-residential rooftop and canopy |  | None | Eznergy | PSE&G | Accepted | 2020-06-10 16:37 | 2020-06-15 | 2021-06-15 | Hanwha | Q PEAK DUO G-5.2 385W | Solar Panels |  | 0.385 | 177 | 210 | 5 |  | Fixed | Roof
NJSTRE1545088389 |  | Transition Incentive Program | Newark | 7112 | 9 | 275.66 | School Public K-12 | Yes | Behind the Meter | Net-metered non-residential rooftop and canopy |  | None | Eznergy | PSE&G | Accepted | 2020-06-10 16:37 | 2020-06-15 | 2021-06-15 | Hanwha | Q PEAK DUO G-5.2 385W | Solar Panels |  | 0.385 | 132 | 210 | 5 |  | Fixed | Roof
NJSTRE1545088389 |  | Transition Incentive Program | Newark | 7112 | 9 | 275.66 | School Public K-12 | Yes | Behind the Meter | Net-metered non-residential rooftop and canopy |  | None | Eznergy | PSE&G | Accepted | 2020-06-10 16:37 | 2020-06-15 | 2021-06-15 | Hanwha | Q PEAK DUO G-5.2 385W | Solar Panels |  | 0.385 | 37 | 210 | 5 |  | Fixed | Roof
NJSTRE1545088389 |  | Transition Incentive Program | Newark | 7112 | 9 | 275.66 | School Public K-12 | Yes | Behind the Meter | Net-metered non-residential rooftop and canopy |  | None | Eznergy | PSE&G | Accepted | 2020-06-10 16:37 | 2020-06-15 | 2021-06-15 | Chint | 50 KW SCA50KTL-DO/US-480 | Inverters | 50000 |  | 1 |  |  | 0.98 |  | Outdoor | Near meter
NJSTRE1545088425 |  | Transition Incentive Program | Phillipsburg | 8865 | 2 | 3.45 | Residential | Yes | Behind the Meter | Net-metered residential rooftop and canopy |  | None | Sunrun Installation Services, Inc. | JCP&L | Accepted | 2020-06-10 16:16 | 2020-06-15 | 2021-10-30 | LG Electronics | LG345N1C-V5 | Solar Panels |  | 0.345 | 5 | 54 | 33 |  | Fixed | Roof
NJSTRE1545088425 |  | Transition Incentive Program | Phillipsburg | 8865 | 2 | 3.45 | Residential | Yes | Behind the Meter | Net-metered residential rooftop and canopy |  | None | Sunrun Installation Services, Inc. | JCP&L | Accepted | 2020-06-10 16:16 | 2020-06-15 | 2021-10-30 | LG Electronics | LG345N1C-V5 | Solar Panels |  | 0.345 | 5 | 234 | 33 |  | Fixed | Roof
NJSTRE1545088425 |  | Transition Incentive Program | Phillipsburg | 8865 | 2 | 3.45 | Residential | Yes | Behind the Meter | Net-metered residential rooftop and canopy |  | None | Sunrun Installation Services, Inc. | JCP&L | Accepted | 2020-06-10 16:16 | 2020-06-15 | 2021-10-30 | Delta Electronics | M4-TL-US | Inverters | 4000 |  | 1 |  |  | 0.96 |  | Outdoor | Next To Meter
NJSTRE1545088425 |  | Transition Incentive Program | Phillipsburg | 8865 | 2 | 3.45 | Residential | Yes | Behind the Meter | Net-metered residential rooftop and canopy |  | None | Sunrun Installation Services, Inc. | JCP&L | Accepted | 2020-06-10 16:16 | 2020-06-15 | 2021-10-30 | Delta | M4-TL-US | Meters |  |  | 1 |  |  |  | Yes | Outdoor
NJSTRE1545088456 |  | Transition Incentive Program | Jersey City | 7305 | 8 | 6.37 | Residential | Yes | Behind the Meter | Net-metered residential rooftop and canopy |  | None | Pro Custom Solar dba Momentum Solar | PSE&G | Accepted | 2020-06-10 16:40 | 2020-06-15 | 2021-06-15 | HANWHA | Q.PEAK DUO BLK G6+ 335 | Solar Panels |  | 0.335 | 8 | 327 | 18 |  | Fixed | Roof
NJSTRE1545088456 |  | Transition Incentive Program | Jersey City | 7305 | 8 | 6.37 | Residential | Yes | Behind the Meter | Net-metered residential rooftop and canopy |  | None | Pro Custom Solar dba Momentum Solar | PSE&G | Accepted | 2020-06-10 16:40 | 2020-06-15 | 2021-06-15 | HANWHA | Q.PEAK DUO BLK G6+ 335 | Solar Panels |  | 0.335 | 11 | 147 | 18 |  | Fixed | Roof
NJSTRE1545088456 |  | Transition Incentive Program | Jersey City | 7305 | 8 | 6.37 | Residential | Yes | Behind the Meter | Net-metered residential rooftop and canopy |  | None | Pro Custom Solar dba Momentum Solar | PSE&G | Accepted | 2020-06-10 16:40 | 2020-06-15 | 2021-06-15 | Enphase Energy | IQ7-60-2-US | Inverters | 240 |  | 19 |  |  | 0.97 |  | Outdoor | Roof
NJSTRE1545088490 |  | Transition Incentive Program | Cape May | 8204 | 21 | 7.68 | Residential | Yes | Behind the Meter | Net-metered residential rooftop and canopy |  | None | Bright Planet Solar | AC Electric | Accepted | 2020-06-10 17:49 | 2020-06-15 | 2021-06-15 | Hanwha Q-Cells | Q.PEAK DUO BLK-G5 320 | Solar Panels |  | 0.32 | 16 | 213 | 17 |  | Fixed | Roof
NJSTRE1545088490 |  | Transition Incentive Program | Cape May | 8204 | 21 | 7.68 | Residential | Yes | Behind the Meter | Net-metered residential rooftop and canopy |  | None | Bright Planet Solar | AC Electric | Accepted | 2020-06-10 17:49 | 2020-06-15 | 2021-06-15 | Hanwha Q-Cells | Q.PEAK DUO BLK-G5 320 | Solar Panels |  | 0.32 | 4 | 31 | 47 |  | Fixed | Roof
NJSTRE1545088490 |  | Transition Incentive Program | Cape May | 8204 | 21 | 7.68 | Residential | Yes | Behind the Meter | Net-metered residential rooftop and canopy |  | None | Bright Planet Solar | AC Electric | Accepted | 2020-06-10 17:49 | 2020-06-15 | 2021-06-15 | Hanwha Q-Cells | Q.PEAK DUO BLK-G5 320 | Solar Panels |  | 0.32 | 4 | 121 | 22 |  | Fixed | Roof
NJSTRE1545088490 |  | Transition Incentive Program | Cape May | 8204 | 21 | 7.68 | Residential | Yes | Behind the Meter | Net-metered residential rooftop and canopy |  | None | Bright Planet Solar | AC Electric | Accepted | 2020-06-10 17:49 | 2020-06-15 | 2021-06-15 | Solar Edge | SE6000H-USRGM | Inverters | 6000 |  | 1 |  |  | 0.98 |  | Outdoor | OUTSIDE
NJSTRE1545088509 |  | Transition Incentive Program | Lodi | 7644 | 7 | 2.01 | Residential | Yes | Behind the Meter | Net-metered residential rooftop and canopy |  | None | Pro Custom Solar dba Momentum Solar | PSE&G | Accepted | 2020-06-10 17:18 | 2020-06-15 | 2021-06-15 | HANWHA | Q.PEAK DUO BLK G6+ 335 | Solar Panels |  | 0.335 | 2 | 301 | 21 |  | Fixed | Roof
NJSTRE1545088509 |  | Transition Incentive Program | Lodi | 7644 | 7 | 2.01 | Residential | Yes | Behind the Meter | Net-metered residential rooftop and canopy |  | None | Pro Custom Solar dba Momentum Solar | PSE&G | Accepted | 2020-06-10 17:18 | 2020-06-15 | 2021-06-15 | HANWHA | Q.PEAK DUO BLK G6+ 335 | Solar Panels |  | 0.335 | 2 | 121 | 19 |  | Fixed | Roof
NJSTRE1545088509 |  | Transition Incentive Program | Lodi | 7644 | 7 | 2.01 | Residential | Yes | Behind the Meter | Net-metered residential rooftop and canopy |  | None | Pro Custom Solar dba Momentum Solar | PSE&G | Accepted | 2020-06-10 17:18 | 2020-06-15 | 2021-06-15 | Enphase Energy | IQ7-60-2-US | Inverters | 240 |  | 6 |  |  | 0.97 |  | Outdoor | Roof
NJSTRE1545088509 |  | Transition Incentive Program | Lodi | 7644 | 7 | 2.01 | Residential | Yes | Behind the Meter | Net-metered residential rooftop and canopy |  | None | Pro Custom Solar dba Momentum Solar | PSE&G | Accepted | 2020-06-10 17:18 | 2020-06-15 | 2021-06-15 | HANWHA | Q.PEAK DUO BLK G6+ 335 | Solar Panels |  | 0.335 | 1 | 21 | 22 |  | Fixed | Roof
NJSTRE1545088509 |  | Transition Incentive Program | Lodi | 7644 | 7 | 2.01 | Residential | Yes | Behind the Meter | Net-metered residential rooftop and canopy |  | None | Pro Custom Solar dba Momentum Solar | PSE&G | Accepted | 2020-06-10 17:18 | 2020-06-15 | 2021-06-15 | HANWHA | Q.PEAK DUO BLK G6+ 335 | Solar Panels |  | 0.335 | 1 | 211 | 22 |  | Fixed | Roof
NJSTRE1545090208 |  | Transition Incentive Program | NESCO | 8037 | 19 | 9.14 | Residential | No | Behind the Meter | Net-metered residential rooftop and canopy |  | None | Suntuity Solar LLC | AC Electric | Accepted | 2020-06-11 05:17 | 2020-06-15 | 2021-06-15 | Hanwha Solar | Q-Cells 315 Mono | Solar Panels |  | 0.315 | 5 | 272 | 21 |  | Fixed | Roof
NJSTRE1545090208 |  | Transition Incentive Program | NESCO | 8037 | 19 | 9.14 | Residential | No | Behind the Meter | Net-metered residential rooftop and canopy |  | None | Suntuity Solar LLC | AC Electric | Accepted | 2020-06-11 05:17 | 2020-06-15 | 2021-06-15 | Hanwha Solar | Q-Cells 315 Mono | Solar Panels |  | 0.315 | 4 | 92 | 21 |  | Fixed | Roof
NJSTRE1545090208 |  | Transition Incentive Program | NESCO | 8037 | 19 | 9.14 | Residential | No | Behind the Meter | Net-metered residential rooftop and canopy |  | None | Suntuity Solar LLC | AC Electric | Accepted | 2020-06-11 05:17 | 2020-06-15 | 2021-06-15 | Enphase Energy | IQ7-60-2-US | Inverters | 240 |  | 29 |  |  | 0.97 |  | Outdoor | Behind the PV Modules
NJSTRE1545090208 |  | Transition Incentive Program | NESCO | 8037 | 19 | 9.14 | Residential | No | Behind the Meter | Net-metered residential rooftop and canopy |  | None | Suntuity Solar LLC | AC Electric | Accepted | 2020-06-11 05:17 | 2020-06-15 | 2021-06-15 | Hanwha Solar | Q-Cells 315 Mono | Solar Panels |  | 0.315 | 12 | 92 | 21 |  | Fixed | Roof
NJSTRE1545090208 |  | Transition Incentive Program | NESCO | 8037 | 19 | 9.14 | Residential | No | Behind the Meter | Net-metered residential rooftop and canopy |  | None | Suntuity Solar LLC | AC Electric | Accepted | 2020-06-11 05:17 | 2020-06-15 | 2021-06-15 | Hanwha Solar | Q-Cells 315 Mono | Solar Panels |  | 0.315 | 8 | 272 | 21 |  | Fixed | Roof
NJSTRE1545090229 | NJSRRE1544698480 | Transition Incentive Program | Freehold | 7728 | 17 | 10.23 | Residential | No | Behind the meter | Net-metered residential rooftop and canopy |  | None | Ecological Systems LLC | JCP&L | Accepted | 2020-03-16 | 2020-03-19 | 2021-10-30 | Blue Sun | BSM330M-60 | Solar Panels |  | 0.33 | 13 | 117 | 60 |  | Fixed | Roof
NJSTRE1545090229 | NJSRRE1544698480 | Transition Incentive Program | Freehold | 7728 | 17 | 10.23 | Residential | No | Behind the meter | Net-metered residential rooftop and canopy |  | None | Ecological Systems LLC | JCP&L | Accepted | 2020-03-16 | 2020-03-19 | 2021-10-30 | Blue Sun | BSM330M-60 | Solar Panels |  | 0.33 | 3 | 117 | 20 |  | Fixed | Roof
NJSTRE1545090229 | NJSRRE1544698480 | Transition Incentive Program | Freehold | 7728 | 17 | 10.23 | Residential | No | Behind the meter | Net-metered residential rooftop and canopy |  | None | Ecological Systems LLC | JCP&L | Accepted | 2020-03-16 | 2020-03-19 | 2021-10-30 | Blue Sun | BSM330M-60 | Solar Panels |  | 0.33 | 1 | 17 | 35 |  | Fixed | Roof
NJSTRE1545090229 | NJSRRE1544698480 | Transition Incentive Program | Freehold | 7728 | 17 | 10.23 | Residential | No | Behind the meter | Net-metered residential rooftop and canopy |  | None | Ecological Systems LLC | JCP&L | Accepted | 2020-03-16 | 2020-03-19 | 2021-10-30 | Solar Edge | SE3800H-US, SE5000H-US | Meters |  |  | 2 |  |  |  | Yes | Outdoor
NJSTRE1545090229 | NJSRRE1544698480 | Transition Incentive Program | Freehold | 7728 | 17 | 10.23 | Residential | No | Behind the meter | Net-metered residential rooftop and canopy |  | None | Ecological Systems LLC | JCP&L | Accepted | 2020-03-16 | 2020-03-19 | 2021-10-30 | Solar Edge | SE3800H-US, SE5000H-US | Inverters | 8800 |  | 2 |  |  | 0.99 |  | Outside | at meter
NJSTRE1545090229 | NJSRRE1544698480 | Transition Incentive Program | Freehold | 7728 | 17 | 10.23 | Residential | No | Behind the meter | Net-metered residential rooftop and canopy |  | None | Ecological Systems LLC | JCP&L | Accepted | 2020-03-16 | 2020-03-19 | 2021-10-30 | Blue Sun | BSM330M-60 | Solar Panels |  | 0.33 | 12 | 197 | 35 |  | Fixed | Roof
NJSTRE1545090229 | NJSRRE1544698480 | Transition Incentive Program | Freehold | 7728 | 17 | 10.23 | Residential | No | Behind the meter | Net-metered residential rooftop and canopy |  | None | Ecological Systems LLC | JCP&L | Accepted | 2020-03-16 | 2020-03-19 | 2021-10-30 | Blue Sun | BSM330M-60 | Solar Panels |  | 0.33 | 2 | 207 | 20 |  | Fixed | Roof
NJSTRE1545090230 | NJSRRE1544695814 | Transition Incentive Program | Monroe | 8831 | 11 | 15.51 | Residential | No | Behind the meter | Net-metered residential rooftop and canopy |  | None | Ecological Systems LLC | JCP&L | Accepted | 2020-03-16 | 2020-03-19 | 2021-10-30 | Blue Sun | BSM330M-60 | Solar Panels |  | 0.33 | 47 | 180 | 25 |  | Fixed | Roof
NJSTRE1545090230 | NJSRRE1544695814 | Transition Incentive Program | Monroe | 8831 | 11 | 15.51 | Residential | No | Behind the meter | Net-metered residential rooftop and canopy |  | None | Ecological Systems LLC | JCP&L | Accepted | 2020-03-16 | 2020-03-19 | 2021-10-30 | Solar Log | CL200 | Meters |  |  | 1 |  |  |  | Yes | Outdoor
NJSTRE1545090230 | NJSRRE1544695814 | Transition Incentive Program | Monroe | 8831 | 11 | 15.51 | Residential | No | Behind the meter | Net-metered residential rooftop and canopy |  | None | Ecological Systems LLC | JCP&L | Accepted | 2020-03-16 | 2020-03-19 | 2021-10-30 | Fronius | Primo 15.0 | Inverters | 15000 |  | 1 |  |  | 0.96 |  | Outside | at meter
NJSTRE1545090232 | NJSRRE1544540734 | Transition Incentive Program | Point Pleasant | 8742 | 18 | 6.6 | Residential | No | Behind the meter | Net-metered residential rooftop and canopy |  | None | Ecological Systems LLC | JCP&L | Accepted | 2020-02-26 | 2020-02-28 | 2021-10-30 | SMA | 5.0-US | Inverters | 5000 |  | 1 |  |  | 0.92 |  | Outside | at meter
NJSTRE1545090232 | NJSRRE1544540734 | Transition Incentive Program | Point Pleasant | 8742 | 18 | 6.6 | Residential | No | Behind the meter | Net-metered residential rooftop and canopy |  | None | Ecological Systems LLC | JCP&L | Accepted | 2020-02-26 | 2020-02-28 | 2021-10-30 | Blue Sun | BSM330M-60 | Solar Panels |  | 0.33 | 20 | 180 | 20 |  | Fixed | Roof
NJSTRE1545090232 | NJSRRE1544540734 | Transition Incentive Program | Point Pleasant | 8742 | 18 | 6.6 | Residential | No | Behind the meter | Net-metered residential rooftop and canopy |  | None | Ecological Systems LLC | JCP&L | Accepted | 2020-02-26 | 2020-02-28 | 2021-10-30 | solar log | CL200 | Meters |  |  | 1 |  |  |  | Yes | Outdoor
NJSTRE1545090233 | NJSRRE1543474281 | Transition Incentive Program | Red Bank | 7701 | 17 | 22.11 | Commercial | No | Behind the meter | Net-metered non-residential ground mount |  | None | Ecological Systems LLC | JCP&L | Accepted | 2019-12-03 | 2019-12-09 | 2021-10-30 | Blue Sun | BSM330M-60 | Solar Panels |  | 0.33 | 67 | 180 | 40 |  | Fixed | Roof
NJSTRE1545090233 | NJSRRE1543474281 | Transition Incentive Program | Red Bank | 7701 | 17 | 22.11 | Commercial | No | Behind the meter | Net-metered non-residential ground mount |  | None | Ecological Systems LLC | JCP&L | Accepted | 2019-12-03 | 2019-12-09 | 2021-10-30 | Fronius | IG Plus Advanced | Inverters | 10000 |  | 2 |  |  | 0.96 |  | Outside | at meter
NJSTRE1545090233 | NJSRRE1543474281 | Transition Incentive Program | Red Bank | 7701 | 17 | 22.11 | Commercial | No | Behind the meter | Net-metered non-residential ground mount |  | None | Ecological Systems LLC | JCP&L | Accepted | 2019-12-03 | 2019-12-09 | 2021-10-30 | Solar Log | CL200 | Meters |  |  | 1 |  |  |  | Yes | Outdoor
NJSTRE1545090234 | NJSRRE1540746344 | Transition Incentive Program | Neptune | 7753 | 17 | 18.29 | Non Profit | No | Behind the meter | Net-metered non-residential ground mount |  | None | Ecological Systems LLC | JCP&L | Accepted | 2019-04-01 | 2019-04-01 | 2021-10-30 | Fronius | 10.0-01 | Inverters | 40000 |  | 2 |  |  | 0.96 |  | Outside | at meter
NJSTRE1545090234 | NJSRRE1540746344 | Transition Incentive Program | Neptune | 7753 | 17 | 18.29 | Non Profit | No | Behind the meter | Net-metered non-residential ground mount |  | None | Ecological Systems LLC | JCP&L | Accepted | 2019-04-01 | 2019-04-01 | 2021-10-30 | Blue Sun | 290 | Solar Panels |  | 0.295 | 62 | 180 | 20 |  | Fixed | Roof
NJSTRE1545090234 | NJSRRE1540746344 | Transition Incentive Program | Neptune | 7753 | 17 | 18.29 | Non Profit | No | Behind the meter | Net-metered non-residential ground mount |  | None | Ecological Systems LLC | JCP&L | Accepted | 2019-04-01 | 2019-04-01 | 2021-10-30 | Solar Log | CL200 | Meters |  |  | 1 |  |  |  |  | Outdoor
NJSTRE1545090235 | NJSRRE1542494077 | Transition Incentive Program | Somerset | 8873 | 5 | 21.78 | Residential | No | Behind the Meter | Net-metered residential rooftop and canopy |  | None | Ecological Systems LLC | PSE&G | Accepted | 2019-10-02 | 2019-10-04 | 2021-10-30 | Solar Edge | SE | Meters |  |  | 2 |  |  |  | Yes | Outdoor
NJSTRE1545090235 | NJSRRE1542494077 | Transition Incentive Program | Somerset | 8873 | 5 | 21.78 | Residential | No | Behind the Meter | Net-metered residential rooftop and canopy |  | None | Ecological Systems LLC | PSE&G | Accepted | 2019-10-02 | 2019-10-04 | 2021-10-30 | Solar Edge | SE10000HE-US | Inverters | 20000 |  | 2 |  |  | 0.99 |  | Outside | at meter
NJSTRE1545090235 | NJSRRE1542494077 | Transition Incentive Program | Somerset | 8873 | 5 | 21.78 | Residential | No | Behind the Meter | Net-metered residential rooftop and canopy |  | None | Ecological Systems LLC | PSE&G | Accepted | 2019-10-02 | 2019-10-04 | 2021-10-30 | Talesun | TP6H60M | Solar Panels |  | 0.33 | 66 | 300 | 35 |  | Fixed | Roof
NJSTRE1545090236 | NJSRRE1544431032 | Transition Incentive Program | Matawan | 7747 | 17 | 38.28 | Commercial | No | Behind the meter | Net-metered non-residential rooftop and canopy |  | None | Ecological Systems LLC | JCP&L | Accepted | 2020-02-11 | 2020-02-13 | 2021-10-30 | Blue Sun | BSM330M-60 | Solar Panels |  | 0.33 | 116 | 180 | 25 |  | Fixed | Roof
NJSTRE1545090236 | NJSRRE1544431032 | Transition Incentive Program | Matawan | 7747 | 17 | 38.28 | Commercial | No | Behind the meter | Net-metered non-residential rooftop and canopy |  | None | Ecological Systems LLC | JCP&L | Accepted | 2020-02-11 | 2020-02-13 | 2021-10-30 | Fronius | Primo 10.0-01 | Inverters | 10000 |  | 3 |  |  | 0.96 |  | Outside | at meter
NJSTRE1545090236 | NJSRRE1544431032 | Transition Incentive Program | Matawan | 7747 | 17 | 38.28 | Commercial | No | Behind the meter | Net-metered non-residential rooftop and canopy |  | None | Ecological Systems LLC | JCP&L | Accepted | 2020-02-11 | 2020-02-13 | 2021-10-30 | Solar Log | CL200 | Meters |  |  | 1 |  |  |  | Yes | Outdoor
NJSTRE1545090239 | NJSRRE1543506334 | Transition Incentive Program | Sewell | 8080 | 15 | 492.8 | Commercial | No | Behind the meter | Net-metered non-residential rooftop and canopy |  | None | M&Z Solar, LLC | AC Electric | Accepted | 2019-12-10 | 2019-12-13 | 2021-10-30 | Axitec | 385p | Solar Panels |  | 0.385 | 1280 | 220, 40 | 10 |  | Fixed | Roof
NJSTRE1545090239 | NJSRRE1543506334 | Transition Incentive Program | Sewell | 8080 | 15 | 492.8 | Commercial | No | Behind the meter | Net-metered non-residential rooftop and canopy |  | None | M&Z Solar, LLC | AC Electric | Accepted | 2019-12-10 | 2019-12-13 | 2021-10-30 | Fronius | Symo 24.0 | Inverters | 31000 |  | 18 |  |  | 0.975 |  | Outdoor | roof
NJSTRE1545090239 | NJSRRE1543506334 | Transition Incentive Program | Sewell | 8080 | 15 | 492.8 | Commercial | No | Behind the meter | Net-metered non-residential rooftop and canopy |  | None | M&Z Solar, LLC | AC Electric | Accepted | 2019-12-10 | 2019-12-13 | 2021-10-30 | Solarlog | 2000 | Meters |  |  | 1 |  |  |  | Yes | Outdoor
NJSTRE1545090240 | NJSRRE1543478983 | Transition Incentive Program | Sewell | 8080 | 15 | 420.04 | Commercial | No | Behind the meter | Net-metered non-residential rooftop and canopy |  | None | M&Z Solar, LLC | AC Electric | Accepted | 2019-12-05 | 2019-12-09 | 2021-10-30 | Fronius | Symo 24.0 Advanced | Inverters | 31000 |  | 15 |  |  | 0.975 |  | Outdoor | Roof
NJSTRE1545090240 | NJSRRE1543478983 | Transition Incentive Program | Sewell | 8080 | 15 | 420.04 | Commercial | No | Behind the meter | Net-metered non-residential rooftop and canopy |  | None | M&Z Solar, LLC | AC Electric | Accepted | 2019-12-05 | 2019-12-09 | 2021-10-30 | Axitec | 385P | Solar Panels |  | 0.385 | 1091 | 40 | 10 |  | Fixed | Roof
NJSTRE1545090240 | NJSRRE1543478983 | Transition Incentive Program | Sewell | 8080 | 15 | 420.04 | Commercial | No | Behind the meter | Net-metered non-residential rooftop and canopy |  | None | M&Z Solar, LLC | AC Electric | Accepted | 2019-12-05 | 2019-12-09 | 2021-10-30 | Solarlog | 2000 | Meters |  |  | 1 |  |  |  | Yes
NJSTRE1545090251 | NJSRRE1544456233 | Transition Incentive Program | Mays Landing | 8330 | 19 | 374.99 | School Public K-12 | Yes | Behind the meter | Net-metered non-residential rooftop and canopy |  | None | Pfister Energy, Inc. | AC Electric | Accepted | 2020-02-20 | 2020-02-21 | 2021-10-30 | Heliene | 72m-silver-385 | Solar Panels |  | 0.385 | 974 | 178 | 10 |  | Fixed | Roof
NJSTRE1545090251 | NJSRRE1544456233 | Transition Incentive Program | Mays Landing | 8330 | 19 | 374.99 | School Public K-12 | Yes | Behind the meter | Net-metered non-residential rooftop and canopy |  | None | Pfister Energy, Inc. | AC Electric | Accepted | 2020-02-20 | 2020-02-21 | 2021-10-30 | Chint | CPS SCA60KTL-DO/US-480 | Inverters | 60000 |  | 1 |  |  | 0.988 |  | Outdoor | N/A
NJSTRE1545090251 | NJSRRE1544456233 | Transition Incentive Program | Mays Landing | 8330 | 19 | 374.99 | School Public K-12 | Yes | Behind the meter | Net-metered non-residential rooftop and canopy |  | None | Pfister Energy, Inc. | AC Electric | Accepted | 2020-02-20 | 2020-02-21 | 2021-10-30 | Chint | CPS SCA50KTL-DO/US-480 | Inverters | 50000 |  | 1 |  |  | 0.988 |  | Outdoor | N/A
NJSTRE1545090251 | NJSRRE1544456233 | Transition Incentive Program | Mays Landing | 8330 | 19 | 374.99 | School Public K-12 | Yes | Behind the meter | Net-metered non-residential rooftop and canopy |  | None | Pfister Energy, Inc. | AC Electric | Accepted | 2020-02-20 | 2020-02-21 | 2021-10-30 | Chint | CPS SKA36KTL-480 | Inverters | 36000 |  | 36 |  |  | 0.986 |  | Outdoor | N/A
NJSTRE1545090252 |  | Transition Incentive Program | East Brunswick | 8816 | 11 | 5.99 | Residential | Yes | Behind the Meter | Net-metered residential rooftop and canopy |  | None | Suntuity Solar LLC | PSE&G | Accepted | 2020-06-11 08:47 | 2020-06-15 | 2021-06-15 | Hanwha Solar | Q-Cells 315 Mono | Solar Panels |  | 0.315 | 6 | 96 | 22 |  | Fixed | Roof
NJSTRE1545090252 |  | Transition Incentive Program | East Brunswick | 8816 | 11 | 5.99 | Residential | Yes | Behind the Meter | Net-metered residential rooftop and canopy |  | None | Suntuity Solar LLC | PSE&G | Accepted | 2020-06-11 08:47 | 2020-06-15 | 2021-06-15 | Hanwha Solar | Q-Cells 315 Mono | Solar Panels |  | 0.315 | 13 | 186 | 22 |  | Fixed | Roof
NJSTRE1545090252 |  | Transition Incentive Program | East Brunswick | 8816 | 11 | 5.99 | Residential | Yes | Behind the Meter | Net-metered residential rooftop and canopy |  | None | Suntuity Solar LLC | PSE&G | Accepted | 2020-06-11 08:47 | 2020-06-15 | 2021-06-15 | Enphase Energy | IQ7-60-2-US | Inverters | 240 |  | 19 |  |  | 0.97 |  | Outdoor | Behind the PV Modules
NJSTRE1545096623 |  | Transition Incentive Program | Beverly | 8010 | 13 | 5.7 | Residential | Yes | Behind the Meter | Net-metered residential rooftop and canopy |  | None | Trinity Solar | PSE&G | Accepted | 2020-06-11 10:57 | 2020-06-16 | 2021-06-16 | SOLAR EDGE | SE5000H-US | Inverters | 5000 |  | 1 |  |  | 0.97 |  | Outside | SIDE OF HOME
NJSTRE1545096623 |  | Transition Incentive Program | Beverly | 8010 | 13 | 5.7 | Residential | Yes | Behind the Meter | Net-metered residential rooftop and canopy |  | None | Trinity Solar | PSE&G | Accepted | 2020-06-11 10:57 | 2020-06-16 | 2021-06-16 | HANWHA | QPEAK DUO BLK-G6 335 | Solar Panels |  | 0.335 | 17 | 121 | 2 |  | Fixed | Roof
NJSTRE1545096722 |  | Transition Incentive Program | Englishtown | 7726 | 17 | 16.64 | Residential | No | Behind the Meter | Net-metered residential rooftop and canopy |  | None | EMT Renewables | JCP&L | Accepted | 2020-06-11 11:26 | 2020-06-16 | 2021-06-16 | Trina | 320-BLK | Solar Panels |  | 0.32 | 22 | 260 | 18 |  | Fixed | Roof
NJSTRE1545096722 |  | Transition Incentive Program | Englishtown | 7726 | 17 | 16.64 | Residential | No | Behind the Meter | Net-metered residential rooftop and canopy |  | None | EMT Renewables | JCP&L | Accepted | 2020-06-11 11:26 | 2020-06-16 | 2021-06-16 | Enphase | IQ7-60-2-US | Inverters | 240 |  | 52 |  |  | 0.97 |  | Outside | UNDER PANELS
NJSTRE1545096722 |  | Transition Incentive Program | Englishtown | 7726 | 17 | 16.64 | Residential | No | Behind the Meter | Net-metered residential rooftop and canopy |  | None | EMT Renewables | JCP&L | Accepted | 2020-06-11 11:26 | 2020-06-16 | 2021-06-16 | Trina | 320-BLK | Solar Panels |  | 0.32 | 20 | 80 | 16 |  | Fixed | Roof
NJSTRE1545096722 |  | Transition Incentive Program | Englishtown | 7726 | 17 | 16.64 | Residential | No | Behind the Meter | Net-metered residential rooftop and canopy |  | None | EMT Renewables | JCP&L | Accepted | 2020-06-11 11:26 | 2020-06-16 | 2021-06-16 | Trina | 320-BLK | Solar Panels |  | 0.32 | 10 | 170 | 27 |  | Fixed | Roof
NJSTRE1545096803 |  | Transition Incentive Program | Linwood | 8221 | 19 | 7.82 | Residential | Yes | Behind the Meter | Net-metered residential rooftop and canopy |  | None | Trinity Solar | AC Electric | Accepted | 2020-06-11 12:34 | 2020-06-19 | 2021-06-19 | HANWHA | Q.PEAK DUO BLK-G6 340 | Solar Panels |  | 0.34 | 15 | 180 | 30 |  | Fixed | Roof
NJSTRE1545096803 |  | Transition Incentive Program | Linwood | 8221 | 19 | 7.82 | Residential | Yes | Behind the Meter | Net-metered residential rooftop and canopy |  | None | Trinity Solar | AC Electric | Accepted | 2020-06-11 12:34 | 2020-06-19 | 2021-06-19 | SOLAR EDGE | SE6000H-US | Inverters | 6000 |  | 1 |  |  | 0.97 |  | Outside | SIDE OF HOME
NJSTRE1545096803 |  | Transition Incentive Program | Linwood | 8221 | 19 | 7.82 | Residential | Yes | Behind the Meter | Net-metered residential rooftop and canopy |  | None | Trinity Solar | AC Electric | Accepted | 2020-06-11 12:34 | 2020-06-19 | 2021-06-19 | HANWHA | Q.PEAK DUO BLK-G6 340 | Solar Panels |  | 0.34 | 8 | 180 | 30 |  | Fixed | Roof
NJSTRE1545096842 | NJSRRE1542395105 | Transition Incentive Program | Toms River | 8753 | 18 | 1553.44 | Commercial | Yes | Behind the Meter | Net-metered non-residential ground mount |  | None | EDF Renewables Distributed Solutions, Inc. | JCP&L | Accepted | 2019-09-13 | 2019-09-17 | 2021-10-30 | Yaskawa Solectria Solar | XGI 1500-125 | Inverters | 1250 |  | 10 |  |  | 0.98 |  | Outside | Outside
NJSTRE1545096842 | NJSRRE1542395105 | Transition Incentive Program | Toms River | 8753 | 18 | 1553.44 | Commercial | Yes | Behind the Meter | Net-metered non-residential ground mount |  | None | EDF Renewables Distributed Solutions, Inc. | JCP&L | Accepted | 2019-09-13 | 2019-09-17 | 2021-10-30 | Canadian Solar | CS3U-380MS | Solar Panels |  | 0.38 | 4088 | 180 | 25 |  | Fixed | Ground
NJSTRE1545096843 | NJSRRE1540960082 | Transition Incentive Program | Toms RIver | 8755 | 18 | 27999.92 | Commercial | Yes | Grid Supply | Subsection (t): landfill, brownfield, areas of historic fill. | t | None | EDF Renewables Distributed Solutions | JCP&L | Accepted | 2019-05-10 | 2019-05-31 | 2021-04-30 | Canadian Solar | CS3U-380 | Solar Panels |  | 0.38 | 73684 | 180 | 20 |  | Fixed | Ground
NJSTRE1545097152 |  | Transition Incentive Program | West Windsor | 8550 | 12 | 8.45 | Residential | No | Behind the Meter | Net-metered residential rooftop and canopy |  | None | Greentech Solar USA LLC | PSE&G | Accepted | 2020-06-11 17:10 | 2020-06-16 | 2021-06-16 | Trina Solar | TSM-DD5A 325M | Solar Panels |  | 0.325 | 26 | 213 | 25 |  | Fixed | Roof
NJSTRE1545097152 |  | Transition Incentive Program | West Windsor | 8550 | 12 | 8.45 | Residential | No | Behind the Meter | Net-metered residential rooftop and canopy |  | None | Greentech Solar USA LLC | PSE&G | Accepted | 2020-06-11 17:10 | 2020-06-16 | 2021-06-16 | Growatt | 7600MTLP-US | Inverters | 7600 |  | 1 |  |  | 0.97 |  | Indoor | Basement Wall
NJSTRE1545098779 |  | Transition Incentive Program | Leesburg | 8327 | 20 | 9.6 | Residential | No | Behind the Meter | Net-metered residential rooftop and canopy |  | None | Steve Whitman LLC | AC Electric | Accepted | 2020-06-12 | 2020-06-16 | 2021-06-16 | Hanwha Q-Cells | Q.PEAK DUO-G5 320 | Solar Panels |  | 0.32 | 30 | 114 | 20 |  | Fixed | Roof
NJSTRE1545098779 |  | Transition Incentive Program | Leesburg | 8327 | 20 | 9.6 | Residential | No | Behind the Meter | Net-metered residential rooftop and canopy |  | None | Steve Whitman LLC | AC Electric | Accepted | 2020-06-12 | 2020-06-16 | 2021-06-16 | SolarEdge | SE7600H-US | Inverters | 7600 |  | 1 |  |  | 0.99 |  | Outside | within ten feet of meter
NJSTRE1545098794 |  | Transition Incentive Program | Newark | 7112 | 9 | 5.12 | Residential | No | Behind the Meter | Net-metered residential rooftop and canopy |  | None | Steve Whitman LLC | PSE&G | Accepted | 2020-06-12 | 2020-06-16 | 2021-06-16 | SolarEdge | SE3800H-US | Inverters | 3800 |  | 1 |  |  | 0.99 |  | Outside | within ten feet of meter
NJSTRE1545098794 |  | Transition Incentive Program | Newark | 7112 | 9 | 5.12 | Residential | No | Behind the Meter | Net-metered residential rooftop and canopy |  | None | Steve Whitman LLC | PSE&G | Accepted | 2020-06-12 | 2020-06-16 | 2021-06-16 | Hanwha Q-Cells | Q.PEAK DUO-G5 320 | Solar Panels |  | 0.32 | 16 | 119299 | 12 |  | Fixed | Roof
NJSTRE1545098816 |  | Transition Incentive Program | Sicklerville | 8081 | 14 | 5.78 | Residential | Yes | Behind the Meter | Net-metered residential rooftop and canopy |  | None | Trinity Solar | AC Electric | Accepted | 2020-06-12 | 2020-06-16 | 2021-06-16 | Hanwha | Q.PEAK DUO BLK-G6 340 | Solar Panels |  | 0.34 | 7 | 313 | 27 |  | Fixed | Roof
NJSTRE1545098816 |  | Transition Incentive Program | Sicklerville | 8081 | 14 | 5.78 | Residential | Yes | Behind the Meter | Net-metered residential rooftop and canopy |  | None | Trinity Solar | AC Electric | Accepted | 2020-06-12 | 2020-06-16 | 2021-06-16 | Solar Edge | SE5000 | Inverters | 5000 |  | 1 |  |  | 0.97 |  | Outside | side of home
NJSTRE1545098816 |  | Transition Incentive Program | Sicklerville | 8081 | 14 | 5.78 | Residential | Yes | Behind the Meter | Net-metered residential rooftop and canopy |  | None | Trinity Solar | AC Electric | Accepted | 2020-06-12 | 2020-06-16 | 2021-06-16 | Hanwha | Q.PEAK DUO BLK-G6 340 | Solar Panels |  | 0.34 | 7 | 133 | 27 |  | Fixed | Roof
NJSTRE1545098816 |  | Transition Incentive Program | Sicklerville | 8081 | 14 | 5.78 | Residential | Yes | Behind the Meter | Net-metered residential rooftop and canopy |  | None | Trinity Solar | AC Electric | Accepted | 2020-06-12 | 2020-06-16 | 2021-06-16 | Hanwha | Q.PEAK DUO BLK-G6 340 | Solar Panels |  | 0.34 | 3 | 133 | 27 |  | Fixed | Roof
NJSTRE1545098839 |  | Transition Incentive Program | East Brunswick | 8816 | 11 | 11.39 | Residential | Yes | Behind the Meter | Net-metered residential rooftop and canopy |  | None | Pro Custom Solar dba Momentum Solar | PSE&G | Accepted | 2020-06-12 | 2020-06-16 | 2021-06-16 | Enphase | IQ7-60-2-US | Inverters | 240 |  | 34 |  |  | 0.97 |  | Outdoor | Roof
NJSTRE1545098839 |  | Transition Incentive Program | East Brunswick | 8816 | 11 | 11.39 | Residential | Yes | Behind the Meter | Net-metered residential rooftop and canopy |  | None | Pro Custom Solar dba Momentum Solar | PSE&G | Accepted | 2020-06-12 | 2020-06-16 | 2021-06-16 | HANWHA | Q.PEAK DUO BLK G6+ 335 | Solar Panels |  | 0.335 | 28 | 186 | 20 |  | Fixed | Roof
NJSTRE1545098839 |  | Transition Incentive Program | East Brunswick | 8816 | 11 | 11.39 | Residential | Yes | Behind the Meter | Net-metered residential rooftop and canopy |  | None | Pro Custom Solar dba Momentum Solar | PSE&G | Accepted | 2020-06-12 | 2020-06-16 | 2021-06-16 | HANWHA | Q.PEAK DUO BLK G6+ 335 | Solar Panels |  | 0.335 | 6 | 20 | 7 |  | Fixed | Roof
NJSTRE1545098854 | NJSRRE1544428564 | Transition Incentive Program | Perth Amboy | 8861 | 11 | 5.99 | Residential | Yes | Behind the meter | Net-metered residential rooftop and canopy |  | None | Trinity Solar | PSE&G | Accepted | 2020-02-10 | 2020-02-12 | 2021-10-30 | HANWHA | Q.PEAK DUO BLK-G5 315 | Solar Panels |  | 0.315 | 3 | 205 | 23 |  | Fixed | Roof
NJSTRE1545098854 | NJSRRE1544428564 | Transition Incentive Program | Perth Amboy | 8861 | 11 | 5.99 | Residential | Yes | Behind the meter | Net-metered residential rooftop and canopy |  | None | Trinity Solar | PSE&G | Accepted | 2020-02-10 | 2020-02-12 | 2021-10-30 | Solar Edge | SE5000H-US000BNC4 | Inverters | 5000 |  | 1 |  |  | 0.97 |  | Outdoor | side of home
NJSTRE1545098854 | NJSRRE1544428564 | Transition Incentive Program | Perth Amboy | 8861 | 11 | 5.99 | Residential | Yes | Behind the meter | Net-metered residential rooftop and canopy |  | None | Trinity Solar | PSE&G | Accepted | 2020-02-10 | 2020-02-12 | 2021-10-30 | HANWHA | Q.PEAK DUO BLK-G5 315 | Solar Panels |  | 0.315 | 16 | 115 | 23 |  | Fixed | Roof
NJSTRE1545098873 |  | Transition Incentive Program | roselle boro | 7068 | 9 | 5.58 | Residential | No | Behind the Meter | Net-metered residential rooftop and canopy |  | None | Orbit Energy & Power, LLC | PSE&G | Accepted | 2020-06-12 | 2020-06-16 | 2021-06-16 | axitec | 310w | Solar Panels |  | 0.31 | 18 | 80 | 23 |  | Fixed | Roof
NJSTRE1545098873 |  | Transition Incentive Program | roselle boro | 7068 | 9 | 5.58 | Residential | No | Behind the Meter | Net-metered residential rooftop and canopy |  | None | Orbit Energy & Power, LLC | PSE&G | Accepted | 2020-06-12 | 2020-06-16 | 2021-06-16 | enphase | iq7-60-2-us | Inverters | 0.24 |  | 18 |  |  | 0.96 |  | Other | behind panels
NJSTRE1545098884 |  | Transition Incentive Program | Rahway | 7065 | 10 | 3.69 | Residential | Yes | Behind the Meter | Net-metered residential rooftop and canopy |  | None | Pro Custom Solar dba Momentum Solar | PSE&G | Final As-Built Received | 2020-06-12 | 2020-06-16 | 2021-10-30 | HANWHA | Q.PEAK DUO BLK G6+ 335 | Solar Panels |  | 0.335 | 3 | 131 | 12 |  | Fixed | Roof
NJSTRE1545098884 |  | Transition Incentive Program | Rahway | 7065 | 10 | 3.69 | Residential | Yes | Behind the Meter | Net-metered residential rooftop and canopy |  | None | Pro Custom Solar dba Momentum Solar | PSE&G | Final As-Built Received | 2020-06-12 | 2020-06-16 | 2021-10-30 | Enphase | IQ7-60-2-US | Inverters | 240 |  | 11 |  |  | 0.97 |  | Outdoor | Roof
NJSTRE1545098884 |  | Transition Incentive Program | Rahway | 7065 | 10 | 3.69 | Residential | Yes | Behind the Meter | Net-metered residential rooftop and canopy |  | None | Pro Custom Solar dba Momentum Solar | PSE&G | Final As-Built Received | 2020-06-12 | 2020-06-16 | 2021-10-30 | HANWHA | Q.PEAK DUO BLK G6+ 335 | Solar Panels |  | 0.335 | 8 | 131 | 40 |  | Fixed | Roof
NJSTRE1545098884 |  | Transition Incentive Program | Rahway | 7065 | 10 | 3.69 | Residential | Yes | Behind the Meter | Net-metered residential rooftop and canopy |  | None | Pro Custom Solar dba Momentum Solar | PSE&G | Final As-Built Received | 2020-06-12 | 2020-06-16 | 2021-10-30 | ENPHASE | ENVOY S CELLULAR | Meters |  |  | 1 |  |  |  | Yes | Outdoor
NJSTRE1545099586 |  | Transition Incentive Program | Bogota | 7603 | 7 | 5.03 | Residential | Yes | Behind the Meter | Net-metered residential rooftop and canopy |  | None | Pro Custom Solar dba Momentum Solar | PSE&G | Accepted | 2020-06-12 | 2020-06-16 | 2021-06-16 | HANWHA | Q.PEAK DUO BLK G6+ 335 | Solar Panels |  | 0.335 | 15 | 107 | 25 |  | Fixed | Roof
NJSTRE1545099586 |  | Transition Incentive Program | Bogota | 7603 | 7 | 5.03 | Residential | Yes | Behind the Meter | Net-metered residential rooftop and canopy |  | None | Pro Custom Solar dba Momentum Solar | PSE&G | Accepted | 2020-06-12 | 2020-06-16 | 2021-06-16 | Enphase | IQ7-60-2-US | Inverters | 240 |  | 15 |  |  | 0.97 |  | Outdoor | 0.97
NJSTRE1545099601 | NJSRRE1544523986 | Transition Incentive Program | Freehold | 7728 | 17 | 13.55 | Residential | Yes | Behind the meter | Net-metered residential rooftop and canopy |  | None | Trinity Solar | JCP&L | Accepted | 2020-02-24 | 2020-02-26 | 2021-10-30 | Solar Edge | SE11400H-US000BNC4 | Inverters | 11400 |  | 1 |  |  | 0.97 |  | Outdoor | side of home
NJSTRE1545099601 | NJSRRE1544523986 | Transition Incentive Program | Freehold | 7728 | 17 | 13.55 | Residential | Yes | Behind the meter | Net-metered residential rooftop and canopy |  | None | Trinity Solar | JCP&L | Accepted | 2020-02-24 | 2020-02-26 | 2021-10-30 | HANWHA | Q.PEAK DUO BLK-G5 315 | Solar Panels |  | 0.315 | 25 | 99 | 30 |  | Fixed | Roof
NJSTRE1545099601 | NJSRRE1544523986 | Transition Incentive Program | Freehold | 7728 | 17 | 13.55 | Residential | Yes | Behind the meter | Net-metered residential rooftop and canopy |  | None | Trinity Solar | JCP&L | Accepted | 2020-02-24 | 2020-02-26 | 2021-10-30 | HANWHA | Q.PEAK DUO BLK-G5 315 | Solar Panels |  | 0.315 | 18 | 279 | 30 |  | Fixed | Roof
NJSTRE1545099604 |  | Transition Incentive Program | Galloway | 8205 | 19 | 2830.52 | School Public K-12 | Yes | Behind the Meter | Net-metered non-residential rooftop and canopy |  | None | Pfister Energy, Inc. | AC Electric | Accepted | 2020-06-15 | 2020-06-17 | 2021-06-17 | Chint Power Systems | SCA28KTL-DO/US-480 | Inverters | 28000 |  | 1 |  |  | 0.986 |  | Outdoor | outdoor
NJSTRE1545099604 |  | Transition Incentive Program | Galloway | 8205 | 19 | 2830.52 | School Public K-12 | Yes | Behind the Meter | Net-metered non-residential rooftop and canopy |  | None | Pfister Energy, Inc. | AC Electric | Accepted | 2020-06-15 | 2020-06-17 | 2021-06-17 | SMA | SHP125-US-20 | Inverters | 125000 |  | 9 |  |  | 0.985 |  | Outdoor | outdoor
NJSTRE1545099604 |  | Transition Incentive Program | Galloway | 8205 | 19 | 2830.52 | School Public K-12 | Yes | Behind the Meter | Net-metered non-residential rooftop and canopy |  | None | Pfister Energy, Inc. | AC Electric | Accepted | 2020-06-15 | 2020-06-17 | 2021-06-17 | Chint Power Systems | SCA60KTL-DO/US-480 | Inverters | 60000 |  | 8 |  |  | 0.988 |  | Outdoor | outdoor
NJSTRE1545099604 |  | Transition Incentive Program | Galloway | 8205 | 19 | 2830.52 | School Public K-12 | Yes | Behind the Meter | Net-metered non-residential rooftop and canopy |  | None | Pfister Energy, Inc. | AC Electric | Accepted | 2020-06-15 | 2020-06-17 | 2021-06-17 | Chint Power Systems | SCA50KTL-DO/US-480 | Inverters | 50000 |  | 9 |  |  | 0.988 |  | Outdoor | outdoor
NJSTRE1545099604 |  | Transition Incentive Program | Galloway | 8205 | 19 | 2830.52 | School Public K-12 | Yes | Behind the Meter | Net-metered non-residential rooftop and canopy |  | None | Pfister Energy, Inc. | AC Electric | Accepted | 2020-06-15 | 2020-06-17 | 2021-06-17 | Heliene | Heliene 72M 385W | Solar Panels |  | 0.385 | 3348 | landscape | 5 |  | Fixed | Roof
NJSTRE1545099604 |  | Transition Incentive Program | Galloway | 8205 | 19 | 2830.52 | School Public K-12 | Yes | Behind the Meter | Net-metered non-residential rooftop and canopy |  | None | Pfister Energy, Inc. | AC Electric | Accepted | 2020-06-15 | 2020-06-17 | 2021-06-17 | Heliene | Heliene 72M 385W | Solar Panels |  | 0.385 | 4004 | landscape | 7 |  | Fixed | Parking Lot
NJSTRE1545099607 |  | Transition Incentive Program | Newark | 7112 | 9 | 7.04 | Residential | No | Behind the Meter | Net-metered residential rooftop and canopy |  | None | Steve Whitman LLC | PSE&G | Accepted | 2020-06-12 | 2020-06-16 | 2021-06-16 | SolarEdge | SE5000H-US | Inverters | 5000 |  | 1 |  |  | 0.99 |  | Outside | within ten feet of meter
NJSTRE1545099607 |  | Transition Incentive Program | Newark | 7112 | 9 | 7.04 | Residential | No | Behind the Meter | Net-metered residential rooftop and canopy |  | None | Steve Whitman LLC | PSE&G | Accepted | 2020-06-12 | 2020-06-16 | 2021-06-16 | Hanwha Q-Cells | Q.PEAK DUO-G5 320 | Solar Panels |  | 0.32 | 22 | 128308 | 34 |  | Fixed | Roof
NJSTRE1545099628 |  | Transition Incentive Program | MILLVILLE | 8332 | 20 | 5.1 | Residential | Yes | Behind the Meter | Net-metered residential rooftop and canopy |  | None | Trinity Solar | AC Electric | Accepted | 2020-06-12 | 2020-06-16 | 2021-06-16 | Solar Edge | SE3800H-US000BNC4 | Inverters | 3800 |  | 1 |  |  | 0.97 |  | Outdoor | side of home
NJSTRE1545099628 |  | Transition Incentive Program | MILLVILLE | 8332 | 20 | 5.1 | Residential | Yes | Behind the Meter | Net-metered residential rooftop and canopy |  | None | Trinity Solar | AC Electric | Accepted | 2020-06-12 | 2020-06-16 | 2021-06-16 | HANWHA | Q.PEAK DUO BLK-G6 340 | Solar Panels |  | 0.34 | 15 | 156 | 27 |  | Fixed | Roof
NJSTRE1545099633 |  | Transition Incentive Program | Montgomery | 8502 | 5 | 6.96 | Residential | Yes | Behind the Meter | Net-metered residential rooftop and canopy |  | None | Sunrun, Inc. | PSE&G | Accepted | 2020-06-12 | 2020-06-16 | 2021-06-16 | REC Solar | REC290TP2 BLK | Solar Panels |  | 0.29 | 24 | 222 | 35 |  | Fixed | Roof
NJSTRE1545099633 |  | Transition Incentive Program | Montgomery | 8502 | 5 | 6.96 | Residential | Yes | Behind the Meter | Net-metered residential rooftop and canopy |  | None | Sunrun, Inc. | PSE&G | Accepted | 2020-06-12 | 2020-06-16 | 2021-06-16 | NINGBO GINLONG TECHNOLOGIES | SOLIS-1P9K-4G-US | Inverters | 9000 |  | 1 |  |  | 0.96 |  | Outdoor | Next To Meter
NJSTRE1545099634 |  | Transition Incentive Program | Egg Harbor | 8215 | 19 | 1614.69 | School Public K-12 | Yes | Behind the Meter | Net-metered non-residential rooftop and canopy |  | None | Pfister Energy, Inc. | AC Electric | Accepted | 2020-06-15 | 2020-06-18 | 2021-06-18 | Heliene | Heliene 72M 385W | Solar Panels |  | 0.385 | 1242 | landscape | 5 |  | Fixed | Roof
NJSTRE1545099634 |  | Transition Incentive Program | Egg Harbor | 8215 | 19 | 1614.69 | School Public K-12 | Yes | Behind the Meter | Net-metered non-residential rooftop and canopy |  | None | Pfister Energy, Inc. | AC Electric | Accepted | 2020-06-15 | 2020-06-18 | 2021-06-18 | Heliene | Heliene 72M 385W | Solar Panels |  | 0.385 | 2952 | landscape | 7 |  | Fixed | Parking Lot
NJSTRE1545099634 |  | Transition Incentive Program | Egg Harbor | 8215 | 19 | 1614.69 | School Public K-12 | Yes | Behind the Meter | Net-metered non-residential rooftop and canopy |  | None | Pfister Energy, Inc. | AC Electric | Accepted | 2020-06-15 | 2020-06-18 | 2021-06-18 | Chint Power Systems | SCA36KTL-DO/US-480 | Inverters | 36000 |  | 1 |  |  | 0.985 |  | Outdoor | outdoor
NJSTRE1545099634 |  | Transition Incentive Program | Egg Harbor | 8215 | 19 | 1614.69 | School Public K-12 | Yes | Behind the Meter | Net-metered non-residential rooftop and canopy |  | None | Pfister Energy, Inc. | AC Electric | Accepted | 2020-06-15 | 2020-06-18 | 2021-06-18 | Chint Power Systems | SCA60KTL-DO/US-480 | Inverters | 60000 |  | 14 |  |  | 0.988 |  | Outdoor | Outdoor
NJSTRE1545099634 |  | Transition Incentive Program | Egg Harbor | 8215 | 19 | 1614.69 | School Public K-12 | Yes | Behind the Meter | Net-metered non-residential rooftop and canopy |  | None | Pfister Energy, Inc. | AC Electric | Accepted | 2020-06-15 | 2020-06-18 | 2021-06-18 | Chint Power Systems | SCA28KTL-DO/US-480 | Inverters | 28000 |  | 3 |  |  | 0.986 |  | Outdoor | outdoor
NJSTRE1545099634 |  | Transition Incentive Program | Egg Harbor | 8215 | 19 | 1614.69 | School Public K-12 | Yes | Behind the Meter | Net-metered non-residential rooftop and canopy |  | None | Pfister Energy, Inc. | AC Electric | Accepted | 2020-06-15 | 2020-06-18 | 2021-06-18 | Chint Power Systems | SCA50KTL-DO/US-480 | Inverters | 50000 |  | 5 |  |  | 0.988 |  | Outdoor | outdoor
NJSTRE1545099634 |  | Transition Incentive Program | Egg Harbor | 8215 | 19 | 1614.69 | School Public K-12 | Yes | Behind the Meter | Net-metered non-residential rooftop and canopy |  | None | Pfister Energy, Inc. | AC Electric | Accepted | 2020-06-15 | 2020-06-18 | 2021-06-18 | Chint Power Systems | SCA25KTL-DO/US-480 | Inverters | 25000 |  | 1 |  |  | 0.985 |  | Outdoor | outdoor
NJSTRE1545099651 |  | Transition Incentive Program | Egg Harbor | 8215 | 19 | 346.5 | School Public K-12 | Yes | Behind the Meter | Net-metered non-residential ground mount |  | None | Pfister Energy, Inc. | AC Electric | Accepted | 2020-06-15 | 2020-06-17 | 2021-06-17 | Chint Power Systems | SCA60KTL-DO/US-480 | Inverters | 60000 |  | 5 |  |  | 0.988 |  | Outdoor | outdoor
NJSTRE1545099651 |  | Transition Incentive Program | Egg Harbor | 8215 | 19 | 346.5 | School Public K-12 | Yes | Behind the Meter | Net-metered non-residential ground mount |  | None | Pfister Energy, Inc. | AC Electric | Accepted | 2020-06-15 | 2020-06-17 | 2021-06-17 | Heliene | Heliene 72M 385W | Solar Panels |  | 0.385 | 900 | portrait | 25 |  | Fixed | Ground
NJSTRE1545099655 |  | Transition Incentive Program | Fair Lawn | 7410 | 7 | 9.6 | Residential | No | Behind the Meter | Net-metered residential rooftop and canopy |  | None | Steve Whitman LLC | PSE&G | Accepted | 2020-06-12 | 2020-06-16 | 2021-06-16 | SolarEdge | SE7600H-US | Inverters | 7600 |  | 1 |  |  | 0.99 |  | Outside | within ten feet of meter
NJSTRE1545099655 |  | Transition Incentive Program | Fair Lawn | 7410 | 7 | 9.6 | Residential | No | Behind the Meter | Net-metered residential rooftop and canopy |  | None | Steve Whitman LLC | PSE&G | Accepted | 2020-06-12 | 2020-06-16 | 2021-06-16 | Hanwha Q-Cells | Q.PEAK DUO-G5 320 | Solar Panels |  | 0.32 | 30 | 106286 | 24 |  | Fixed | Roof
NJSTRE1545099675 |  | Transition Incentive Program | Parsippany-Troy Hills | 7054 | 3 | 7.75 | Residential | Yes | Behind the Meter | Net-metered residential rooftop and canopy |  | None | Sunrun Installation Services, Inc. | JCP&L | Accepted | 2020-06-12 | 2020-06-16 | 2021-06-16 | REC Solar | REC310TP2M | Solar Panels |  | 0.31 | 6 | 334 | 23 |  | Fixed | Roof
NJSTRE1545099675 |  | Transition Incentive Program | Parsippany-Troy Hills | 7054 | 3 | 7.75 | Residential | Yes | Behind the Meter | Net-metered residential rooftop and canopy |  | None | Sunrun Installation Services, Inc. | JCP&L | Accepted | 2020-06-12 | 2020-06-16 | 2021-06-16 | REC Solar | REC310TP2M | Solar Panels |  | 0.31 | 5 | 334 | 35 |  | Fixed | Roof
NJSTRE1545099675 |  | Transition Incentive Program | Parsippany-Troy Hills | 7054 | 3 | 7.75 | Residential | Yes | Behind the Meter | Net-metered residential rooftop and canopy |  | None | Sunrun Installation Services, Inc. | JCP&L | Accepted | 2020-06-12 | 2020-06-16 | 2021-06-16 | REC Solar | REC310TP2M | Solar Panels |  | 0.31 | 14 | 154 | 23 |  | Fixed | Roof
NJSTRE1545099675 |  | Transition Incentive Program | Parsippany-Troy Hills | 7054 | 3 | 7.75 | Residential | Yes | Behind the Meter | Net-metered residential rooftop and canopy |  | None | Sunrun Installation Services, Inc. | JCP&L | Accepted | 2020-06-12 | 2020-06-16 | 2021-06-16 | Enphase Energy | IQ7-60-x-US (240V) | Inverters | 240 |  | 25 |  |  | 0.96 |  | Outdoor | Rooftop
NJSTRE1545099682 |  | Transition Incentive Program | Mays Landing | 8330 | 19 | 8.18 | Residential | Yes | Behind the Meter | Net-metered residential rooftop and canopy |  | None | Seabright Solar | AC Electric | Accepted | 2020-06-19 | 2020-06-22 | 2021-06-22 | Sunpower | SPR-E20-327 | Solar Panels |  | 0.327 | 14 | 82 | 27 |  | Fixed | Roof
NJSTRE1545099682 |  | Transition Incentive Program | Mays Landing | 8330 | 19 | 8.18 | Residential | Yes | Behind the Meter | Net-metered residential rooftop and canopy |  | None | Seabright Solar | AC Electric | Accepted | 2020-06-19 | 2020-06-22 | 2021-06-22 | Sunpower | SPR-E20-327 | Inverters | 0.32 |  | 25 |  |  | 0.99 |  | Outside | Roof
NJSTRE1545099682 |  | Transition Incentive Program | Mays Landing | 8330 | 19 | 8.18 | Residential | Yes | Behind the Meter | Net-metered residential rooftop and canopy |  | None | Seabright Solar | AC Electric | Accepted | 2020-06-19 | 2020-06-22 | 2021-06-22 | Sunpower | SPR-E20-327 | Solar Panels |  | 0.327 | 11 | 262 | 27 |  | Fixed | Roof
NJSTRE1545106359 |  | Transition Incentive Program | Little Silver | 7739 | 17 | 3.36 | Residential | Yes | Behind the Meter | Net-metered residential rooftop and canopy |  | None | Sunrun, Inc. | JCP&L | Accepted | 2020-06-12 | 2020-06-16 | 2021-06-16 | Delta Electronics | M4-TL-US | Inverters | 4000 |  | 1 |  |  | 0.96 |  | Outdoor | Next To Meter
NJSTRE1545106359 |  | Transition Incentive Program | Little Silver | 7739 | 17 | 3.36 | Residential | Yes | Behind the Meter | Net-metered residential rooftop and canopy |  | None | Sunrun, Inc. | JCP&L | Accepted | 2020-06-12 | 2020-06-16 | 2021-06-16 | LONGi Green Energy Technology Co Ltd | LR6-60HPB-305M | Solar Panels |  | 0.305 | 6 | 235 | 37 |  | Fixed | Roof
NJSTRE1545106359 |  | Transition Incentive Program | Little Silver | 7739 | 17 | 3.36 | Residential | Yes | Behind the Meter | Net-metered residential rooftop and canopy |  | None | Sunrun, Inc. | JCP&L | Accepted | 2020-06-12 | 2020-06-16 | 2021-06-16 | LONGi Green Energy Technology Co Ltd | LR6-60HPB-305M | Solar Panels |  | 0.305 | 5 | 55 | 37 |  | Fixed | Roof
NJSTRE1545110021 |  | Transition Incentive Program | Roselle | 7203 | 10 | 4.69 | Residential | Yes | Behind the Meter | Net-metered residential rooftop and canopy |  | None | Pro Custom Solar dba Momentum Solar | PSE&G | Accepted | 2020-06-12 | 2020-06-16 | 2021-06-16 | Enphase | IQ7-60-2-US | Inverters | 240 |  | 14 |  |  | 0.97 |  | Outdoor | Roof
NJSTRE1545110021 |  | Transition Incentive Program | Roselle | 7203 | 10 | 4.69 | Residential | Yes | Behind the Meter | Net-metered residential rooftop and canopy |  | None | Pro Custom Solar dba Momentum Solar | PSE&G | Accepted | 2020-06-12 | 2020-06-16 | 2021-06-16 | HANWHA | Q.PEAK DUO BLK G6+ 335 | Solar Panels |  | 0.335 | 6 | 225 | 23 |  | Fixed | Roof
NJSTRE1545110021 |  | Transition Incentive Program | Roselle | 7203 | 10 | 4.69 | Residential | Yes | Behind the Meter | Net-metered residential rooftop and canopy |  | None | Pro Custom Solar dba Momentum Solar | PSE&G | Accepted | 2020-06-12 | 2020-06-16 | 2021-06-16 | HANWHA | Q.PEAK DUO BLK G6+ 335 | Solar Panels |  | 0.335 | 8 | 225 | 24 |  | Fixed | Roof
NJSTRE1545124272 |  | Transition Incentive Program | Jamesburg | 8831 | 11 | 9.05 | Residential | Yes | Behind the Meter | Net-metered residential rooftop and canopy |  | None | Pro Custom Solar dba Momentum Solar | JCP&L | Accepted | 2020-06-12 | 2020-06-16 | 2021-06-16 | HANWHA | Q.PEAK DUO BLK G6+ 335 | Solar Panels |  | 0.335 | 24 | 115 | 18 |  | Fixed | Roof
NJSTRE1545124272 |  | Transition Incentive Program | Jamesburg | 8831 | 11 | 9.05 | Residential | Yes | Behind the Meter | Net-metered residential rooftop and canopy |  | None | Pro Custom Solar dba Momentum Solar | JCP&L | Accepted | 2020-06-12 | 2020-06-16 | 2021-06-16 | Enphase | IQ7-60-2-US | Inverters | 240 |  | 27 |  |  | 0.97 |  | Outdoor | Roof
NJSTRE1545124272 |  | Transition Incentive Program | Jamesburg | 8831 | 11 | 9.05 | Residential | Yes | Behind the Meter | Net-metered residential rooftop and canopy |  | None | Pro Custom Solar dba Momentum Solar | JCP&L | Accepted | 2020-06-12 | 2020-06-16 | 2021-06-16 | HANWHA | Q.PEAK DUO BLK G6+ 335 | Solar Panels |  | 0.335 | 3 | 205 | 20 |  | Fixed | Roof
NJSTRE1545144876 |  | Transition Incentive Program | ELIZABETH | 7206 | 10 | 5.19 | Residential | No | Behind the Meter | Net-metered residential rooftop and canopy |  | None | Sunrun Installation Services, Inc. | PSE&G | Accepted | 2020-06-12 | 2020-06-16 | 2021-06-16 | Delta Electronics | M5-TL-US | Inverters | 5000 |  | 1 |  |  | 0.96 |  | Outdoor | Next To Meter
NJSTRE1545144876 |  | Transition Incentive Program | ELIZABETH | 7206 | 10 | 5.19 | Residential | No | Behind the Meter | Net-metered residential rooftop and canopy |  | None | Sunrun Installation Services, Inc. | PSE&G | Accepted | 2020-06-12 | 2020-06-16 | 2021-06-16 | LONGi Green Energy Technology Co Ltd | LR6-60HPB-305M | Solar Panels |  | 0.305 | 17 | 144 | 23 |  | Fixed | Roof
NJSTRE1545144893 |  | Transition Incentive Program | Livingston | 7039 | 9 | 15.08 | Residential | Yes | Behind the Meter | Net-metered residential rooftop and canopy |  | None | Pro Custom Solar dba Momentum Solar | JCP&L | Accepted | 2020-06-12 | 2020-06-17 | 2021-06-17 | HANWHA | Q.PEAK DUO BLK G6+ 335 | Solar Panels |  | 0.335 | 8 | 102 | 20 |  | Fixed | Roof
NJSTRE1545144893 |  | Transition Incentive Program | Livingston | 7039 | 9 | 15.08 | Residential | Yes | Behind the Meter | Net-metered residential rooftop and canopy |  | None | Pro Custom Solar dba Momentum Solar | JCP&L | Accepted | 2020-06-12 | 2020-06-17 | 2021-06-17 | HANWHA | Q.PEAK DUO BLK G6+ 335 | Solar Panels |  | 0.335 | 13 | 11 | 13 |  | Fixed | Roof
NJSTRE1545144893 |  | Transition Incentive Program | Livingston | 7039 | 9 | 15.08 | Residential | Yes | Behind the Meter | Net-metered residential rooftop and canopy |  | None | Pro Custom Solar dba Momentum Solar | JCP&L | Accepted | 2020-06-12 | 2020-06-17 | 2021-06-17 | HANWHA | Q.PEAK DUO BLK G6+ 335 | Solar Panels |  | 0.335 | 4 | 282 | 20 |  | Fixed | Roof
NJSTRE1545144893 |  | Transition Incentive Program | Livingston | 7039 | 9 | 15.08 | Residential | Yes | Behind the Meter | Net-metered residential rooftop and canopy |  | None | Pro Custom Solar dba Momentum Solar | JCP&L | Accepted | 2020-06-12 | 2020-06-17 | 2021-06-17 | HANWHA | Q.PEAK DUO BLK G6+ 335 | Solar Panels |  | 0.335 | 15 | 102 | 20 |  | Fixed | Roof
NJSTRE1545144893 |  | Transition Incentive Program | Livingston | 7039 | 9 | 15.08 | Residential | Yes | Behind the Meter | Net-metered residential rooftop and canopy |  | None | Pro Custom Solar dba Momentum Solar | JCP&L | Accepted | 2020-06-12 | 2020-06-17 | 2021-06-17 | HANWHA | Q.PEAK DUO BLK G6+ 335 | Solar Panels |  | 0.335 | 5 | 20 | 281 |  | Fixed | Roof
NJSTRE1545144893 |  | Transition Incentive Program | Livingston | 7039 | 9 | 15.08 | Residential | Yes | Behind the Meter | Net-metered residential rooftop and canopy |  | None | Pro Custom Solar dba Momentum Solar | JCP&L | Accepted | 2020-06-12 | 2020-06-17 | 2021-06-17 | Enphase | IQ7-60-2-US | Inverters | 240 |  | 45 |  |  | 0.97 |  | Outdoor | Roof
NJSTRE1545150516 |  | Transition Incentive Program | MEDFORD TWP | 8055 | 13 | 4.73 | Residential | Yes | Behind the Meter | Net-metered residential rooftop and canopy |  | None | Suntuity Solar LLC | PSE&G | Accepted | 2020-06-13 | 2020-06-17 | 2021-06-17 | Hanwha Solar | Q-Cells 315 Mono | Solar Panels |  | 0.315 | 12 | 175 | 30 |  | Fixed | Roof
NJSTRE1545150516 |  | Transition Incentive Program | MEDFORD TWP | 8055 | 13 | 4.73 | Residential | Yes | Behind the Meter | Net-metered residential rooftop and canopy |  | None | Suntuity Solar LLC | PSE&G | Accepted | 2020-06-13 | 2020-06-17 | 2021-06-17 | Enphase Energy | IQ7-60-2-US | Inverters | 240 |  | 15 |  |  | 0.97 |  | Outdoor | Behind the PV Modules
NJSTRE1545150516 |  | Transition Incentive Program | MEDFORD TWP | 8055 | 13 | 4.73 | Residential | Yes | Behind the Meter | Net-metered residential rooftop and canopy |  | None | Suntuity Solar LLC | PSE&G | Accepted | 2020-06-13 | 2020-06-17 | 2021-06-17 | Hanwha Solar | Q-Cells 315 Mono | Solar Panels |  | 0.315 | 3 | 355 | 30 |  | Fixed | Roof
NJSTRE1545150517 |  | Transition Incentive Program | Mays Landing | 8330 | 19 | 5.04 | Residential | Yes | Behind the Meter | Net-metered residential rooftop and canopy |  | None | Suntuity Solar LLC | AC Electric | Accepted | 2020-06-13 | 2020-06-17 | 2021-06-17 | Hanwha Solar | Q-Cells 315 Mono | Solar Panels |  | 0.315 | 16 | 146 | 20 |  | Fixed | Roof
NJSTRE1545150517 |  | Transition Incentive Program | Mays Landing | 8330 | 19 | 5.04 | Residential | Yes | Behind the Meter | Net-metered residential rooftop and canopy |  | None | Suntuity Solar LLC | AC Electric | Accepted | 2020-06-13 | 2020-06-17 | 2021-06-17 | Enphase Energy | IQ7-60-2-US | Inverters | 240 |  | 16 |  |  | 0.97 |  | Outdoor | Behind the PV Modules
NJSTRE1545151283 |  | Transition Incentive Program | Willingboro | 8046 | 13 | 9.6 | Residential | No | Behind the Meter | Net-metered residential rooftop and canopy |  | None | Steve Whitman LLC | PSE&G | Accepted | 2020-06-15 | 2020-06-17 | 2021-06-17 | SolarEdge | SE7600H-US | Inverters | 7600 |  | 1 |  |  | 0.99 |  | Outside | within ten feet of meter
NJSTRE1545151283 |  | Transition Incentive Program | Willingboro | 8046 | 13 | 9.6 | Residential | No | Behind the Meter | Net-metered residential rooftop and canopy |  | None | Steve Whitman LLC | PSE&G | Accepted | 2020-06-15 | 2020-06-17 | 2021-06-17 | Hanwha Q-Cells | Q.PEAK DUO-G5 320 | Solar Panels |  | 0.32 | 30 | 197,17 | 40 |  | Fixed | Roof
NJSTRE1545151286 |  | Transition Incentive Program | Parlin | 8859 | 11 | 7.04 | Residential | No | Behind the Meter | Net-metered residential rooftop and canopy |  | None | Steve Whitman LLC | JCP&L | Accepted | 2020-06-15 | 2020-06-17 | 2021-06-17 | SolarEdge | SE5000H-US | Inverters | 5000 |  | 1 |  |  | 0.99 |  | Outside | within ten feet of meter
NJSTRE1545151286 |  | Transition Incentive Program | Parlin | 8859 | 11 | 7.04 | Residential | No | Behind the Meter | Net-metered residential rooftop and canopy |  | None | Steve Whitman LLC | JCP&L | Accepted | 2020-06-15 | 2020-06-17 | 2021-06-17 | Hanwha Q-Cells | Q.PEAK DUO-G5 320 | Solar Panels |  | 0.32 | 22 | 123 | 20 |  | Fixed | Roof
NJSTRE1545151300 |  | Transition Incentive Program | Newark | 7103 | 9 | 5.12 | Residential | No | Behind the Meter | Net-metered residential rooftop and canopy |  | None | Steve Whitman LLC | PSE&G | Accepted | 2020-06-15 | 2020-06-17 | 2021-06-17 | SolarEdge | SE3800H-US | Inverters | 3800 |  | 1 |  |  | 0.99 |  | Outside | within ten feet of meter
NJSTRE1545151300 |  | Transition Incentive Program | Newark | 7103 | 9 | 5.12 | Residential | No | Behind the Meter | Net-metered residential rooftop and canopy |  | None | Steve Whitman LLC | PSE&G | Accepted | 2020-06-15 | 2020-06-17 | 2021-06-17 | Hanwha Q-Cells | Q.PEAK DUO-G5 320 | Solar Panels |  | 0.32 | 16 | 196 | 38 |  | Fixed | Roof
NJSTRE1545151313 |  | Transition Incentive Program | Middlesex | 8846 | 11 | 9.6 | Residential | No | Behind the Meter | Net-metered residential rooftop and canopy |  | None | Steve Whitman LLC | PSE&G | Accepted | 2020-06-15 | 2020-06-17 | 2021-06-17 | Hanwha Q-Cells | Q.PEAK DUO-G5 320 | Solar Panels |  | 0.32 | 30 | 87267 | 24 |  | Fixed | Roof
NJSTRE1545151313 |  | Transition Incentive Program | Middlesex | 8846 | 11 | 9.6 | Residential | No | Behind the Meter | Net-metered residential rooftop and canopy |  | None | Steve Whitman LLC | PSE&G | Accepted | 2020-06-15 | 2020-06-17 | 2021-06-17 | SolarEdge | SE7600H-US | Inverters | 7600 |  | 1 |  |  | 0.99 |  | Outside | within ten feet of meter
NJSTRE1545151325 |  | Transition Incentive Program | Middlesex | 8846 | 11 | 3.84 | Residential | No | Behind the Meter | Net-metered residential rooftop and canopy |  | None | Steve Whitman LLC | PSE&G | Accepted | 2020-06-15 | 2020-06-17 | 2021-06-17 | Hanwha Q-Cells | Q.PEAK DUO-G5 320 | Solar Panels |  | 0.32 | 12 | 87 | 22 |  | Fixed | Roof
NJSTRE1545151325 |  | Transition Incentive Program | Middlesex | 8846 | 11 | 3.84 | Residential | No | Behind the Meter | Net-metered residential rooftop and canopy |  | None | Steve Whitman LLC | PSE&G | Accepted | 2020-06-15 | 2020-06-17 | 2021-06-17 | SolarEdge | SE3800H-US | Inverters | 3800 |  | 1 |  |  | 0.99 |  | Outside | within ten feet of meter
NJSTRE1545151342 | NJSRRE1544869997 | Transition Incentive Program | Dunellen | 8812 | 11 | 365.73 | Commercial | No | Behind the meter | Net-metered non-residential rooftop and canopy |  | None | Infiniti Energy Services | PSE&G | Accepted | 2020-04-22 | 2020-04-29 | 2021-10-30 | SolarEdge | SE100KUS | Inverters | 100000 |  | 3 |  |  | 0.985 |  | Outdoor | Adjacent to Disconnect
NJSTRE1545151342 | NJSRRE1544869997 | Transition Incentive Program | Dunellen | 8812 | 11 | 365.73 | Commercial | No | Behind the meter | Net-metered non-residential rooftop and canopy |  | None | Infiniti Energy Services | PSE&G | Accepted | 2020-04-22 | 2020-04-29 | 2021-10-30 | ET Solar | ET-M672365WW | Solar Panels |  | 0.365 | 1002 | 140 and 320 | 10 |  | Fixed | Roof
NJSTRE1545151344 | NJSRRE1539667690 | Transition Incentive Program | Howell | 7731 | 17 | 322.56 | Commercial | Yes | Behind the Meter | Net-metered non-residential rooftop and canopy |  | None | Infiniti Energy Services | JCP&L | Accepted | 2018-10-24 | 2018-11-19 | 2021-10-30 | Solectria | PVI 60TL | Inverters | 240000 |  | 4 |  |  | 0.97 |  | Outdoor | mounted to roof
NJSTRE1545151344 | NJSRRE1539667690 | Transition Incentive Program | Howell | 7731 | 17 | 322.56 | Commercial | Yes | Behind the Meter | Net-metered non-residential rooftop and canopy |  | None | Infiniti Energy Services | JCP&L | Accepted | 2018-10-24 | 2018-11-19 | 2021-10-30 | HANWHA | 300W | Solar Panels |  | 0.32 | 1008 | 80 | 15 |  | Fixed | Roof
NJSTRE1545151345 | NJSRRE1544869655 | Transition Incentive Program | Bridgewater | 8807 | 5 | 991.71 | Commercial | No | Behind the meter | Net-metered non-residential rooftop and canopy |  | None | Infiniti Energy Services | PSE&G | Accepted | 2020-04-22 | 2020-04-28 | 2021-10-30 | SolarEdge | SE100KUS | Inverters | 100000 |  | 8 |  |  | 0.985 |  | Outdoor | On Rooftop
NJSTRE1545151345 | NJSRRE1544869655 | Transition Incentive Program | Bridgewater | 8807 | 5 | 991.71 | Commercial | No | Behind the meter | Net-metered non-residential rooftop and canopy |  | None | Infiniti Energy Services | PSE&G | Accepted | 2020-04-22 | 2020-04-28 | 2021-10-30 | CSUN | CSUN365-72M | Solar Panels |  | 0.365 | 2717 | 104 Degreees and 284 Degrees | 10 |  | Fixed | Roof
NJSTRE1545151348 | NJSRRE1544869604 | Transition Incentive Program | Lakewood | 8701 | 18 | 146.15 | Commercial | No | Behind the meter | Net-metered non-residential rooftop and canopy |  | None | Infiniti Energy Services | JCP&L | Accepted | 2020-04-22 | 2020-04-28 | 2021-10-30 | Trina | TSM-DE14H(II)-395W | Solar Panels |  | 0.395 | 370 | 187 | 10 |  | Fixed | Roof
NJSTRE1545151348 | NJSRRE1544869604 | Transition Incentive Program | Lakewood | 8701 | 18 | 146.15 | Commercial | No | Behind the meter | Net-metered non-residential rooftop and canopy |  | None | Infiniti Energy Services | JCP&L | Accepted | 2020-04-22 | 2020-04-28 | 2021-10-30 | SolarEdge | SE100kUS | Inverters | 100000 |  | 1 |  |  | 0.985 |  | Outdoor | Adjacent to AC Disconnett
NJSTRE1545151349 | NJSRRE1544106720 | Transition Incentive Program | Piscataway | 8854 | 11 | 994.5 | Commercial | No | Behind the Meter | Net-metered non-residential rooftop and canopy |  | None | Energy Investment Group LLC | PSE&G | Accepted | 2020-01-07 | 2020-01-09 | 2021-10-30 | General Electric | 92 598 493 | Meters | 4 |  | 2 |  |  |  | Yes | Indoor
NJSTRE1545151349 | NJSRRE1544106720 | Transition Incentive Program | Piscataway | 8854 | 11 | 994.5 | Commercial | No | Behind the Meter | Net-metered non-residential rooftop and canopy |  | None | Energy Investment Group LLC | PSE&G | Accepted | 2020-01-07 | 2020-01-09 | 2021-10-30 | Chint Powr Systems | SKA60KTL | Inverters | 60000 |  | 16 |  |  | 0.98 |  | Outdoor | Roof Mounted
NJSTRE1545151349 | NJSRRE1544106720 | Transition Incentive Program | Piscataway | 8854 | 11 | 994.5 | Commercial | No | Behind the Meter | Net-metered non-residential rooftop and canopy |  | None | Energy Investment Group LLC | PSE&G | Accepted | 2020-01-07 | 2020-01-09 | 2021-10-30 | Trina Solar | TSM-DE15H (II) | Solar Panels |  | 0.39 | 2550 | Landscape | 10 |  | Fixed | Roof
NJSTRE1545151351 | NJSRRE1541624131 | Transition Incentive Program | Vineland | 8360 | 20 | 88.92 | Commercial | No | Behind the meter | Net-metered non-residential rooftop and canopy |  | None | Infiniti Energy Services | Vineland Muni Electric | Accepted | 2019-07-09 | 2019-07-11 | 2021-10-30 | SOLAREDGE | SE66KUS | Inverters | 66000 |  | 1 |  |  | 0.97 |  | Outdoor | Wall
NJSTRE1545151351 | NJSRRE1541624131 | Transition Incentive Program | Vineland | 8360 | 20 | 88.92 | Commercial | No | Behind the meter | Net-metered non-residential rooftop and canopy |  | None | Infiniti Energy Services | Vineland Muni Electric | Accepted | 2019-07-09 | 2019-07-11 | 2021-10-30 | TRINA SOLAR | TSM-DE14A PERC MONO | Solar Panels |  | 0.38 | 234 | 183.5 | 5 |  | Fixed | Roof
NJSTRE1545151352 | NJSRRE1541050255 | Transition Incentive Program | Forked River | 8731 | 18 | 33.22 | Commercial | Yes | Behind the meter | Behind the Meter |  | None | Infiniti Energy Services | JCP&L | Eligible for TI Program | 2019-05-30 | 2019-06-17 | 2021-10-30 | SOLAREDGE | SE14.4K-US | Inverters | 14400 |  | 2 |  |  | 0.96 |  | Outdoor | ADJACENT TO METER
NJSTRE1545151352 | NJSRRE1541050255 | Transition Incentive Program | Forked River | 8731 | 18 | 33.22 | Commercial | Yes | Behind the meter | Behind the Meter |  | None | Infiniti Energy Services | JCP&L | Eligible for TI Program | 2019-05-30 | 2019-06-17 | 2021-10-30 | C-SUN | 365W-72M | Solar Panels |  | 0.365 | 91 | 197.5 | 24 |  | Fixed | Roof
NJSTRE1545151353 | NJSRRE1540163653 | Transition Incentive Program | Toms River | 8755 | 18 | 33.48 | Non Profit | Yes | Behind the meter | Net-metered non-residential rooftop and canopy |  | None | Infiniti Energy Services | JCP&L | Accepted | 2018-12-28 | 2019-01-03 | 2021-10-30 | Hanwha | Q Peak Duo Black G5 | Solar Panels |  | 0.31 | 108 | 231 | 25 |  | Fixed | Roof
NJSTRE1545151353 | NJSRRE1540163653 | Transition Incentive Program | Toms River | 8755 | 18 | 33.48 | Non Profit | Yes | Behind the meter | Net-metered non-residential rooftop and canopy |  | None | Infiniti Energy Services | JCP&L | Accepted | 2018-12-28 | 2019-01-03 | 2021-10-30 | Solaredge | SE14.4KUS | Inverters | 1440 |  | 2 |  |  | 0.97 |  | Outdoor | at meter
NJSTRE1545151354 | NJSRRE1540029835 | Transition Incentive Program | Minotola | 8341 | 19 | 130.65 | Commercial | Yes | Behind the meter | Net-metered non-residential rooftop and canopy |  | None | Infiniti Energy Services | AC Electric | Accepted | 2018-12-17 | 2018-12-20 | 2021-10-30 | HANWHA | Q.PEAK DUO L-G5.2 390 | Solar Panels |  | 0.39 | 123 | 273.28 | 20 |  | Fixed | Roof
NJSTRE1545151354 | NJSRRE1540029835 | Transition Incentive Program | Minotola | 8341 | 19 | 130.65 | Commercial | Yes | Behind the meter | Net-metered non-residential rooftop and canopy |  | None | Infiniti Energy Services | AC Electric | Accepted | 2018-12-17 | 2018-12-20 | 2021-10-30 | SOLECTRIA | PVI 36TL | Inverters | 36000 |  | 1 |  |  | 0.97 |  | Outdoor | AT MODULE
NJSTRE1545151354 | NJSRRE1540029835 | Transition Incentive Program | Minotola | 8341 | 19 | 130.65 | Commercial | Yes | Behind the meter | Net-metered non-residential rooftop and canopy |  | None | Infiniti Energy Services | AC Electric | Accepted | 2018-12-17 | 2018-12-20 | 2021-10-30 | HANWHA | Q.PEAK DUO L-G5.2 390 | Solar Panels |  | 0.39 | 212 | 183.21 | 20 |  | Fixed | Roof
NJSTRE1545151354 | NJSRRE1540029835 | Transition Incentive Program | Minotola | 8341 | 19 | 130.65 | Commercial | Yes | Behind the meter | Net-metered non-residential rooftop and canopy |  | None | Infiniti Energy Services | AC Electric | Accepted | 2018-12-17 | 2018-12-20 | 2021-10-30 | SOLECTRIA | PVI 60KW-208 | Inverters | 60000 |  | 1 |  |  | 0.97 |  | Outdoor | AT MODULE
NJSTRE1545151357 | NJSRRE1540002913 | Transition Incentive Program | Salem | 8079 | 16 | 132.6 | Commercial | Yes | Behind the meter | Net-metered non-residential rooftop and canopy |  | None | Infiniti Energy Services | AC Electric | Accepted | 2018-12-17 | 2018-12-19 | 2021-10-30 | HANWHA | Q. PEAK DUO L-G.5 390 | Solar Panels |  | 0.39 | 85 | 110.9 | 20 |  | Single Axis | Roof
NJSTRE1545151357 | NJSRRE1540002913 | Transition Incentive Program | Salem | 8079 | 16 | 132.6 | Commercial | Yes | Behind the meter | Net-metered non-residential rooftop and canopy |  | None | Infiniti Energy Services | AC Electric | Accepted | 2018-12-17 | 2018-12-19 | 2021-10-30 | HANWHA | Q. PEAK DUO L-G.5 390 | Solar Panels |  | 0.39 | 78 | 200.9 | 20 |  | Fixed | Roof
NJSTRE1545151357 | NJSRRE1540002913 | Transition Incentive Program | Salem | 8079 | 16 | 132.6 | Commercial | Yes | Behind the meter | Net-metered non-residential rooftop and canopy |  | None | Infiniti Energy Services | AC Electric | Accepted | 2018-12-17 | 2018-12-19 | 2021-10-30 | SOLECTRIA | PVI 60TL | Inverters | 60000 |  | 2 |  |  | 0.97 |  | Outdoor | AT ROOF
NJSTRE1545151357 | NJSRRE1540002913 | Transition Incentive Program | Salem | 8079 | 16 | 132.6 | Commercial | Yes | Behind the meter | Net-metered non-residential rooftop and canopy |  | None | Infiniti Energy Services | AC Electric | Accepted | 2018-12-17 | 2018-12-19 | 2021-10-30 | HANWHA | Q. PEAK DUO L-G.5 390 | Solar Panels |  | 0.39 | 45 | 201.7 | 10 |  | Fixed | Roof
NJSTRE1545151357 | NJSRRE1540002913 | Transition Incentive Program | Salem | 8079 | 16 | 132.6 | Commercial | Yes | Behind the meter | Net-metered non-residential rooftop and canopy |  | None | Infiniti Energy Services | AC Electric | Accepted | 2018-12-17 | 2018-12-19 | 2021-10-30 | HANWHA | Q. PEAK DUO L-G.5 390 | Solar Panels |  | 0.39 | 23 | 200.3 | 10 |  | Fixed | Roof
NJSTRE1545151357 | NJSRRE1540002913 | Transition Incentive Program | Salem | 8079 | 16 | 132.6 | Commercial | Yes | Behind the meter | Net-metered non-residential rooftop and canopy |  | None | Infiniti Energy Services | AC Electric | Accepted | 2018-12-17 | 2018-12-19 | 2021-10-30 | HANWHA | Q. PEAK DUO L-G.5 390 | Solar Panels |  | 0.39 | 93 | 110.4 | 20 |  | Fixed | Roof
NJSTRE1545151357 | NJSRRE1540002913 | Transition Incentive Program | Salem | 8079 | 16 | 132.6 | Commercial | Yes | Behind the meter | Net-metered non-residential rooftop and canopy |  | None | Infiniti Energy Services | AC Electric | Accepted | 2018-12-17 | 2018-12-19 | 2021-10-30 | HANWHA | Q. PEAK DUO L-G.5 390 | Solar Panels |  | 0.39 | 16 | 199.6 | 10 |  | Fixed | Roof
NJSTRE1545151374 |  | Transition Incentive Program | Sewell | 8080 | 15 | 13.6 | Residential | Yes | Behind the Meter | Net-metered residential rooftop and canopy |  | None | Trinity Solar | AC Electric | Accepted | 2020-06-15 | 2020-06-17 | 2021-06-17 | Hanwha | Q.PEAK DUO BLK-G6 340 | Solar Panels |  | 0.34 | 20 | 261 | 21 |  | Fixed | Roof
NJSTRE1545151374 |  | Transition Incentive Program | Sewell | 8080 | 15 | 13.6 | Residential | Yes | Behind the Meter | Net-metered residential rooftop and canopy |  | None | Trinity Solar | AC Electric | Accepted | 2020-06-15 | 2020-06-17 | 2021-06-17 | Hanwha | Q.PEAK DUO BLK-G6 340 | Solar Panels |  | 0.34 | 16 | 81 | 21 |  | Fixed | Roof
NJSTRE1545151374 |  | Transition Incentive Program | Sewell | 8080 | 15 | 13.6 | Residential | Yes | Behind the Meter | Net-metered residential rooftop and canopy |  | None | Trinity Solar | AC Electric | Accepted | 2020-06-15 | 2020-06-17 | 2021-06-17 | Solar Edge | SE11400 | Inverters | 11400 |  | 1 |  |  | 0.97 |  | Outside | side of home
NJSTRE1545151374 |  | Transition Incentive Program | Sewell | 8080 | 15 | 13.6 | Residential | Yes | Behind the Meter | Net-metered residential rooftop and canopy |  | None | Trinity Solar | AC Electric | Accepted | 2020-06-15 | 2020-06-17 | 2021-06-17 | Hanwha | Q.PEAK DUO BLK-G6 340 | Solar Panels |  | 0.34 | 4 | 81 | 9 |  | Fixed | Roof
NJSTRE1545151476 |  | Transition Incentive Program | Cherry Hill | 8003 | 14 | 10.72 | Residential | No | Behind the Meter | Net-metered residential rooftop and canopy |  | None | Green Power energy | PSE&G | Accepted | 2020-06-15 | 2020-06-17 | 2021-06-17 | Solar Edge | SE10000H-US | Inverters | 10000 |  | 1 |  |  | 0.97 |  | Outside | next to meter
NJSTRE1545151476 |  | Transition Incentive Program | Cherry Hill | 8003 | 14 | 10.72 | Residential | No | Behind the Meter | Net-metered residential rooftop and canopy |  | None | Green Power energy | PSE&G | Accepted | 2020-06-15 | 2020-06-17 | 2021-06-17 | LG Electronics | LG335N1C-V5 | Solar Panels |  | 0.335 | 18 | 160 | 23 |  | Fixed | Roof
NJSTRE1545151476 |  | Transition Incentive Program | Cherry Hill | 8003 | 14 | 10.72 | Residential | No | Behind the Meter | Net-metered residential rooftop and canopy |  | None | Green Power energy | PSE&G | Accepted | 2020-06-15 | 2020-06-17 | 2021-06-17 | LG Electronics | LG335N1C-V5 | Solar Panels |  | 0.335 | 4 | 68 | 23 |  | Fixed | Roof
NJSTRE1545151476 |  | Transition Incentive Program | Cherry Hill | 8003 | 14 | 10.72 | Residential | No | Behind the Meter | Net-metered residential rooftop and canopy |  | None | Green Power energy | PSE&G | Accepted | 2020-06-15 | 2020-06-17 | 2021-06-17 | LG Electronics | LG335N1C-V5 | Solar Panels |  | 0.335 | 10 | 252 | 23 |  | Fixed | Roof
NJSTRE1545151489 |  | Transition Incentive Program | Hillside | 7205 | 10 | 3.84 | Residential | No | Behind the Meter | Net-metered residential rooftop and canopy |  | None | Steve Whitman LLC | PSE&G | Accepted | 2020-06-15 | 2020-06-17 | 2021-06-17 | Hanwha Q-Cells | Q.PEAK DUO-G5 320 | Solar Panels |  | 0.32 | 12 | 205 | 20 |  | Fixed | Roof
NJSTRE1545151489 |  | Transition Incentive Program | Hillside | 7205 | 10 | 3.84 | Residential | No | Behind the Meter | Net-metered residential rooftop and canopy |  | None | Steve Whitman LLC | PSE&G | Accepted | 2020-06-15 | 2020-06-17 | 2021-06-17 | SolarEdge | SE3800H-US | Inverters | 3800 |  | 1 |  |  | 0.99 |  | Outside | within ten feet of meter
NJSTRE1545151607 |  | Transition Incentive Program | Wall | 7719 | 17 | 531.36 | Commercial | No | Behind the Meter | Net-metered non-residential rooftop and canopy |  | None | RETTEW Field Services | JCP&L | Accepted | 2020-06-15 | 2020-07-07 | 2021-07-07 | SMA | Sunny Highpower PEAK3 125-US | Inverters | 125000 |  | 4 |  |  | 0.985 |  | Outdoor | Outdoor
NJSTRE1545151607 |  | Transition Incentive Program | Wall | 7719 | 17 | 531.36 | Commercial | No | Behind the Meter | Net-metered non-residential rooftop and canopy |  | None | RETTEW Field Services | JCP&L | Accepted | 2020-06-15 | 2020-07-07 | 2021-07-07 | Schweitzer Engineering | SEL-735 | Meters |  |  | 1 |  |  |  | Yes | Outdoor
NJSTRE1545151607 |  | Transition Incentive Program | Wall | 7719 | 17 | 531.36 | Commercial | No | Behind the Meter | Net-metered non-residential rooftop and canopy |  | None | RETTEW Field Services | JCP&L | Accepted | 2020-06-15 | 2020-07-07 | 2021-07-07 | Trina | TSM-DEG15MC.20(II) | Solar Panels |  | 0.41 | 1296 | S facing, azimuth 145 deg | 5 |  | Fixed | Parking Lot
NJSTRE1545151725 |  | Transition Incentive Program | Egg Harbor City | 8215 | 19 | 15.2 | Residential | No | Behind the Meter | Net-metered residential rooftop and canopy |  | None | Green Power Energy | AC Electric | Accepted | 2020-06-15 | 2020-06-17 | 2021-06-17 | Enphase Energy | IQ7A-72-2-US | Inverters | 290 |  | 38 |  |  | 0.97 |  | Outside | next to meter
NJSTRE1545151725 |  | Transition Incentive Program | Egg Harbor City | 8215 | 19 | 15.2 | Residential | No | Behind the Meter | Net-metered residential rooftop and canopy |  | None | Green Power Energy | AC Electric | Accepted | 2020-06-15 | 2020-06-17 | 2021-06-17 | Hanwha | Q.PEAK DUO L-G7.2 | Solar Panels |  | 0.4 | 38 | 179 | 23 |  | Fixed | Ground
NJSTRE1545151805 |  | Transition Incentive Program | Princeton | 8540 | 12 | 6.7 | Residential | No | Behind the Meter | Net-metered residential rooftop and canopy |  | None | Public Service Solar | PSE&G | Accepted | 2020-06-15 | 2020-06-17 | 2021-06-17 | LG | N1K-V5 | Solar Panels |  | 0.335 | 20 | 155 | 34 |  | Fixed | Roof
NJSTRE1545151805 |  | Transition Incentive Program | Princeton | 8540 | 12 | 6.7 | Residential | No | Behind the Meter | Net-metered residential rooftop and canopy |  | None | Public Service Solar | PSE&G | Accepted | 2020-06-15 | 2020-06-17 | 2021-06-17 | Enphase | IQ7+ | Inverters | 0.29 |  | 20 |  |  | 0.96 |  | Outside | Under panels
NJSTRE1545154368 |  | Transition Incentive Program | Williamstown | 8094 | 15 | 5.03 | Residential | Yes | Behind the Meter | Net-metered residential rooftop and canopy |  | None | Pro Custom Solar dba Momentum Solar | AC Electric | Accepted | 2020-06-15 | 2020-06-18 | 2021-06-18 | Enphase | IQ7-60-2-US | Inverters | 240 |  | 15 |  |  | 0.97 |  | Outdoor | Roof
NJSTRE1545154368 |  | Transition Incentive Program | Williamstown | 8094 | 15 | 5.03 | Residential | Yes | Behind the Meter | Net-metered residential rooftop and canopy |  | None | Pro Custom Solar dba Momentum Solar | AC Electric | Accepted | 2020-06-15 | 2020-06-18 | 2021-06-18 | HANWHA | Q.PEAK DUO BLK G6+ 335 | Solar Panels |  | 0.335 | 15 | 264 | 12 |  | Fixed | Roof
NJSTRE1545154371 |  | Transition Incentive Program | Somers Point | 8244 | 19 | 17.28 | Residential | Yes | Behind the Meter | Net-metered residential rooftop and canopy |  | None | Sun Up Zero Down | AC Electric | Accepted | 2020-06-15 | 2020-06-18 | 2021-06-18 | Enphase | IQ7A-72-2-US | Inverters | 240 |  | 54 |  |  | 0.975 |  | Outside | behind panel
NJSTRE1545154371 |  | Transition Incentive Program | Somers Point | 8244 | 19 | 17.28 | Residential | Yes | Behind the Meter | Net-metered residential rooftop and canopy |  | None | Sun Up Zero Down | AC Electric | Accepted | 2020-06-15 | 2020-06-18 | 2021-06-18 | Trina | TSM-320DD05H.05(II) | Solar Panels |  | 0.32 | 2 | 215 | 18 |  | Fixed | Roof
NJSTRE1545154371 |  | Transition Incentive Program | Somers Point | 8244 | 19 | 17.28 | Residential | Yes | Behind the Meter | Net-metered residential rooftop and canopy |  | None | Sun Up Zero Down | AC Electric | Accepted | 2020-06-15 | 2020-06-18 | 2021-06-18 | Trina | TSM-320DD05H.05(II) | Solar Panels |  | 0.32 | 15 | 305 | 18 |  | Fixed | Roof
NJSTRE1545154371 |  | Transition Incentive Program | Somers Point | 8244 | 19 | 17.28 | Residential | Yes | Behind the Meter | Net-metered residential rooftop and canopy |  | None | Sun Up Zero Down | AC Electric | Accepted | 2020-06-15 | 2020-06-18 | 2021-06-18 | Enphase | X-IQ-AM1-240-3 | Meters |  |  | 1 |  |  |  | Yes | Outdoor
NJSTRE1545154371 |  | Transition Incentive Program | Somers Point | 8244 | 19 | 17.28 | Residential | Yes | Behind the Meter | Net-metered residential rooftop and canopy |  | None | Sun Up Zero Down | AC Electric | Accepted | 2020-06-15 | 2020-06-18 | 2021-06-18 | Trina | TSM-320DD05H.05(II) | Solar Panels |  | 0.32 | 13 | 215 | 18 |  | Fixed | Roof
NJSTRE1545154371 |  | Transition Incentive Program | Somers Point | 8244 | 19 | 17.28 | Residential | Yes | Behind the Meter | Net-metered residential rooftop and canopy |  | None | Sun Up Zero Down | AC Electric | Accepted | 2020-06-15 | 2020-06-18 | 2021-06-18 | Trina | TSM-320DD05H.05(II) | Solar Panels |  | 0.32 | 2 | 215 | 19 |  | Fixed | Roof
NJSTRE1545154371 |  | Transition Incentive Program | Somers Point | 8244 | 19 | 17.28 | Residential | Yes | Behind the Meter | Net-metered residential rooftop and canopy |  | None | Sun Up Zero Down | AC Electric | Accepted | 2020-06-15 | 2020-06-18 | 2021-06-18 | Trina | TSM-320DD05H.05(II) | Solar Panels |  | 0.32 | 11 | 125 | 18 |  | Fixed | Roof
NJSTRE1545154371 |  | Transition Incentive Program | Somers Point | 8244 | 19 | 17.28 | Residential | Yes | Behind the Meter | Net-metered residential rooftop and canopy |  | None | Sun Up Zero Down | AC Electric | Accepted | 2020-06-15 | 2020-06-18 | 2021-06-18 | Trina | TSM-320DD05H.05(II) | Solar Panels |  | 0.32 | 6 | 35 | 18 |  | Fixed | Roof
NJSTRE1545154371 |  | Transition Incentive Program | Somers Point | 8244 | 19 | 17.28 | Residential | Yes | Behind the Meter | Net-metered residential rooftop and canopy |  | None | Sun Up Zero Down | AC Electric | Accepted | 2020-06-15 | 2020-06-18 | 2021-06-18 | Trina | TSM-320DD05H.05(II) | Solar Panels |  | 0.32 | 5 | 215 | 18 |  | Fixed | Roof
NJSTRE1545154434 |  | Transition Incentive Program | Plainfield | 7060 | 10 | 5.8 | Residential | Yes | Behind the Meter | Net-metered residential rooftop and canopy |  | None | Sunrun, Inc. | PSE&G | Accepted | 2020-06-15 | 2020-06-17 | 2021-06-17 | Delta Electronics | M5-TL-US | Inverters | 5000 |  | 1 |  |  | 0.96 |  | Outdoor | Next To Meter
NJSTRE1545154434 |  | Transition Incentive Program | Plainfield | 7060 | 10 | 5.8 | Residential | Yes | Behind the Meter | Net-metered residential rooftop and canopy |  | None | Sunrun, Inc. | PSE&G | Accepted | 2020-06-15 | 2020-06-17 | 2021-06-17 | LONGi Green Energy Technology Co Ltd | LR6-60HPB-305M | Solar Panels |  | 0.305 | 19 | 269 | 23 |  | Fixed | Roof
NJSTRE1545154487 |  | Transition Incentive Program | Clifton | 7011 | 6 | 8.24 | Residential | Yes | Behind the Meter | Net-metered residential rooftop and canopy |  | None | Sunrun, Inc. | PSE&G | Accepted | 2020-06-15 | 2020-06-25 | 2021-06-25 | Enphase Energy | IQ7-60-x-US (240V) | Inverters | 240 |  | 27 |  |  | 0.96 |  | Outdoor | Rooftop
NJSTRE1545154487 |  | Transition Incentive Program | Clifton | 7011 | 6 | 8.24 | Residential | Yes | Behind the Meter | Net-metered residential rooftop and canopy |  | None | Sunrun, Inc. | PSE&G | Accepted | 2020-06-15 | 2020-06-25 | 2021-06-25 | LONGi Green Energy Technology Co Ltd | LR6-60HPB-305M | Solar Panels |  | 0.305 | 17 | 127 | 35 |  | Fixed | Roof
NJSTRE1545154487 |  | Transition Incentive Program | Clifton | 7011 | 6 | 8.24 | Residential | Yes | Behind the Meter | Net-metered residential rooftop and canopy |  | None | Sunrun, Inc. | PSE&G | Accepted | 2020-06-15 | 2020-06-25 | 2021-06-25 | LONGi Green Energy Technology Co Ltd | LR6-60HPB-305M | Solar Panels |  | 0.305 | 10 | 307 | 18 |  | Fixed | Roof
NJSTRE1545154508 |  | Transition Incentive Program | Mannington | 8079 | 16 | 7.68 | Residential | Yes | Behind the Meter | Net-metered residential rooftop and canopy |  | ACE | RCL Enterprises Inc. | AC Electric | Accepted | 2020-06-15 | 2020-06-18 | 2021-06-18 | Enphase | IQ7 | Inverters | 5760 |  | 24 |  |  | 0.96 |  | Outdoor | under panels
NJSTRE1545154508 |  | Transition Incentive Program | Mannington | 8079 | 16 | 7.68 | Residential | Yes | Behind the Meter | Net-metered residential rooftop and canopy |  | ACE | RCL Enterprises Inc. | AC Electric | Accepted | 2020-06-15 | 2020-06-18 | 2021-06-18 | Trina Solar | TSM-320DD06M | Solar Panels |  | 0.32 | 24 | 203 | 18 |  | Fixed | Roof
NJSTRE1545154554 | NJSRRE1543820198 | Transition Incentive Program | Paterson | 7514 | 6 | 3.78 | Residential | Yes | Behind the meter | Net-metered residential rooftop and canopy |  | None | Trinity Solar | PSE&G | Accepted | 2019-12-26 | 2019-12-31 | 2021-10-30 | SOLAR EDGE | SE3000H-US | Inverters | 3000 |  | 1 |  |  | 0.97 |  | Outside | SIDE OF HOME
NJSTRE1545154554 | NJSRRE1543820198 | Transition Incentive Program | Paterson | 7514 | 6 | 3.78 | Residential | Yes | Behind the meter | Net-metered residential rooftop and canopy |  | None | Trinity Solar | PSE&G | Accepted | 2019-12-26 | 2019-12-31 | 2021-10-30 | HANWHA | Q.PEAK DUO BLK-G5 315 | Solar Panels |  | 0.315 | 12 | 104 | 18 |  | Fixed | Roof
NJSTRE1545154559 | NJSRRE1542556389 | Transition Incentive Program | North Middletown | 7748 | 17 | 2.52 | Residential | Yes | Behind the meter | Net-metered residential rooftop and canopy |  | None | Trinity Solar | JCP&L | Accepted | 2019-10-18 | 2019-10-22 | 2021-10-30 | Solar edge | SE3000 | Inverters | 3000 |  | 1 |  |  | 0.97 |  | Outside | side of home
NJSTRE1545154559 | NJSRRE1542556389 | Transition Incentive Program | North Middletown | 7748 | 17 | 2.52 | Residential | Yes | Behind the meter | Net-metered residential rooftop and canopy |  | None | Trinity Solar | JCP&L | Accepted | 2019-10-18 | 2019-10-22 | 2021-10-30 | Hanwha | Q.PEAK DUO BLK-G5 315 | Solar Panels |  | 0.315 | 8 | 155 | 37 |  | Fixed | Roof
NJSTRE1545154563 |  | Transition Incentive Program | West Windsor Township | 8550 | 12 | 7.63 | Residential | Yes | Behind the Meter | Net-metered residential rooftop and canopy |  | None | Sunrun, Inc. | PSE&G | Accepted | 2020-06-15 | 2020-06-18 | 2021-06-18 | LONGi Green Energy Technology Co Ltd | LR6-60HPB-305M | Solar Panels |  | 0.305 | 25 | 269 | 19 |  | Fixed | Roof
NJSTRE1545154563 |  | Transition Incentive Program | West Windsor Township | 8550 | 12 | 7.63 | Residential | Yes | Behind the Meter | Net-metered residential rooftop and canopy |  | None | Sunrun, Inc. | PSE&G | Accepted | 2020-06-15 | 2020-06-18 | 2021-06-18 | Delta Electronics | M8-TL-US | Inverters | 8000 |  | 1 |  |  | 0.96 |  | Outdoor | Next To Meter
NJSTRE1545154604 | NJSRRE1544422839 | Transition Incentive Program | Bayonne | 7002 | 8 | 2.21 | Residential | Yes | Behind the meter | Net-metered residential rooftop and canopy |  | None | Trinity Solar | PSE&G | Accepted | 2020-02-10 | 2020-02-12 | 2021-10-30 | ENPHASE | ENPHASE IQ7 MICROINVERTERS (IQ7-60-2-US) | Inverters | 240 |  | 7 |  |  | 0.97 |  | Outside | UNDER THE PANELS
NJSTRE1545154604 | NJSRRE1544422839 | Transition Incentive Program | Bayonne | 7002 | 8 | 2.21 | Residential | Yes | Behind the meter | Net-metered residential rooftop and canopy |  | None | Trinity Solar | PSE&G | Accepted | 2020-02-10 | 2020-02-12 | 2021-10-30 | HANWHA | Q.PEAK DUO BLK-G5 315 | Solar Panels |  | 0.315 | 2 | 303 | 23 |  | Fixed | Roof
NJSTRE1545154604 | NJSRRE1544422839 | Transition Incentive Program | Bayonne | 7002 | 8 | 2.21 | Residential | Yes | Behind the meter | Net-metered residential rooftop and canopy |  | None | Trinity Solar | PSE&G | Accepted | 2020-02-10 | 2020-02-12 | 2021-10-30 | HANWHA | Q.PEAK DUO BLK-G5 315 | Solar Panels |  | 0.315 | 5 | 123 | 23 |  | Fixed | Roof
NJSTRE1545154607 | NJSRRE1544347729 | Transition Incentive Program | Bayonne | 7002 | 8 | 2.21 | Residential | Yes | Behind the meter | Net-metered residential rooftop and canopy |  | None | Trinity Solar | PSE&G | Accepted | 2020-02-03 | 2020-02-06 | 2021-10-30 | ENPHASE | ENPHASE IQ7 (IQ7-60-2-US) | Inverters | 240 |  | 7 |  |  | 0.98 |  | Outside | UNDER THE PANELS
NJSTRE1545154607 | NJSRRE1544347729 | Transition Incentive Program | Bayonne | 7002 | 8 | 2.21 | Residential | Yes | Behind the meter | Net-metered residential rooftop and canopy |  | None | Trinity Solar | PSE&G | Accepted | 2020-02-03 | 2020-02-06 | 2021-10-30 | HANWHA | Q.PEAK DUO BLK-G5 315 | Solar Panels |  | 0.315 | 7 | 303 | 23 |  | Fixed | Roof
NJSTRE1545154644 |  | Transition Incentive Program | Newark | 7102 | 9 | 219.84 | School Other | Yes | Behind the Meter | Net-metered non-residential rooftop and canopy |  | None | Eznergy | PSE&G | Accepted | 2020-06-15 | 2020-06-18 | 2021-06-18 | Chint | 28 KW SCA28KTL-DO/US-480 | Inverters | 28000 |  | 1 |  |  | 0.98 |  | Outdoor | Side of building near meter
NJSTRE1545154644 |  | Transition Incentive Program | Newark | 7102 | 9 | 219.84 | School Other | Yes | Behind the Meter | Net-metered non-residential rooftop and canopy |  | None | Eznergy | PSE&G | Accepted | 2020-06-15 | 2020-06-18 | 2021-06-18 | Chint | 50 KW SCA50KTL-DO/US-480 | Inverters | 50000 |  | 3 |  |  | 0.98 |  | Outdoor | Side of building near meter
NJSTRE1545154644 |  | Transition Incentive Program | Newark | 7102 | 9 | 219.84 | School Other | Yes | Behind the Meter | Net-metered non-residential rooftop and canopy |  | None | Eznergy | PSE&G | Accepted | 2020-06-15 | 2020-06-18 | 2021-06-18 | HANWHA | Q PEAK DUO G-5.2 385W | Solar Panels |  | 0.385 | 169 | 195 | 5 |  | Fixed | Roof
NJSTRE1545154644 |  | Transition Incentive Program | Newark | 7102 | 9 | 219.84 | School Other | Yes | Behind the Meter | Net-metered non-residential rooftop and canopy |  | None | Eznergy | PSE&G | Accepted | 2020-06-15 | 2020-06-18 | 2021-06-18 | Hanwha | Q PEAK DUO G-5.2 385W | Solar Panels |  | 0.385 | 153 | 195 | 5 |  | Fixed | Roof
NJSTRE1545154644 |  | Transition Incentive Program | Newark | 7102 | 9 | 219.84 | School Other | Yes | Behind the Meter | Net-metered non-residential rooftop and canopy |  | None | Eznergy | PSE&G | Accepted | 2020-06-15 | 2020-06-18 | 2021-06-18 | HANWHA | Q PEAK DUO G-5.2 385W | Solar Panels |  | 0.385 | 249 | 195 | 30 |  | Fixed | Roof
NJSTRE1545154943 |  | Transition Incentive Program | Sayreville | 8872 | 11 | 9.45 | Residential | No | Behind the Meter | Net-metered residential rooftop and canopy |  | None | Tesla Energy Operations Inc. | JCP&L | Accepted | 2020-06-15 | 2020-06-18 | 2021-06-18 | Hanwha Q CELLS | Q.PEAK DUO BLK-G5/SC315 | Solar Panels |  | 0.315 | 30 | 260 | 23 |  | Fixed | Roof
NJSTRE1545154943 |  | Transition Incentive Program | Sayreville | 8872 | 11 | 9.45 | Residential | No | Behind the Meter | Net-metered residential rooftop and canopy |  | None | Tesla Energy Operations Inc. | JCP&L | Accepted | 2020-06-15 | 2020-06-18 | 2021-06-18 | SolarEdge Technologies | SE10000H-US [240V] | Inverters | 10000 |  | 1 |  |  | 0.99 |  | Indoor | Inside garage
NJSTRE1545154953 |  | Transition Incentive Program | Newark | 7104 | 9 | 143.91 | School Public K-12 | Yes | Behind the Meter | Net-metered non-residential rooftop and canopy |  | None | Eznergy | PSE&G | Accepted | 2020-06-15 | 2020-06-18 | 2021-06-18 | Chint | 50 KW SCA50KTL-DO/US-480 | Inverters | 50000 |  | 1 |  |  | 0.98 |  | Outdoor | 0.97
NJSTRE1545154953 |  | Transition Incentive Program | Newark | 7104 | 9 | 143.91 | School Public K-12 | Yes | Behind the Meter | Net-metered non-residential rooftop and canopy |  | None | Eznergy | PSE&G | Accepted | 2020-06-15 | 2020-06-18 | 2021-06-18 | Trina | TSM-DE14H(II) 390W | Solar Panels |  | 0.39 | 369 | 114 | 7 |  | Fixed | Parking Lot
NJSTRE1545154953 |  | Transition Incentive Program | Newark | 7104 | 9 | 143.91 | School Public K-12 | Yes | Behind the Meter | Net-metered non-residential rooftop and canopy |  | None | Eznergy | PSE&G | Accepted | 2020-06-15 | 2020-06-18 | 2021-06-18 | Chint | 60 KW SCA60KTL-DO/US-480 | Inverters | 60000 |  | 1 |  |  | 0.98 |  | Outdoor | Side of building near meter
NJSTRE1545154998 |  | Transition Incentive Program | HILLSBOROUGH TWP | 8844 | 5 | 8.54 | Residential | No | Behind the Meter | Net-metered residential rooftop and canopy |  | None | Bright Planet Solar | PSE&G | Accepted | 2020-06-15 | 2020-06-18 | 2021-06-18 | LONGI | LR6-60HPB-305M | Solar Panels |  | 0.305 | 28 | 200 | 25 |  | Fixed | Roof
NJSTRE1545154998 |  | Transition Incentive Program | HILLSBOROUGH TWP | 8844 | 5 | 8.54 | Residential | No | Behind the Meter | Net-metered residential rooftop and canopy |  | None | Bright Planet Solar | PSE&G | Accepted | 2020-06-15 | 2020-06-18 | 2021-06-18 | SOLAR EDGE | SE7600H-USRGM | Inverters | 7600 |  | 1 |  |  | 0.98 |  | Outdoor | OUTSIDE
NJSTRE1545155005 |  | Transition Incentive Program | Morristown | 7960 | 3 | 344.54 | School Other | No | Behind the Meter | Net-metered non-residential rooftop and canopy |  | None | Solar Landscape | JCP&L | Accepted | 2020-06-15 | 2020-06-18 | 2021-06-18 | Znshine | ZXM6-72 | Solar Panels |  | 0.38 | 793 | 191 | 5 |  | Fixed | Roof
NJSTRE1545155005 |  | Transition Incentive Program | Morristown | 7960 | 3 | 344.54 | School Other | No | Behind the Meter | Net-metered non-residential rooftop and canopy |  | None | Solar Landscape | JCP&L | Accepted | 2020-06-15 | 2020-06-18 | 2021-06-18 | Solar Edge | SE100kUS | Inverters | 100000 |  | 3 |  |  | 0.985 |  | Outside | Rooftop
NJSTRE1545155005 |  | Transition Incentive Program | Morristown | 7960 | 3 | 344.54 | School Other | No | Behind the Meter | Net-metered non-residential rooftop and canopy |  | None | Solar Landscape | JCP&L | Accepted | 2020-06-15 | 2020-06-18 | 2021-06-18 | Hanwha | Q.Peak Duo L-G7 | Solar Panels |  | 0.4 | 108 | 281 | 5 |  | Fixed | Roof
NJSTRE1545155022 |  | Transition Incentive Program | Newfield | 8344 | 15 | 12.8 | Residential | No | Behind the Meter | Net-metered residential rooftop and canopy |  | None | RCL Enterprises Inc. | AC Electric | Accepted | 2020-06-15 | 2020-06-18 | 2021-06-18 | Enphase | IQ7 | Inverters | 9600 |  | 40 |  |  | 0.96 |  | Outdoor | under panels
NJSTRE1545155022 |  | Transition Incentive Program | Newfield | 8344 | 15 | 12.8 | Residential | No | Behind the Meter | Net-metered residential rooftop and canopy |  | None | RCL Enterprises Inc. | AC Electric | Accepted | 2020-06-15 | 2020-06-18 | 2021-06-18 | Trina Solar | TSM-320DD06M | Solar Panels |  | 0.32 | 40 | 170 | 18 |  | Fixed | Roof
NJSTRE1545155033 |  | Transition Incentive Program | Ridgefield Park | 7660 | 7 | 8.04 | Residential | Yes | Behind the Meter | Net-metered residential rooftop and canopy |  | None | Pro Custom Solar dba Momentum Solar | PSE&G | Accepted | 2020-06-15 | 2020-06-18 | 2021-06-18 | HANWHA | Q.PEAK DUO BLK G6+ 335 | Solar Panels |  | 0.335 | 6 | 19 | 37 |  | Fixed | Roof
NJSTRE1545155033 |  | Transition Incentive Program | Ridgefield Park | 7660 | 7 | 8.04 | Residential | Yes | Behind the Meter | Net-metered residential rooftop and canopy |  | None | Pro Custom Solar dba Momentum Solar | PSE&G | Accepted | 2020-06-15 | 2020-06-18 | 2021-06-18 | Enphase | IQ7-60-2-US | Inverters | 240 |  | 24 |  |  | 0.97 |  | Outdoor | Roof
NJSTRE1545155033 |  | Transition Incentive Program | Ridgefield Park | 7660 | 7 | 8.04 | Residential | Yes | Behind the Meter | Net-metered residential rooftop and canopy |  | None | Pro Custom Solar dba Momentum Solar | PSE&G | Accepted | 2020-06-15 | 2020-06-18 | 2021-06-18 | HANWHA | Q.PEAK DUO BLK G6+ 335 | Solar Panels |  | 0.335 | 6 | 199 | 37 |  | Fixed | Roof
NJSTRE1545155033 |  | Transition Incentive Program | Ridgefield Park | 7660 | 7 | 8.04 | Residential | Yes | Behind the Meter | Net-metered residential rooftop and canopy |  | None | Pro Custom Solar dba Momentum Solar | PSE&G | Accepted | 2020-06-15 | 2020-06-18 | 2021-06-18 | HANWHA | Q.PEAK DUO BLK G6+ 335 | Solar Panels |  | 0.335 | 12 | 288 | 30 |  | Fixed | Roof
NJSTRE1545155081 |  | Transition Incentive Program | Ewing | 8628 | 12 | 15.75 | Residential | Yes | Behind the Meter | Net-metered residential rooftop and canopy |  | PSEG SL3 | Vision Solar LLC | PSE&G | Accepted | 2020-06-15 | 2020-06-18 | 2021-06-18 | LG Solar | LG335N1K-V5 | Solar Panels |  | 0.335 | 40 | 120 | 20 |  | Fixed | Roof
NJSTRE1545155081 |  | Transition Incentive Program | Ewing | 8628 | 12 | 15.75 | Residential | Yes | Behind the Meter | Net-metered residential rooftop and canopy |  | PSEG SL3 | Vision Solar LLC | PSE&G | Accepted | 2020-06-15 | 2020-06-18 | 2021-06-18 | LG Solar | LG335n1K-V5 | Solar Panels |  | 0.335 | 7 | 210 | 20 |  | Fixed | Roof
NJSTRE1545155081 |  | Transition Incentive Program | Ewing | 8628 | 12 | 15.75 | Residential | Yes | Behind the Meter | Net-metered residential rooftop and canopy |  | PSEG SL3 | Vision Solar LLC | PSE&G | Accepted | 2020-06-15 | 2020-06-18 | 2021-06-18 | Enphase Energy | Iq7-60-2-US | Inverters | 0.24 |  | 47 |  |  | 0.96 |  | Other | Under each panel
NJSTRE1545155141 |  | Transition Incentive Program | Newark | 7112 | 9 | 495.88 | School Public K-12 | Yes | Behind the Meter | Net-metered non-residential rooftop and canopy |  | None | Eznergy | PSE&G | Accepted | 2020-06-15 | 2020-06-18 | 2021-06-18 | Hanwha | Q PEAK DUO G-5.2 385W | Solar Panels |  | 0.385 | 189 | 215 | 5 |  | Fixed | Roof
NJSTRE1545155141 |  | Transition Incentive Program | Newark | 7112 | 9 | 495.88 | School Public K-12 | Yes | Behind the Meter | Net-metered non-residential rooftop and canopy |  | None | Eznergy | PSE&G | Accepted | 2020-06-15 | 2020-06-18 | 2021-06-18 | Hanwha | Q PEAK DUO G-5.2 385W | Solar Panels |  | 0.385 | 12 | 215 | 5 |  | Fixed | Roof
NJSTRE1545155141 |  | Transition Incentive Program | Newark | 7112 | 9 | 495.88 | School Public K-12 | Yes | Behind the Meter | Net-metered non-residential rooftop and canopy |  | None | Eznergy | PSE&G | Accepted | 2020-06-15 | 2020-06-18 | 2021-06-18 | Hanwha | Q PEAK DUO G-5.2 385W | Solar Panels |  | 0.385 | 25 | 215 | 5 |  | Fixed | Roof
NJSTRE1545155141 |  | Transition Incentive Program | Newark | 7112 | 9 | 495.88 | School Public K-12 | Yes | Behind the Meter | Net-metered non-residential rooftop and canopy |  | None | Eznergy | PSE&G | Accepted | 2020-06-15 | 2020-06-18 | 2021-06-18 | Hanwha | Q PEAK DUO G-5.2 385W | Solar Panels |  | 0.385 | 50 | 215 | 5 |  | Fixed | Roof
NJSTRE1545155141 |  | Transition Incentive Program | Newark | 7112 | 9 | 495.88 | School Public K-12 | Yes | Behind the Meter | Net-metered non-residential rooftop and canopy |  | None | Eznergy | PSE&G | Accepted | 2020-06-15 | 2020-06-18 | 2021-06-18 | Hanwha | Q PEAK DUO G-5.2 385W | Solar Panels |  | 0.385 | 830 | 215 | 5 |  | Fixed | Roof
NJSTRE1545155141 |  | Transition Incentive Program | Newark | 7112 | 9 | 495.88 | School Public K-12 | Yes | Behind the Meter | Net-metered non-residential rooftop and canopy |  | None | Eznergy | PSE&G | Accepted | 2020-06-15 | 2020-06-18 | 2021-06-18 | Hanwha | Q PEAK DUO G-5.2 385W | Solar Panels |  | 0.385 | 153 | 215 | 5 |  | Fixed | Roof
NJSTRE1545155141 |  | Transition Incentive Program | Newark | 7112 | 9 | 495.88 | School Public K-12 | Yes | Behind the Meter | Net-metered non-residential rooftop and canopy |  | None | Eznergy | PSE&G | Accepted | 2020-06-15 | 2020-06-18 | 2021-06-18 | Hanwha | Q PEAK DUO G-5.2 385W | Solar Panels |  | 0.385 | 29 | 215 | 5 |  | Fixed | Roof
NJSTRE1545155141 |  | Transition Incentive Program | Newark | 7112 | 9 | 495.88 | School Public K-12 | Yes | Behind the Meter | Net-metered non-residential rooftop and canopy |  | None | Eznergy | PSE&G | Accepted | 2020-06-15 | 2020-06-18 | 2021-06-18 | Chint | 50 KW SCA50KTL-DO/US-480 | Inverters | 50000 |  | 7 |  |  | 0.98 |  | Outdoor | Side of building near meter
NJSTRE1545155141 |  | Transition Incentive Program | Newark | 7112 | 9 | 495.88 | School Public K-12 | Yes | Behind the Meter | Net-metered non-residential rooftop and canopy |  | None | Eznergy | PSE&G | Accepted | 2020-06-15 | 2020-06-18 | 2021-06-18 | Chint | 28 KW SCA28KTL-DO/US-480 | Inverters | 28000 |  | 2 |  |  | 0.98 |  | Outdoor | Side of building
NJSTRE1545155147 |  | Transition Incentive Program | Livingston TWP | 7039 | 9 | 15.12 | Residential | No | Behind the Meter | Net-metered residential rooftop and canopy |  | None | Tesla Energy Operations Inc. | PSE&G | Accepted | 2020-06-15 | 2020-06-18 | 2021-06-18 | Hanwha Q CELLS | Q.PEAK DUO BLK-G5/SC315 | Solar Panels |  | 0.315 | 15 | 149 | 21 |  | Fixed | Roof
NJSTRE1545155147 |  | Transition Incentive Program | Livingston TWP | 7039 | 9 | 15.12 | Residential | No | Behind the Meter | Net-metered residential rooftop and canopy |  | None | Tesla Energy Operations Inc. | PSE&G | Accepted | 2020-06-15 | 2020-06-18 | 2021-06-18 | SolarEdge Technologies | SE7600H-US [240V] | Inverters | 7600 |  | 2 |  |  | 0.99 |  | Indoor | Inside garage
NJSTRE1545155147 |  | Transition Incentive Program | Livingston TWP | 7039 | 9 | 15.12 | Residential | No | Behind the Meter | Net-metered residential rooftop and canopy |  | None | Tesla Energy Operations Inc. | PSE&G | Accepted | 2020-06-15 | 2020-06-18 | 2021-06-18 | Hanwha Q CELLS | Q.PEAK DUO BLK-G5/SC315 | Solar Panels |  | 0.315 | 26 | 149 | 22 |  | Fixed | Roof
NJSTRE1545155147 |  | Transition Incentive Program | Livingston TWP | 7039 | 9 | 15.12 | Residential | No | Behind the Meter | Net-metered residential rooftop and canopy |  | None | Tesla Energy Operations Inc. | PSE&G | Accepted | 2020-06-15 | 2020-06-18 | 2021-06-18 | Tesla | AC Powerwall 2.0 | Electric Storage Battery |  |  | 3 |  |  |  | Lithium Ion |  | Inside garage
NJSTRE1545155147 |  | Transition Incentive Program | Livingston TWP | 7039 | 9 | 15.12 | Residential | No | Behind the Meter | Net-metered residential rooftop and canopy |  | None | Tesla Energy Operations Inc. | PSE&G | Accepted | 2020-06-15 | 2020-06-18 | 2021-06-18 | Hanwha Q CELLS | Q.PEAK DUO BLK-G5/SC315 | Solar Panels |  | 0.315 | 7 | 329 | 22 |  | Fixed | Roof
NJSTRE1545155164 |  | Transition Incentive Program | North Plainfield | 7063 | 10 | 4.58 | Residential | Yes | Behind the Meter | Net-metered residential rooftop and canopy |  | None | Sunrun, Inc. | PSE&G | Accepted | 2020-06-15 | 2020-07-02 | 2021-07-02 | Delta Electronics | M4-TL-US | Inverters | 4000 |  | 1 |  |  | 0.96 |  | Outdoor | Next To Meter
NJSTRE1545155164 |  | Transition Incentive Program | North Plainfield | 7063 | 10 | 4.58 | Residential | Yes | Behind the Meter | Net-metered residential rooftop and canopy |  | None | Sunrun, Inc. | PSE&G | Accepted | 2020-06-15 | 2020-07-02 | 2021-07-02 | LONGi Green Energy Technology Co Ltd | LR6-60HPB-305M | Solar Panels |  | 0.305 | 15 | 148 | 23 |  | Fixed | Roof
NJSTRE1545155173 |  | Transition Incentive Program | Sicklerville | 8081 | 14 | 7.56 | Residential | No | Behind the Meter | Net-metered residential rooftop and canopy |  | None | Tesla Energy Operations Inc. | AC Electric | Accepted | 2020-06-15 | 2020-06-29 | 2021-06-29 | Hanwha Q CELLS | Q.PEAK DUO BLK-G5/SC315 | Solar Panels |  | 0.315 | 2 | 221 | 30 |  | Fixed | Roof
NJSTRE1545155173 |  | Transition Incentive Program | Sicklerville | 8081 | 14 | 7.56 | Residential | No | Behind the Meter | Net-metered residential rooftop and canopy |  | None | Tesla Energy Operations Inc. | AC Electric | Accepted | 2020-06-15 | 2020-06-29 | 2021-06-29 | Hanwha Q CELLS | Q.PEAK DUO BLK-G5/SC315 | Solar Panels |  | 0.315 | 22 | 41 | 30 |  | Fixed | Roof
NJSTRE1545155173 |  | Transition Incentive Program | Sicklerville | 8081 | 14 | 7.56 | Residential | No | Behind the Meter | Net-metered residential rooftop and canopy |  | None | Tesla Energy Operations Inc. | AC Electric | Accepted | 2020-06-15 | 2020-06-29 | 2021-06-29 | Tesla | AC Powerwall 2.0 | Electric Storage Battery |  |  | 2 |  |  |  | Lithium Ion |  | Inside garage
NJSTRE1545155173 |  | Transition Incentive Program | Sicklerville | 8081 | 14 | 7.56 | Residential | No | Behind the Meter | Net-metered residential rooftop and canopy |  | None | Tesla Energy Operations Inc. | AC Electric | Accepted | 2020-06-15 | 2020-06-29 | 2021-06-29 | SolarEdge Technologies | SE7600H-US [240V] | Inverters | 7600 |  | 1 |  |  | 0.99 |  | Indoor | Inside garage
NJSTRE1545155186 |  | Transition Incentive Program | East Brunswick | 8816 | 11 | 3.97 | Residential | Yes | Behind the Meter | Net-metered residential rooftop and canopy |  | None | Sunrun, Inc. | PSE&G | Accepted | 2020-06-15 | 2020-06-18 | 2021-06-18 | LONGi Green Energy Technology Co Ltd | LR6-60HPB-305M | Solar Panels |  | 0.305 | 6 | 263 | 16 |  | Fixed | Roof
NJSTRE1545155186 |  | Transition Incentive Program | East Brunswick | 8816 | 11 | 3.97 | Residential | Yes | Behind the Meter | Net-metered residential rooftop and canopy |  | None | Sunrun, Inc. | PSE&G | Accepted | 2020-06-15 | 2020-06-18 | 2021-06-18 | LONGi Green Energy Technology Co Ltd | LR6-60HPB-305M | Solar Panels |  | 0.305 | 4 | 83 | 16 |  | Fixed | Roof
NJSTRE1545155186 |  | Transition Incentive Program | East Brunswick | 8816 | 11 | 3.97 | Residential | Yes | Behind the Meter | Net-metered residential rooftop and canopy |  | None | Sunrun, Inc. | PSE&G | Accepted | 2020-06-15 | 2020-06-18 | 2021-06-18 | LONGi Green Energy Technology Co Ltd | LR6-60HPB-305M | Solar Panels |  | 0.305 | 3 | 263 | 40 |  | Fixed | Roof
NJSTRE1545155186 |  | Transition Incentive Program | East Brunswick | 8816 | 11 | 3.97 | Residential | Yes | Behind the Meter | Net-metered residential rooftop and canopy |  | None | Sunrun, Inc. | PSE&G | Accepted | 2020-06-15 | 2020-06-18 | 2021-06-18 | Enphase Energy | IQ7-60-x-US (240V) | Inverters | 240 |  | 13 |  |  | 0.96 |  | Outdoor | Rooftop
NJSTRE1545155205 |  | Transition Incentive Program | Woodbridge | 8830 | 11 | 15.89 | Residential | Yes | Behind the Meter | Net-metered residential rooftop and canopy |  | PSEG | Ampericon | PSE&G | Accepted | 2020-06-15 | 2020-06-18 | 2021-10-30 | EnPhase | IQ7 | Inverters | 240 |  | 45 |  |  | 0.965 |  | Other | Roof
NJSTRE1545155205 |  | Transition Incentive Program | Woodbridge | 8830 | 11 | 15.89 | Residential | Yes | Behind the Meter | Net-metered residential rooftop and canopy |  | PSEG | Ampericon | PSE&G | Accepted | 2020-06-15 | 2020-06-18 | 2021-10-30 | Hanwha | Qcell 335 | Solar Panels |  | 0.35 | 14 | 221 | 20 |  | Fixed | Roof
NJSTRE1545155205 |  | Transition Incentive Program | Woodbridge | 8830 | 11 | 15.89 | Residential | Yes | Behind the Meter | Net-metered residential rooftop and canopy |  | PSEG | Ampericon | PSE&G | Accepted | 2020-06-15 | 2020-06-18 | 2021-10-30 | Hanwha | Qcell 335 | Solar Panels |  | 0.359 | 15 | 131 | 20 |  | Fixed | Roof
NJSTRE1545155205 |  | Transition Incentive Program | Woodbridge | 8830 | 11 | 15.89 | Residential | Yes | Behind the Meter | Net-metered residential rooftop and canopy |  | PSEG | Ampericon | PSE&G | Accepted | 2020-06-15 | 2020-06-18 | 2021-10-30 | Hanwha | Qcell 335 | Solar Panels |  | 0.35 | 16 | 41 | 20 |  | Fixed | Roof
NJSTRE1545155220 |  | Transition Incentive Program | Lumberton | 8048 | 13 | 6.41 | Residential | Yes | Behind the Meter | Net-metered residential rooftop and canopy |  | None | Sunrun, Inc. | PSE&G | Accepted | 2020-06-15 | 2020-06-18 | 2021-06-18 | LONGi Green Energy Technology Co Ltd | LR6-60HPB-305M | Solar Panels |  | 0.305 | 16 | 61 | 26 |  | Fixed | Roof
NJSTRE1545155220 |  | Transition Incentive Program | Lumberton | 8048 | 13 | 6.41 | Residential | Yes | Behind the Meter | Net-metered residential rooftop and canopy |  | None | Sunrun, Inc. | PSE&G | Accepted | 2020-06-15 | 2020-06-18 | 2021-06-18 | LONGi Green Energy Technology Co Ltd | LR6-60HPB-305M | Solar Panels |  | 0.305 | 5 | 241 | 26 |  | Fixed | Roof
NJSTRE1545155220 |  | Transition Incentive Program | Lumberton | 8048 | 13 | 6.41 | Residential | Yes | Behind the Meter | Net-metered residential rooftop and canopy |  | None | Sunrun, Inc. | PSE&G | Accepted | 2020-06-15 | 2020-06-18 | 2021-06-18 | Delta Electronics | M6-TL-US | Inverters | 6000 |  | 1 |  |  | 0.96 |  | Outdoor | Next To Meter
NJSTRE1545157456 |  | Transition Incentive Program | Wildwood | 8260 | 21 | 4.42 | Residential | Yes | Behind the Meter | Net-metered residential rooftop and canopy |  | None | Trinity Solar | AC Electric | Accepted | 2020-06-16 | 2020-06-18 | 2021-06-18 | Solar Edge | SE3800 | Inverters | 3800 |  | 1 |  |  | 0.97 |  | Outside | side of home
NJSTRE1545157456 |  | Transition Incentive Program | Wildwood | 8260 | 21 | 4.42 | Residential | Yes | Behind the Meter | Net-metered residential rooftop and canopy |  | None | Trinity Solar | AC Electric | Accepted | 2020-06-16 | 2020-06-18 | 2021-06-18 | Hanwha | Q.PEAK DUO BLK-G6 340 | Solar Panels |  | 0.34 | 13 | 132 | 34 |  | Fixed | Roof
NJSTRE1545157473 |  | Transition Incentive Program | Neptune City | 7753 | 17 | 7.02 | Residential | Yes | Behind the Meter | Net-metered residential rooftop and canopy |  | None | Sunrun Installation Services, Inc. | JCP&L | Accepted | 2020-06-16 | 2020-06-25 | 2021-06-25 | Delta Electronics | M6-TL-US | Inverters | 6000 |  | 1 |  |  | 0.96 |  | Outdoor | Next To Meter
NJSTRE1545157473 |  | Transition Incentive Program | Neptune City | 7753 | 17 | 7.02 | Residential | Yes | Behind the Meter | Net-metered residential rooftop and canopy |  | None | Sunrun Installation Services, Inc. | JCP&L | Accepted | 2020-06-16 | 2020-06-25 | 2021-06-25 | LONGi Green Energy Technology Co Ltd | LR6-60HPB-305M | Solar Panels |  | 0.305 | 23 | 240 | 26 |  | Fixed | Roof
NJSTRE1545157520 |  | Transition Incentive Program | Bayonne City | 7002 | 8 | 6.62 | Residential | No | Behind the Meter | Net-metered residential rooftop and canopy |  | None | Tesla Energy Operations Inc. | PSE&G | Accepted | 2020-06-16 | 2020-06-18 | 2021-06-18 | Hanwha Q CELLS | Q.PEAK DUO BLK-G5/SC315 | Solar Panels |  | 0.315 | 12 | 121 | 37 |  | Fixed | Roof
NJSTRE1545157520 |  | Transition Incentive Program | Bayonne City | 7002 | 8 | 6.62 | Residential | No | Behind the Meter | Net-metered residential rooftop and canopy |  | None | Tesla Energy Operations Inc. | PSE&G | Accepted | 2020-06-16 | 2020-06-18 | 2021-06-18 | Hanwha Q CELLS | Q.PEAK DUO BLK-G5/SC315 | Solar Panels |  | 0.315 | 9 | 301 | 37 |  | Fixed | Roof
NJSTRE1545157520 |  | Transition Incentive Program | Bayonne City | 7002 | 8 | 6.62 | Residential | No | Behind the Meter | Net-metered residential rooftop and canopy |  | None | Tesla Energy Operations Inc. | PSE&G | Accepted | 2020-06-16 | 2020-06-18 | 2021-06-18 | Tesla | AC Powerwall 2.0 | Electric Storage Battery |  |  | 1 |  |  |  | Lithium Ion |  | Outside
NJSTRE1545157520 |  | Transition Incentive Program | Bayonne City | 7002 | 8 | 6.62 | Residential | No | Behind the Meter | Net-metered residential rooftop and canopy |  | None | Tesla Energy Operations Inc. | PSE&G | Accepted | 2020-06-16 | 2020-06-18 | 2021-06-18 | SolarEdge Technologies | SE7600H-US [240V] | Inverters | 7600 |  | 1 |  |  | 0.99 |  | Outside | Outside
NJSTRE1545157542 |  | Transition Incentive Program | LEBANON | 8833 | 4 | 12.06 | Residential | Yes | Behind the Meter | Net-metered residential rooftop and canopy |  | JCPL 2 | Vision Solar LLC | JCP&L | Accepted | 2020-06-16 | 2020-06-18 | 2021-06-18 | LG-SOLAR | LG335N1K-V5 | Solar Panels |  | 0.335 | 24 | 209 | 15 |  | Fixed | Roof
NJSTRE1545157542 |  | Transition Incentive Program | LEBANON | 8833 | 4 | 12.06 | Residential | Yes | Behind the Meter | Net-metered residential rooftop and canopy |  | JCPL 2 | Vision Solar LLC | JCP&L | Accepted | 2020-06-16 | 2020-06-18 | 2021-06-18 | LG SOLAR | LG335N1K-V5 | Solar Panels |  | 0.335 | 12 | 209 | 115 |  | Fixed | Roof
NJSTRE1545157542 |  | Transition Incentive Program | LEBANON | 8833 | 4 | 12.06 | Residential | Yes | Behind the Meter | Net-metered residential rooftop and canopy |  | JCPL 2 | Vision Solar LLC | JCP&L | Accepted | 2020-06-16 | 2020-06-18 | 2021-06-18 | ENPHASE ENERGY | IQ7-60-2-US | Inverters | 240 |  | 36 |  |  | 0.96 |  | Other | UNDER EACH PANEL
NJSTRE1545157546 |  | Transition Incentive Program | cherry hill twp | 8003 | 14 | 17.92 | Residential | No | Behind the Meter | Net-metered residential rooftop and canopy |  | None | Orbit Energy & Power, LLC | PSE&G | Accepted | 2020-06-16 | 2020-06-18 | 2021-06-18 | hanwha qcells | qpeak 320w | Solar Panels |  | 0.32 | 56 | 161 | 5 |  | Fixed | Roof
NJSTRE1545157546 |  | Transition Incentive Program | cherry hill twp | 8003 | 14 | 17.92 | Residential | No | Behind the Meter | Net-metered residential rooftop and canopy |  | None | Orbit Energy & Power, LLC | PSE&G | Accepted | 2020-06-16 | 2020-06-18 | 2021-06-18 | enphase | iq7-60-2-us | Inverters | 0.24 |  | 56 |  |  | 0.99 |  | Other | behind panels
NJSTRE1545157575 |  | Transition Incentive Program | PASSAIC | 7055 | 6 | 5.67 | Residential | No | Behind the Meter | Net-metered residential rooftop and canopy |  | None | Infinity Solar Systems | PSE&G | Accepted | 2020-06-16 | 2020-06-19 | 2021-06-19 | HANWHA | Q.PEAK DUO BLK-G5 315 | Solar Panels |  | 0.315 | 13 | 214 | 15 |  | Fixed | Roof
NJSTRE1545157575 |  | Transition Incentive Program | PASSAIC | 7055 | 6 | 5.67 | Residential | No | Behind the Meter | Net-metered residential rooftop and canopy |  | None | Infinity Solar Systems | PSE&G | Accepted | 2020-06-16 | 2020-06-19 | 2021-06-19 | ENPHASE | IQ7-60-X-US | Inverters | 240 |  | 18 |  |  | 0.97 |  | Outside | MICROINVERTERS
NJSTRE1545157575 |  | Transition Incentive Program | PASSAIC | 7055 | 6 | 5.67 | Residential | No | Behind the Meter | Net-metered residential rooftop and canopy |  | None | Infinity Solar Systems | PSE&G | Accepted | 2020-06-16 | 2020-06-19 | 2021-06-19 | HANWHA | Q.PEAK DUO BLK-G5 315 | Solar Panels |  | 0.315 | 5 | 34 | 40 |  | Fixed | Roof
NJSTRE1545157748 |  | Transition Incentive Program | VILLAS | 8251 | 21 | 5.03 | Residential | Yes | Behind the Meter | Net-metered residential rooftop and canopy |  | ACE | Vision Solar LLC | AC Electric | Accepted | 2020-06-16 | 2020-06-19 | 2021-06-19 | LG SOLAR | LG335N1K-V5 | Solar Panels |  | 0.335 | 6 | 112 | 10 |  | Fixed | Roof
NJSTRE1545157748 |  | Transition Incentive Program | VILLAS | 8251 | 21 | 5.03 | Residential | Yes | Behind the Meter | Net-metered residential rooftop and canopy |  | ACE | Vision Solar LLC | AC Electric | Accepted | 2020-06-16 | 2020-06-19 | 2021-06-19 | LG SOLAR | LG335N1K-V5 | Solar Panels |  | 0.335 | 4 | 202 | 29 |  | Fixed | Roof
NJSTRE1545157748 |  | Transition Incentive Program | VILLAS | 8251 | 21 | 5.03 | Residential | Yes | Behind the Meter | Net-metered residential rooftop and canopy |  | ACE | Vision Solar LLC | AC Electric | Accepted | 2020-06-16 | 2020-06-19 | 2021-06-19 | ENPHASE NERGY | IQ7-60-2-US | Inverters | 240 |  | 16 |  |  | 0.96 |  | Other | UNDER EACH PANELS
NJSTRE1545157748 |  | Transition Incentive Program | VILLAS | 8251 | 21 | 5.03 | Residential | Yes | Behind the Meter | Net-metered residential rooftop and canopy |  | ACE | Vision Solar LLC | AC Electric | Accepted | 2020-06-16 | 2020-06-19 | 2021-06-19 | LG SOLAR | LG335N1K-V5 | Solar Panels |  | 0.335 | 5 | 112 | 22 |  | Fixed | Roof
NJSTRE1545157779 |  | Transition Incentive Program | Perth Amboy | 8861 | 11 | 2.79 | Residential | Yes | Behind the Meter | Net-metered residential rooftop and canopy |  | None | Sunrun, Inc. | PSE&G | Accepted | 2020-06-16 | 2020-06-19 | 2021-06-19 | Enphase Energy | IQ7-60-x-US (240V) | Inverters | 240 |  | 9 |  |  | 0.96 |  | Outdoor | Rooftop
NJSTRE1545157779 |  | Transition Incentive Program | Perth Amboy | 8861 | 11 | 2.79 | Residential | Yes | Behind the Meter | Net-metered residential rooftop and canopy |  | None | Sunrun, Inc. | PSE&G | Accepted | 2020-06-16 | 2020-06-19 | 2021-06-19 | REC Solar | REC310TP2M | Solar Panels |  | 0.31 | 9 | 192 | 44 |  | Fixed | Roof
NJSTRE1545157803 |  | Transition Incentive Program | Gibbsboro | 8026 | 14 | 7.71 | Residential | Yes | Behind the Meter | Net-metered residential rooftop and canopy |  | None | Trinity Solar | AC Electric | Accepted | 2020-06-16 | 2020-06-19 | 2021-06-19 | SOLAR EDGE | SE6000H-US | Inverters | 6000 |  | 1 |  |  | 0.97 |  | Outside | SIDE OF HOME
NJSTRE1545157803 |  | Transition Incentive Program | Gibbsboro | 8026 | 14 | 7.71 | Residential | Yes | Behind the Meter | Net-metered residential rooftop and canopy |  | None | Trinity Solar | AC Electric | Accepted | 2020-06-16 | 2020-06-19 | 2021-06-19 | HANWHA | Q.PEAK DUO BLK-G6 335 | Solar Panels |  | 0.335 | 23 | 195 | 23 |  | Fixed | Roof
NJSTRE1545157838 |  | Transition Incentive Program | West Berlin | 8091 | 14 | 4.69 | Residential | Yes | Behind the Meter | Net-metered residential rooftop and canopy |  | RECO | Pro Custom Solar dba Momentum Solar | AC Electric | Accepted | 2020-06-16 | 2020-06-19 | 2021-06-19 | Enphase | IQ7-60-2-US | Inverters | 240 |  | 14 |  |  | 0.97 |  | Outdoor | Roof
NJSTRE1545157838 |  | Transition Incentive Program | West Berlin | 8091 | 14 | 4.69 | Residential | Yes | Behind the Meter | Net-metered residential rooftop and canopy |  | RECO | Pro Custom Solar dba Momentum Solar | AC Electric | Accepted | 2020-06-16 | 2020-06-19 | 2021-06-19 | HANWHA | Q.PEAK DUO BLK G6+ 335 | Solar Panels |  | 0.335 | 14 | 266 | 32 |  | Fixed | Roof
NJSTRE1545157840 |  | Transition Incentive Program | Leesburg | 8327 | 20 | 9.6 | Residential | No | Behind the Meter | Net-metered residential rooftop and canopy |  | None | Steve Whitman LLC | AC Electric | Accepted | 2020-06-16 | 2020-06-19 | 2021-06-19 | SolarEdge | SE7600H-US | Inverters | 7600 |  | 1 |  |  | 0.99 |  | Outside | within ten feet of meter
NJSTRE1545157840 |  | Transition Incentive Program | Leesburg | 8327 | 20 | 9.6 | Residential | No | Behind the Meter | Net-metered residential rooftop and canopy |  | None | Steve Whitman LLC | AC Electric | Accepted | 2020-06-16 | 2020-06-19 | 2021-06-19 | Hanwha Q-Cells | Q.PEAK DUO-G5 320 | Solar Panels |  | 0.32 | 30 | 294114 | 20 |  | Fixed | Roof
NJSTRE1545157862 |  | Transition Incentive Program | Alloway | 8001 | 16 | 18.71 | Residential | No | Behind the Meter | Net-metered residential rooftop and canopy |  | None | Tesla Energy Operations Inc. | AC Electric | Accepted | 2020-06-16 | 2020-06-19 | 2021-06-19 | Tesla | SR60T1 | Solar Panels |  | 0.05847 | 160 | 89 | 23 |  | Fixed | Roof
NJSTRE1545157862 |  | Transition Incentive Program | Alloway | 8001 | 16 | 18.71 | Residential | No | Behind the Meter | Net-metered residential rooftop and canopy |  | None | Tesla Energy Operations Inc. | AC Electric | Accepted | 2020-06-16 | 2020-06-19 | 2021-06-19 | Tesla | SR60T1 | Solar Panels |  | 0.05847 | 160 | 269 | 23 |  | Fixed | Roof
NJSTRE1545157862 |  | Transition Incentive Program | Alloway | 8001 | 16 | 18.71 | Residential | No | Behind the Meter | Net-metered residential rooftop and canopy |  | None | Tesla Energy Operations Inc. | AC Electric | Accepted | 2020-06-16 | 2020-06-19 | 2021-06-19 | Delta Electronics | M8-TL-US [240V] | Inverters | 7680 |  | 2 |  |  | 0.975 |  | Outside | Outside
NJSTRE1545157862 |  | Transition Incentive Program | Alloway | 8001 | 16 | 18.71 | Residential | No | Behind the Meter | Net-metered residential rooftop and canopy |  | None | Tesla Energy Operations Inc. | AC Electric | Accepted | 2020-06-16 | 2020-06-19 | 2021-06-19 | Tesla | AC Powerwall 2.0 | Electric Storage Battery |  |  | 2 |  |  |  | Lithium Ion |  | Inside
NJSTRE1545157895 |  | Transition Incentive Program | Millville | 8332 | 20 | 5.12 | Residential | No | Behind the Meter | Net-metered residential rooftop and canopy |  | None | Steve Whitman LLC | AC Electric | Accepted | 2020-06-16 | 2020-06-19 | 2021-06-19 | Hanwha Q-Cells | Q.PEAK DUO-G5 320 | Solar Panels |  | 0.32 | 16 | 212 | 37 |  | Fixed | Roof
NJSTRE1545157895 |  | Transition Incentive Program | Millville | 8332 | 20 | 5.12 | Residential | No | Behind the Meter | Net-metered residential rooftop and canopy |  | None | Steve Whitman LLC | AC Electric | Accepted | 2020-06-16 | 2020-06-19 | 2021-06-19 | SolarEdge | SE3800H-US | Inverters | 3800 |  | 1 |  |  | 0.99 |  | Outside | within ten feet of meter
NJSTRE1545157897 |  | Transition Incentive Program | Sicklerville | 8081 | 14 | 6.12 | Residential | Yes | Behind the Meter | Net-metered residential rooftop and canopy |  | None | Trinity Solar | AC Electric | Accepted | 2020-06-16 | 2020-06-19 | 2021-06-19 | Hanwha | Q.PEAK DUO BLK-G6 340 | Solar Panels |  | 0.34 | 9 | 232 | 34 |  | Fixed | Roof
NJSTRE1545157897 |  | Transition Incentive Program | Sicklerville | 8081 | 14 | 6.12 | Residential | Yes | Behind the Meter | Net-metered residential rooftop and canopy |  | None | Trinity Solar | AC Electric | Accepted | 2020-06-16 | 2020-06-19 | 2021-06-19 | Solar Edge | SE5000 | Inverters | 5000 |  | 1 |  |  | 0.97 |  | Outside | side of home
NJSTRE1545157897 |  | Transition Incentive Program | Sicklerville | 8081 | 14 | 6.12 | Residential | Yes | Behind the Meter | Net-metered residential rooftop and canopy |  | None | Trinity Solar | AC Electric | Accepted | 2020-06-16 | 2020-06-19 | 2021-06-19 | Hanwha | Q.PEAK DUO BLK-G6 340 | Solar Panels |  | 0.34 | 2 | 322 | 23 |  | Fixed | Roof
NJSTRE1545157897 |  | Transition Incentive Program | Sicklerville | 8081 | 14 | 6.12 | Residential | Yes | Behind the Meter | Net-metered residential rooftop and canopy |  | None | Trinity Solar | AC Electric | Accepted | 2020-06-16 | 2020-06-19 | 2021-06-19 | Hanwha | Q.PEAK DUO BLK-G6 340 | Solar Panels |  | 0.34 | 7 | 142 | 23 |  | Fixed | Roof
NJSTRE1545157919 |  | Transition Incentive Program | SOMERVILLE | 8876 | 5 | 7.71 | Residential | Yes | Behind the Meter | Net-metered residential rooftop and canopy |  | PSEG | Vision Solar LLC | PSE&G | Accepted | 2020-06-16 | 2020-06-19 | 2021-06-19 | LG SOLAR | LG335N1K-V5 | Solar Panels |  | 0.335 | 9 | 201 | 35 |  | Fixed | Roof
NJSTRE1545157919 |  | Transition Incentive Program | SOMERVILLE | 8876 | 5 | 7.71 | Residential | Yes | Behind the Meter | Net-metered residential rooftop and canopy |  | PSEG | Vision Solar LLC | PSE&G | Accepted | 2020-06-16 | 2020-06-19 | 2021-06-19 | LG SOLAR | LG335N1K-V5 | Solar Panels |  | 0.335 | 9 | 21 | 35 |  | Fixed | Roof
NJSTRE1545157919 |  | Transition Incentive Program | SOMERVILLE | 8876 | 5 | 7.71 | Residential | Yes | Behind the Meter | Net-metered residential rooftop and canopy |  | PSEG | Vision Solar LLC | PSE&G | Accepted | 2020-06-16 | 2020-06-19 | 2021-06-19 | LG SOLAR | LG335NK1-V5 | Solar Panels |  | 0.335 | 5 | 202 | 20 |  | Fixed | Roof
NJSTRE1545157919 |  | Transition Incentive Program | SOMERVILLE | 8876 | 5 | 7.71 | Residential | Yes | Behind the Meter | Net-metered residential rooftop and canopy |  | PSEG | Vision Solar LLC | PSE&G | Accepted | 2020-06-16 | 2020-06-19 | 2021-06-19 | ENPHASE ENERGY | IQ7-60-2-US | Inverters | 240 |  | 23 |  |  | 0.96 |  | Other | UNDER EACH PANEL
NJSTRE1545157925 |  | Transition Incentive Program | Roselle | 7203 | 10 | 14.07 | Residential | Yes | Behind the Meter | Net-metered residential rooftop and canopy |  | None | Pro Custom Solar dba Momentum Solar | PSE&G | Accepted | 2020-06-16 | 2020-06-19 | 2021-06-19 | Enphase | IQ7-60-2-US | Inverters | 240 |  | 42 |  |  | 0.97 |  | Outdoor | Roof
NJSTRE1545157925 |  | Transition Incentive Program | Roselle | 7203 | 10 | 14.07 | Residential | Yes | Behind the Meter | Net-metered residential rooftop and canopy |  | None | Pro Custom Solar dba Momentum Solar | PSE&G | Accepted | 2020-06-16 | 2020-06-19 | 2021-06-19 | HANWHA | Q.PEAK DUO BLK G6+ 335 | Solar Panels |  | 0.335 | 19 | 260 | 43 |  | Fixed | Roof
NJSTRE1545157925 |  | Transition Incentive Program | Roselle | 7203 | 10 | 14.07 | Residential | Yes | Behind the Meter | Net-metered residential rooftop and canopy |  | None | Pro Custom Solar dba Momentum Solar | PSE&G | Accepted | 2020-06-16 | 2020-06-19 | 2021-06-19 | HANWHA | Q.PEAK DUO BLK G6+ 335 | Solar Panels |  | 0.335 | 23 | 260 | 43 |  | Fixed | Roof
NJSTRE1545157957 |  | Transition Incentive Program | Ridgewood | 7450 | 7 | 17.85 | Residential | No | Behind the Meter | Net-metered residential rooftop and canopy |  | None | Ampericon | PSE&G | Accepted | 2020-06-16 | 2020-06-19 | 2021-06-19 | LG | LG350Q1C-A5 | Solar Panels |  | 0.35 | 15 | 47 | 20 |  | Fixed | Roof
NJSTRE1545157957 |  | Transition Incentive Program | Ridgewood | 7450 | 7 | 17.85 | Residential | No | Behind the Meter | Net-metered residential rooftop and canopy |  | None | Ampericon | PSE&G | Accepted | 2020-06-16 | 2020-06-19 | 2021-06-19 | EnPhase | IQ7 | Inverters | 240 |  | 51 |  |  | 0.965 |  | Other | Roof
NJSTRE1545157957 |  | Transition Incentive Program | Ridgewood | 7450 | 7 | 17.85 | Residential | No | Behind the Meter | Net-metered residential rooftop and canopy |  | None | Ampericon | PSE&G | Accepted | 2020-06-16 | 2020-06-19 | 2021-06-19 | LG | LG350Q1C-A5 | Solar Panels |  | 0.35 | 36 | 182 | 20 |  | Fixed | Roof
NJSTRE1545157966 |  | Transition Incentive Program | Delran Township | 8075 | 13 | 12.2 | Residential | Yes | Behind the Meter | Net-metered residential rooftop and canopy |  | None | Sunrun, Inc. | PSE&G | Accepted | 2020-06-16 | 2020-06-19 | 2021-06-19 | LONGi Green Energy Technology Co Ltd | LR6-60HPB-305M | Solar Panels |  | 0.305 | 28 | 158 | 19 |  | Fixed | Roof
NJSTRE1545157966 |  | Transition Incentive Program | Delran Township | 8075 | 13 | 12.2 | Residential | Yes | Behind the Meter | Net-metered residential rooftop and canopy |  | None | Sunrun, Inc. | PSE&G | Accepted | 2020-06-16 | 2020-06-19 | 2021-06-19 | Enphase Energy | IQ7-60-x-US (240V) | Inverters | 240 |  | 40 |  |  | 0.96 |  | Outdoor | Rooftop
NJSTRE1545157966 |  | Transition Incentive Program | Delran Township | 8075 | 13 | 12.2 | Residential | Yes | Behind the Meter | Net-metered residential rooftop and canopy |  | None | Sunrun, Inc. | PSE&G | Accepted | 2020-06-16 | 2020-06-19 | 2021-06-19 | LONGi Green Energy Technology Co Ltd | LR6-60HPB-305M | Solar Panels |  | 0.305 | 12 | 338 | 19 |  | Fixed | Roof
NJSTRE1545157966 |  | Transition Incentive Program | Delran Township | 8075 | 13 | 12.2 | Residential | Yes | Behind the Meter | Net-metered residential rooftop and canopy |  | None | Sunrun, Inc. | PSE&G | Accepted | 2020-06-16 | 2020-06-19 | 2021-06-19 | Tesla | Powerwall 2 AC | Electric Storage Battery |  |  | 1 |  |  |  | Lithium Ion |  | outside
NJSTRE1545158108 |  | Transition Incentive Program | Cherry Hill TWP | 8002 | 14 | 7.56 | Residential | No | Behind the Meter | Net-metered residential rooftop and canopy |  | None | Tesla Energy Operations Inc. | PSE&G | Accepted | 2020-06-16 | 2020-06-19 | 2021-06-19 | Hanwha Q CELLS | Q.PEAK DUO BLK-G5/SC315 | Solar Panels |  | 0.315 | 19 | 172 | 30 |  | Fixed | Roof
NJSTRE1545158108 |  | Transition Incentive Program | Cherry Hill TWP | 8002 | 14 | 7.56 | Residential | No | Behind the Meter | Net-metered residential rooftop and canopy |  | None | Tesla Energy Operations Inc. | PSE&G | Accepted | 2020-06-16 | 2020-06-19 | 2021-06-19 | SolarEdge Technologies | SE7600H-US [240V] | Inverters | 7600 |  | 1 |  |  | 0.99 |  | Outside | Outside
NJSTRE1545158108 |  | Transition Incentive Program | Cherry Hill TWP | 8002 | 14 | 7.56 | Residential | No | Behind the Meter | Net-metered residential rooftop and canopy |  | None | Tesla Energy Operations Inc. | PSE&G | Accepted | 2020-06-16 | 2020-06-19 | 2021-06-19 | Hanwha Q CELLS | Q.PEAK DUO BLK-G5/SC315 | Solar Panels |  | 0.315 | 2 | 262 | 28 |  | Fixed | Roof
NJSTRE1545158108 |  | Transition Incentive Program | Cherry Hill TWP | 8002 | 14 | 7.56 | Residential | No | Behind the Meter | Net-metered residential rooftop and canopy |  | None | Tesla Energy Operations Inc. | PSE&G | Accepted | 2020-06-16 | 2020-06-19 | 2021-06-19 | Hanwha Q CELLS | Q.PEAK DUO BLK-G5/SC315 | Solar Panels |  | 0.315 | 3 | 82 | 28 |  | Fixed | Roof
NJSTRE1545158134 |  | Transition Incentive Program | Williamstown | 8094 | 15 | 3.02 | Residential | Yes | Behind the Meter | Net-metered residential rooftop and canopy |  | ACE | Vision Solar LLC | AC Electric | Accepted | 2020-06-16 | 2020-06-19 | 2021-06-19 | ENPHASE ENERGY | IQ7-60-2-US | Inverters | 240 |  | 9 |  |  | 0.96 |  | Other | UNDER EACH PANEL
NJSTRE1545158134 |  | Transition Incentive Program | Williamstown | 8094 | 15 | 3.02 | Residential | Yes | Behind the Meter | Net-metered residential rooftop and canopy |  | ACE | Vision Solar LLC | AC Electric | Accepted | 2020-06-16 | 2020-06-19 | 2021-06-19 | LG SOLAR | LG335NK1-V5 | Solar Panels |  | 0.335 | 3 | 354 | 33 |  | Fixed | Roof
NJSTRE1545158134 |  | Transition Incentive Program | Williamstown | 8094 | 15 | 3.02 | Residential | Yes | Behind the Meter | Net-metered residential rooftop and canopy |  | ACE | Vision Solar LLC | AC Electric | Accepted | 2020-06-16 | 2020-06-19 | 2021-06-19 | LG SOLAR | LG335N1K-V5 | Solar Panels |  | 0.335 | 4 | 263 | 18 |  | Fixed | Roof
NJSTRE1545158134 |  | Transition Incentive Program | Williamstown | 8094 | 15 | 3.02 | Residential | Yes | Behind the Meter | Net-metered residential rooftop and canopy |  | ACE | Vision Solar LLC | AC Electric | Accepted | 2020-06-16 | 2020-06-19 | 2021-06-19 | LG SOLAR | LG335N1K-V5 | Solar Panels |  | 0.335 | 2 | 174 | 7 |  | Fixed | Roof
NJSTRE1545158150 |  | Transition Incentive Program | Lumberton | 8048 | 13 | 5.03 | Residential | Yes | Behind the Meter | Net-metered residential rooftop and canopy |  | None | Pro Custom Solar dba Momentum Solar | PSE&G | Accepted | 2020-06-16 | 2020-06-19 | 2021-06-19 | Enphase | IQ7-60-2-US | Inverters | 240 |  | 15 |  |  | 0.97 |  | Outdoor | Roof
NJSTRE1545158150 |  | Transition Incentive Program | Lumberton | 8048 | 13 | 5.03 | Residential | Yes | Behind the Meter | Net-metered residential rooftop and canopy |  | None | Pro Custom Solar dba Momentum Solar | PSE&G | Accepted | 2020-06-16 | 2020-06-19 | 2021-06-19 | HANWHA | Q.PEAK DUO BLK G6+ 335 | Solar Panels |  | 0.335 | 15 | 266 | 27 |  | Fixed | Roof
NJSTRE1545158175 |  | Transition Incentive Program | Manahawkin | 8050 | 18 | 11.9 | Residential | Yes | Behind the Meter | Net-metered residential rooftop and canopy |  | None | Pro Custom Solar dba Momentum Solar | AC Electric | Accepted | 2020-06-16 | 2020-06-19 | 2021-06-19 | LG ELECTRONICS | LG 350N1C-V5 | Solar Panels |  | 0.35 | 3 | 155 | 22 |  | Fixed | Roof
NJSTRE1545158175 |  | Transition Incentive Program | Manahawkin | 8050 | 18 | 11.9 | Residential | Yes | Behind the Meter | Net-metered residential rooftop and canopy |  | None | Pro Custom Solar dba Momentum Solar | AC Electric | Accepted | 2020-06-16 | 2020-06-19 | 2021-06-19 | HANWHA | LG 350N1C-V5 | Solar Panels |  | 0.35 | 12 | 335 | 21 |  | Fixed | Roof
NJSTRE1545158175 |  | Transition Incentive Program | Manahawkin | 8050 | 18 | 11.9 | Residential | Yes | Behind the Meter | Net-metered residential rooftop and canopy |  | None | Pro Custom Solar dba Momentum Solar | AC Electric | Accepted | 2020-06-16 | 2020-06-19 | 2021-06-19 | LG ELECTRONICS | LG 350N1C-V5 | Solar Panels |  | 0.35 | 19 | 155 | 22 |  | Fixed | Roof
NJSTRE1545158175 |  | Transition Incentive Program | Manahawkin | 8050 | 18 | 11.9 | Residential | Yes | Behind the Meter | Net-metered residential rooftop and canopy |  | None | Pro Custom Solar dba Momentum Solar | AC Electric | Accepted | 2020-06-16 | 2020-06-19 | 2021-06-19 | Enphase | IQ7Plus-72-2-US | Inverters | 240 |  | 34 |  |  | 0.97 |  | Outdoor | Roof
NJSTRE1545158192 |  | Transition Incentive Program | North Brunswick | 8902 | 11 | 8.04 | Residential | Yes | Behind the Meter | Net-metered residential rooftop and canopy |  | None | Pro Custom Solar dba Momentum Solar | PSE&G | Accepted | 2020-06-16 | 2020-06-19 | 2021-06-19 | Enphase | IQ7-60-2-US | Inverters | 240 |  | 24 |  |  | 0.97 |  | Outdoor | Roof
NJSTRE1545158192 |  | Transition Incentive Program | North Brunswick | 8902 | 11 | 8.04 | Residential | Yes | Behind the Meter | Net-metered residential rooftop and canopy |  | None | Pro Custom Solar dba Momentum Solar | PSE&G | Accepted | 2020-06-16 | 2020-06-19 | 2021-06-19 | HANWHA | Q.PEAK DUO BLK G6+ 335 | Solar Panels |  | 0.335 | 5 | 137 | 19 |  | Fixed | Roof
NJSTRE1545158192 |  | Transition Incentive Program | North Brunswick | 8902 | 11 | 8.04 | Residential | Yes | Behind the Meter | Net-metered residential rooftop and canopy |  | None | Pro Custom Solar dba Momentum Solar | PSE&G | Accepted | 2020-06-16 | 2020-06-19 | 2021-06-19 | HANWHA | Q.PEAK DUO BLK G6+ 335 | Solar Panels |  | 0.335 | 19 | 227 | 19 |  | Fixed | Roof
NJSTRE1545158219 |  | Transition Incentive Program | Westfield Township | 7090 | 10 | 8.54 | Residential | No | Behind the Meter | Net-metered residential rooftop and canopy |  | None | Sunrun Installation Services, Inc. | PSE&G | Accepted | 2020-06-16 | 2020-06-19 | 2021-06-19 | LONGi Green Energy Technology Co Ltd | LR6-60HPB-305M | Solar Panels |  | 0.305 | 7 | 127 | 29 |  | Fixed | Roof
NJSTRE1545158219 |  | Transition Incentive Program | Westfield Township | 7090 | 10 | 8.54 | Residential | No | Behind the Meter | Net-metered residential rooftop and canopy |  | None | Sunrun Installation Services, Inc. | PSE&G | Accepted | 2020-06-16 | 2020-06-19 | 2021-06-19 | LONGi Green Energy Technology Co Ltd | LR6-60HPB-305M | Solar Panels |  | 0.305 | 5 | 307 | 30 |  | Fixed | Roof
NJSTRE1545158219 |  | Transition Incentive Program | Westfield Township | 7090 | 10 | 8.54 | Residential | No | Behind the Meter | Net-metered residential rooftop and canopy |  | None | Sunrun Installation Services, Inc. | PSE&G | Accepted | 2020-06-16 | 2020-06-19 | 2021-06-19 | Delta Electronics | M4-TL-US | Inverters | 4000 |  | 2 |  |  | 0.96 |  | Outdoor | Next To Meter
NJSTRE1545158219 |  | Transition Incentive Program | Westfield Township | 7090 | 10 | 8.54 | Residential | No | Behind the Meter | Net-metered residential rooftop and canopy |  | None | Sunrun Installation Services, Inc. | PSE&G | Accepted | 2020-06-16 | 2020-06-19 | 2021-06-19 | LONGi Green Energy Technology Co Ltd | LR6-60HPB-305M | Solar Panels |  | 0.305 | 16 | 218 | 34 |  | Fixed | Roof
NJSTRE1545158219 |  | Transition Incentive Program | Westfield Township | 7090 | 10 | 8.54 | Residential | No | Behind the Meter | Net-metered residential rooftop and canopy |  | None | Sunrun Installation Services, Inc. | PSE&G | Accepted | 2020-06-16 | 2020-06-19 | 2021-06-19 | Tesla | Powerwall 2 AC | Electric Storage Battery |  |  | 1 |  |  |  | Lithium Ion |  | outside
NJSTRE1545158223 |  | Transition Incentive Program | Lawrence TWP MER | 8540 | 12 | 15.75 | Residential | No | Behind the Meter | Net-metered residential rooftop and canopy |  | None | Tesla Energy Operations Inc. | PSE&G | Accepted | 2020-06-16 | 2020-06-19 | 2021-06-19 | Hanwha Q CELLS | Q.PEAK DUO BLK-G5/SC315 | Solar Panels |  | 0.315 | 8 | 51 | 23 |  | Fixed | Roof
NJSTRE1545158223 |  | Transition Incentive Program | Lawrence TWP MER | 8540 | 12 | 15.75 | Residential | No | Behind the Meter | Net-metered residential rooftop and canopy |  | None | Tesla Energy Operations Inc. | PSE&G | Accepted | 2020-06-16 | 2020-06-19 | 2021-06-19 | Hanwha Q CELLS | Q.PEAK DUO BLK-G5/SC315 | Solar Panels |  | 0.315 | 18 | 231 | 27 |  | Fixed | Roof
NJSTRE1545158223 |  | Transition Incentive Program | Lawrence TWP MER | 8540 | 12 | 15.75 | Residential | No | Behind the Meter | Net-metered residential rooftop and canopy |  | None | Tesla Energy Operations Inc. | PSE&G | Accepted | 2020-06-16 | 2020-06-19 | 2021-06-19 | Hanwha Q CELLS | Q.PEAK DUO BLK-G5/SC315 | Solar Panels |  | 0.315 | 14 | 51 | 27 |  | Fixed | Roof
NJSTRE1545158223 |  | Transition Incentive Program | Lawrence TWP MER | 8540 | 12 | 15.75 | Residential | No | Behind the Meter | Net-metered residential rooftop and canopy |  | None | Tesla Energy Operations Inc. | PSE&G | Accepted | 2020-06-16 | 2020-06-19 | 2021-06-19 | Tesla | AC Powerwall 2.0 | Electric Storage Battery |  |  | 4 |  |  |  | Lithium Ion |  | Inside garage
NJSTRE1545158223 |  | Transition Incentive Program | Lawrence TWP MER | 8540 | 12 | 15.75 | Residential | No | Behind the Meter | Net-metered residential rooftop and canopy |  | None | Tesla Energy Operations Inc. | PSE&G | Accepted | 2020-06-16 | 2020-06-19 | 2021-06-19 | SolarEdge Technologies | SE7600H-US [240V] | Inverters | 7600 |  | 2 |  |  | 0.99 |  | Indoor | Inside garage
NJSTRE1545158223 |  | Transition Incentive Program | Lawrence TWP MER | 8540 | 12 | 15.75 | Residential | No | Behind the Meter | Net-metered residential rooftop and canopy |  | None | Tesla Energy Operations Inc. | PSE&G | Accepted | 2020-06-16 | 2020-06-19 | 2021-06-19 | Hanwha Q CELLS | Q.PEAK DUO BLK-G5/SC315 | Solar Panels |  | 0.315 | 10 | 231 | 23 |  | Fixed | Roof
NJSTRE1545158236 |  | Transition Incentive Program | Phillipsburg | 8865 | 2 | 9.38 | Residential | Yes | Behind the Meter | Net-metered residential rooftop and canopy |  | None | Pro Custom Solar dba Momentum Solar | JCP&L | Accepted | 2020-06-16 | 2020-06-19 | 2021-06-19 | HANWHA | Q.PEAK DUO BLK G6+ 335 | Solar Panels |  | 0.335 | 15 | 274 | 33 |  | Fixed | Roof
NJSTRE1545158236 |  | Transition Incentive Program | Phillipsburg | 8865 | 2 | 9.38 | Residential | Yes | Behind the Meter | Net-metered residential rooftop and canopy |  | None | Pro Custom Solar dba Momentum Solar | JCP&L | Accepted | 2020-06-16 | 2020-06-19 | 2021-06-19 | HANWHA | Q.PEAK DUO BLK G6+ 335 | Solar Panels |  | 0.335 | 8 | 184 | 34 |  | Fixed | Roof
NJSTRE1545158236 |  | Transition Incentive Program | Phillipsburg | 8865 | 2 | 9.38 | Residential | Yes | Behind the Meter | Net-metered residential rooftop and canopy |  | None | Pro Custom Solar dba Momentum Solar | JCP&L | Accepted | 2020-06-16 | 2020-06-19 | 2021-06-19 | HANWHA | Q.PEAK DUO BLK G6+ 335 | Solar Panels |  | 0.335 | 5 | 94 | 34 |  | Fixed | Roof
NJSTRE1545158236 |  | Transition Incentive Program | Phillipsburg | 8865 | 2 | 9.38 | Residential | Yes | Behind the Meter | Net-metered residential rooftop and canopy |  | None | Pro Custom Solar dba Momentum Solar | JCP&L | Accepted | 2020-06-16 | 2020-06-19 | 2021-06-19 | Enphase | IQ7-60-2-US | Inverters | 240 |  | 28 |  |  | 0.97 |  | Outdoor | Roof
NJSTRE1545160026 |  | Transition Incentive Program | Hamilton | 8610 | 12 | 5.12 | Residential | No | Behind the Meter | Net-metered residential rooftop and canopy |  | None | Steve Whitman LLC | PSE&G | Accepted | 2020-06-17 | 2020-06-19 | 2021-06-19 | Hanwha Q-Cells | Q.PEAK DUO-G5 320 | Solar Panels |  | 0.32 | 16 | 176 | 12 |  | Fixed | Roof
NJSTRE1545160026 |  | Transition Incentive Program | Hamilton | 8610 | 12 | 5.12 | Residential | No | Behind the Meter | Net-metered residential rooftop and canopy |  | None | Steve Whitman LLC | PSE&G | Accepted | 2020-06-17 | 2020-06-19 | 2021-06-19 | SolarEdge | SE3800H-US | Inverters | 3800 |  | 1 |  |  | 0.99 |  | Outside | within ten feet of meter
NJSTRE1545160039 |  | Transition Incentive Program | Pemberton | 8068 | 13 | 5.12 | Residential | No | Behind the Meter | Net-metered residential rooftop and canopy |  | None | Steve Whitman LLC | JCP&L | Accepted | 2020-06-17 | 2020-06-19 | 2021-06-19 | Hanwha Q-Cells | Q.PEAK DUO-G5 320 | Solar Panels |  | 0.32 | 16 | 191 | 19 |  | Fixed | Roof
NJSTRE1545160039 |  | Transition Incentive Program | Pemberton | 8068 | 13 | 5.12 | Residential | No | Behind the Meter | Net-metered residential rooftop and canopy |  | None | Steve Whitman LLC | JCP&L | Accepted | 2020-06-17 | 2020-06-19 | 2021-06-19 | SolarEdge | SE3800H-US | Inverters | 3800 |  | 1 |  |  | 0.99 |  | Outside | within ten feet of meter
NJSTRE1545160049 |  | Transition Incentive Program | Fair Lawn | 7410 | 7 | 7.04 | Residential | No | Behind the Meter | Net-metered residential rooftop and canopy |  | None | Steve Whitman LLC | PSE&G | Accepted | 2020-06-17 | 2020-06-19 | 2021-06-19 | SolarEdge | SE5000H-US | Inverters | 5000 |  | 1 |  |  | 0.99 |  | Outside | within ten feet of meter
NJSTRE1545160049 |  | Transition Incentive Program | Fair Lawn | 7410 | 7 | 7.04 | Residential | No | Behind the Meter | Net-metered residential rooftop and canopy |  | None | Steve Whitman LLC | PSE&G | Accepted | 2020-06-17 | 2020-06-19 | 2021-06-19 | Hanwha Q-Cells | Q.PEAK DUO-G5 320 | Solar Panels |  | 0.32 | 22 | 250160 | 22 |  | Fixed | Roof
NJSTRE1545160068 |  | Transition Incentive Program | Ridgefield | 7657 | 7 | 2.04 | Residential | No | Behind the Meter | Net-metered residential rooftop and canopy |  | None | Trinity Solar | PSE&G | Accepted | 2020-06-17 | 2020-06-19 | 2021-06-19 | ENPHASE | IQ7PLUS-72-2-US | Inverters | 0.24 |  | 6 |  |  | 0.97 |  | Outside | UNDER THE PANELS
NJSTRE1545160068 |  | Transition Incentive Program | Ridgefield | 7657 | 7 | 2.04 | Residential | No | Behind the Meter | Net-metered residential rooftop and canopy |  | None | Trinity Solar | PSE&G | Accepted | 2020-06-17 | 2020-06-19 | 2021-06-19 | HANWHA | Q.PEAK DUO BLK-G6 340 | Solar Panels |  | 0.34 | 6 | 216 | 30 |  | Fixed | Roof
NJSTRE1545160094 |  | Transition Incentive Program | Parlin | 8859 | 11 | 8.71 | Residential | No | Behind the Meter | Net-metered residential rooftop and canopy |  | None | Ecological Systems LLC | JCP&L | Accepted | 2020-06-17 | 2020-06-22 | 2021-06-22 | LG | LG330-335N1K-V5 | Solar Panels |  | 0.335 | 26 | 97 | 35 |  | Fixed | Roof
NJSTRE1545160094 |  | Transition Incentive Program | Parlin | 8859 | 11 | 8.71 | Residential | No | Behind the Meter | Net-metered residential rooftop and canopy |  | None | Ecological Systems LLC | JCP&L | Accepted | 2020-06-17 | 2020-06-22 | 2021-06-22 | Solar Edge | SE7600H-US | Meters |  |  | 1 |  |  |  | Yes | Outdoor
NJSTRE1545160094 |  | Transition Incentive Program | Parlin | 8859 | 11 | 8.71 | Residential | No | Behind the Meter | Net-metered residential rooftop and canopy |  | None | Ecological Systems LLC | JCP&L | Accepted | 2020-06-17 | 2020-06-22 | 2021-06-22 | Solar Edge | SE7600H-US | Inverters | 7000 |  | 1 |  |  | 0.99 |  | Outside | at meter
NJSTRE1545160102 |  | Transition Incentive Program | Toms River | 8757 | 18 | 7.37 | Residential | Yes | Behind the Meter | Net-metered residential rooftop and canopy |  | None | Trinity Solar | JCP&L | Accepted | 2020-06-17 | 2020-06-19 | 2021-06-19 | Solar Edge | SE6000H-US | Inverters | 6000 |  | 1 |  |  | 0.97 |  | Outside | side of home
NJSTRE1545160102 |  | Transition Incentive Program | Toms River | 8757 | 18 | 7.37 | Residential | Yes | Behind the Meter | Net-metered residential rooftop and canopy |  | None | Trinity Solar | JCP&L | Accepted | 2020-06-17 | 2020-06-19 | 2021-06-19 | Hanwha 335 | Q.PEAK DUO BLK-G6 335 | Solar Panels |  | 0.335 | 22 | 178 | 30 |  | Fixed | Roof
NJSTRE1545160129 |  | Transition Incentive Program | Sicklerville | 8081 | 14 | 7.82 | Residential | Yes | Behind the Meter | Net-metered residential rooftop and canopy |  | None | Trinity Solar | AC Electric | Accepted | 2020-06-17 | 2020-06-19 | 2021-06-19 | SOLAR EDGE | SE6000H-US | Inverters | 6000 |  | 1 |  |  | 0.97 |  | Outside | SIDE OF HOME
NJSTRE1545160129 |  | Transition Incentive Program | Sicklerville | 8081 | 14 | 7.82 | Residential | Yes | Behind the Meter | Net-metered residential rooftop and canopy |  | None | Trinity Solar | AC Electric | Accepted | 2020-06-17 | 2020-06-19 | 2021-06-19 | HANWHA | Q.PEAK DUO BLK-G6 340 | Solar Panels |  | 0.34 | 15 | 141 | 23 |  | Fixed | Roof
NJSTRE1545160129 |  | Transition Incentive Program | Sicklerville | 8081 | 14 | 7.82 | Residential | Yes | Behind the Meter | Net-metered residential rooftop and canopy |  | None | Trinity Solar | AC Electric | Accepted | 2020-06-17 | 2020-06-19 | 2021-06-19 | HANWHA | Q.PEAK DUO BLK-G6 340 | Solar Panels |  | 0.34 | 8 | 140 | 23 |  | Fixed | Roof
NJSTRE1545160148 |  | Transition Incentive Program | villas | 8251 | 21 | 7.36 | Residential | No | Behind the Meter | Net-metered residential rooftop and canopy |  | None | Orbit Energy & Power, LLC | AC Electric | Accepted | 2020-06-17 | 2020-06-22 | 2021-06-22 | enphase | iq7-60-2-us | Inverters | 0.24 |  | 23 |  |  | 0.96 |  | Other | behind panels
NJSTRE1545160148 |  | Transition Incentive Program | villas | 8251 | 21 | 7.36 | Residential | No | Behind the Meter | Net-metered residential rooftop and canopy |  | None | Orbit Energy & Power, LLC | AC Electric | Accepted | 2020-06-17 | 2020-06-22 | 2021-06-22 | hanwha qcels | qpeak 320w | Solar Panels |  | 0.32 | 23 | 111 | 23 |  | Fixed | Roof
NJSTRE1545160164 |  | Transition Incentive Program | BAYONNE | 7002 | 8 | 3.78 | Residential | No | Behind the Meter | Net-metered residential rooftop and canopy |  | None | Infinity Solar Systems | PSE&G | Accepted | 2020-06-17 | 2020-06-22 | 2021-06-22 | HANWHA | Q.PEAK DUO BLK-G5 315 | Solar Panels |  | 0.315 | 12 | 122 | 40 |  | Fixed | Roof
NJSTRE1545160164 |  | Transition Incentive Program | BAYONNE | 7002 | 8 | 3.78 | Residential | No | Behind the Meter | Net-metered residential rooftop and canopy |  | None | Infinity Solar Systems | PSE&G | Accepted | 2020-06-17 | 2020-06-22 | 2021-06-22 | ENPHASE | IQ7-60-X-US | Inverters | 240 |  | 12 |  |  | 0.97 |  | Outside | MICROINVERTERS
NJSTRE1545160196 |  | Transition Incentive Program | Paterson | 7522 | 6 | 5.44 | Residential | Yes | Behind the Meter | Net-metered residential rooftop and canopy |  | None | Trinity Solar | PSE&G | Accepted | 2020-06-17 | 2020-06-22 | 2021-06-22 | HANWHA | Q.PEAK DUO BLK-G6 340 | Solar Panels |  | 0.34 | 3 | 126 | 40 |  | Fixed | Roof
NJSTRE1545160196 |  | Transition Incentive Program | Paterson | 7522 | 6 | 5.44 | Residential | Yes | Behind the Meter | Net-metered residential rooftop and canopy |  | None | Trinity Solar | PSE&G | Accepted | 2020-06-17 | 2020-06-22 | 2021-06-22 | SOLAR EDGE | SE5000H-US | Inverters | 5000 |  | 1 |  |  | 0.97 |  | Outside | SIDE OF HOME
NJSTRE1545160196 |  | Transition Incentive Program | Paterson | 7522 | 6 | 5.44 | Residential | Yes | Behind the Meter | Net-metered residential rooftop and canopy |  | None | Trinity Solar | PSE&G | Accepted | 2020-06-17 | 2020-06-22 | 2021-06-22 | HANWHA | Q.PEAK DUO BLK-G6 340 | Solar Panels |  | 0.34 | 4 | 126 | 40 |  | Fixed | Roof
NJSTRE1545160196 |  | Transition Incentive Program | Paterson | 7522 | 6 | 5.44 | Residential | Yes | Behind the Meter | Net-metered residential rooftop and canopy |  | None | Trinity Solar | PSE&G | Accepted | 2020-06-17 | 2020-06-22 | 2021-06-22 | HANWHA | Q.PEAK DUO BLK-G6 340 | Solar Panels |  | 0.34 | 9 | 126 | 18 |  | Fixed | Roof
NJSTRE1545160214 |  | Transition Incentive Program | Wallington | 7057 | 7 | 7.48 | Residential | No | Behind the Meter | Net-metered residential rooftop and canopy |  | None | Trinity Solar | PSE&G | Accepted | 2020-06-17 | 2020-06-22 | 2021-06-22 | Hanwha | Q.PEAK DUO BLK-G6 340 | Solar Panels |  | 0.34 | 14 | 125 | 43 |  | Fixed | Roof
NJSTRE1545160214 |  | Transition Incentive Program | Wallington | 7057 | 7 | 7.48 | Residential | No | Behind the Meter | Net-metered residential rooftop and canopy |  | None | Trinity Solar | PSE&G | Accepted | 2020-06-17 | 2020-06-22 | 2021-06-22 | Hanwha | Q.PEAK DUO BLK-G6 340 | Solar Panels |  | 0.34 | 8 | 305 | 14 |  | Fixed | Roof
NJSTRE1545160214 |  | Transition Incentive Program | Wallington | 7057 | 7 | 7.48 | Residential | No | Behind the Meter | Net-metered residential rooftop and canopy |  | None | Trinity Solar | PSE&G | Accepted | 2020-06-17 | 2020-06-22 | 2021-06-22 | Solar Edge | SE6000 | Inverters | 6000 |  | 1 |  |  | 0.97 |  | Outside | side of home
NJSTRE1545160508 |  | Transition Incentive Program | Camden | 8104 | 14 | 8.84 | Residential | Yes | Behind the Meter | Net-metered residential rooftop and canopy |  | None | Trinity Solar | PSE&G | Accepted | 2020-06-17 | 2020-06-22 | 2021-06-22 | HANWHA | Q.PEAK DUO BLK-G6 340 | Solar Panels |  | 0.34 | 12 | 85 | 30 |  | Fixed | Roof
NJSTRE1545160508 |  | Transition Incentive Program | Camden | 8104 | 14 | 8.84 | Residential | Yes | Behind the Meter | Net-metered residential rooftop and canopy |  | None | Trinity Solar | PSE&G | Accepted | 2020-06-17 | 2020-06-22 | 2021-06-22 | HANWHA | Q.PEAK DUO BLK-G6 340 | Solar Panels |  | 0.34 | 11 | 265 | 34 |  | Fixed | Roof
NJSTRE1545160508 |  | Transition Incentive Program | Camden | 8104 | 14 | 8.84 | Residential | Yes | Behind the Meter | Net-metered residential rooftop and canopy |  | None | Trinity Solar | PSE&G | Accepted | 2020-06-17 | 2020-06-22 | 2021-06-22 | HANWHA | Q.PEAK DUO BLK-G6 340 | Solar Panels |  | 0.34 | 3 | 175 | 30 |  | Fixed | Roof
NJSTRE1545160508 |  | Transition Incentive Program | Camden | 8104 | 14 | 8.84 | Residential | Yes | Behind the Meter | Net-metered residential rooftop and canopy |  | None | Trinity Solar | PSE&G | Accepted | 2020-06-17 | 2020-06-22 | 2021-06-22 | SOLAR EDGE | SE7600H-US | Inverters | 7600 |  | 1 |  |  | 0.97 |  | Outside | SIDE OF HOME
NJSTRE1545160521 |  | Transition Incentive Program | Ridgefield | 7657 | 7 | 8.84 | Residential | No | Behind the Meter | Net-metered residential rooftop and canopy |  | None | Trinity Solar | PSE&G | Accepted | 2020-06-17 | 2020-06-19 | 2021-06-19 | HANWHA | Q.PEAK DUO BLK-G6 340 | Solar Panels |  | 0.34 | 16 | 36 | 30 |  | Fixed | Roof
NJSTRE1545160521 |  | Transition Incentive Program | Ridgefield | 7657 | 7 | 8.84 | Residential | No | Behind the Meter | Net-metered residential rooftop and canopy |  | None | Trinity Solar | PSE&G | Accepted | 2020-06-17 | 2020-06-19 | 2021-06-19 | HANWHA | Q.PEAK DUO BLK-G6 340 | Solar Panels |  | 0.34 | 10 | 216 | 30 |  | Fixed | Roof
NJSTRE1545160521 |  | Transition Incentive Program | Ridgefield | 7657 | 7 | 8.84 | Residential | No | Behind the Meter | Net-metered residential rooftop and canopy |  | None | Trinity Solar | PSE&G | Accepted | 2020-06-17 | 2020-06-19 | 2021-06-19 | SOLAR EDGE | SE7600H-US | Inverters | 7600 |  | 1 |  |  | 0.97 |  | Outside | SIDE OF HOME
NJSTRE1545160529 |  | Transition Incentive Program | Erial | 8081 | 14 | 9.28 | Residential | No | Behind the Meter | Net-metered residential rooftop and canopy |  | None | EMT Renewables | AC Electric | Accepted | 2020-06-17 | 2020-06-22 | 2021-06-22 | Enphase | IQ7-60-2-US | Inverters | 240 |  | 29 |  |  | 0.97 |  | Outside | under panels
NJSTRE1545160529 |  | Transition Incentive Program | Erial | 8081 | 14 | 9.28 | Residential | No | Behind the Meter | Net-metered residential rooftop and canopy |  | None | EMT Renewables | AC Electric | Accepted | 2020-06-17 | 2020-06-22 | 2021-06-22 | Trina | 320-BLK | Solar Panels |  | 0.32 | 8 | 155 | 31 |  | Fixed | Roof
NJSTRE1545160529 |  | Transition Incentive Program | Erial | 8081 | 14 | 9.28 | Residential | No | Behind the Meter | Net-metered residential rooftop and canopy |  | None | EMT Renewables | AC Electric | Accepted | 2020-06-17 | 2020-06-22 | 2021-06-22 | Trina | 320-BLK | Solar Panels |  | 0.32 | 21 | 245 | 21 |  | Fixed | Roof
NJSTRE1545160604 | NJSRRE1544754526 | Transition Incentive Program | Ewing | 8628 | 12 | 5.44 | Residential | Yes | Behind the meter | Net-metered residential rooftop and canopy |  | None | Trinity Solar | PSE&G | Accepted | 2020-03-23 | 2020-03-26 | 2021-10-30 | SOLAR EDGE | SE5000H-US | Inverters | 5000 |  | 1 |  |  | 0.97 |  | Outside | SIDE OF HOME
NJSTRE1545160604 | NJSRRE1544754526 | Transition Incentive Program | Ewing | 8628 | 12 | 5.44 | Residential | Yes | Behind the meter | Net-metered residential rooftop and canopy |  | None | Trinity Solar | PSE&G | Accepted | 2020-03-23 | 2020-03-26 | 2021-10-30 | HANWHA | Q.PEAK DUO BLK-G6 340 | Solar Panels |  | 0.34 | 16 | 143 | 27 |  | Fixed | Roof
NJSTRE1545160624 | NJSRRE1542431156 | Transition Incentive Program | Stewartsville | 8886 | 2 | 7.88 | Residential | Yes | Behind the meter | Net-metered residential rooftop and canopy |  | None | Trinity Solar | JCP&L | Accepted | 2019-09-24 | 2019-09-26 | 2021-10-30 | Hanwha | Q.PEAK DUO BLK-G5 315 | Solar Panels |  | 0.315 | 6 | 216 | 40 |  | Fixed | Roof
NJSTRE1545160624 | NJSRRE1542431156 | Transition Incentive Program | Stewartsville | 8886 | 2 | 7.88 | Residential | Yes | Behind the meter | Net-metered residential rooftop and canopy |  | None | Trinity Solar | JCP&L | Accepted | 2019-09-24 | 2019-09-26 | 2021-10-30 | Solar Edge | SE6000 | Inverters | 6000 |  | 1 |  |  | 0.97 |  | Outside | side of home
NJSTRE1545160624 | NJSRRE1542431156 | Transition Incentive Program | Stewartsville | 8886 | 2 | 7.88 | Residential | Yes | Behind the meter | Net-metered residential rooftop and canopy |  | None | Trinity Solar | JCP&L | Accepted | 2019-09-24 | 2019-09-26 | 2021-10-30 | Hanwha | Q.PEAK DUO BLK-G5 315 | Solar Panels |  | 0.315 | 19 | 216 | 40 |  | Fixed | Roof
NJSTRE1545160627 | NJSRRE1541815306 | Transition Incentive Program | Paterson | 7504 | 6 | 6.93 | Residential | Yes | Behind the meter | Net-metered residential rooftop and canopy |  | None | Trinity Solar | PSE&G | Accepted | 2019-08-12 | 2019-08-23 | 2021-10-30 | Solar Edge | SE6000H-US000BNC4 | Inverters | 6000 |  | 1 |  |  | 0.97 |  | Outdoor | side of home
NJSTRE1545160627 | NJSRRE1541815306 | Transition Incentive Program | Paterson | 7504 | 6 | 6.93 | Residential | Yes | Behind the meter | Net-metered residential rooftop and canopy |  | None | Trinity Solar | PSE&G | Accepted | 2019-08-12 | 2019-08-23 | 2021-10-30 | HANWHA | Q.PEAK DUO BLK-G5 315 | Solar Panels |  | 0.315 | 4 | 279 | 30 |  | Fixed | Roof
NJSTRE1545160627 | NJSRRE1541815306 | Transition Incentive Program | Paterson | 7504 | 6 | 6.93 | Residential | Yes | Behind the meter | Net-metered residential rooftop and canopy |  | None | Trinity Solar | PSE&G | Accepted | 2019-08-12 | 2019-08-23 | 2021-10-30 | HANWHA | Q.PEAK DUO BLK-G5 315 | Solar Panels |  | 0.315 | 4 | 99 | 18 |  | Fixed | Roof
NJSTRE1545160627 | NJSRRE1541815306 | Transition Incentive Program | Paterson | 7504 | 6 | 6.93 | Residential | Yes | Behind the meter | Net-metered residential rooftop and canopy |  | None | Trinity Solar | PSE&G | Accepted | 2019-08-12 | 2019-08-23 | 2021-10-30 | HANWHA | Q.PEAK DUO BLK-G5 315 | Solar Panels |  | 0.315 | 4 | 279 | 30 |  | Fixed | Roof
NJSTRE1545160627 | NJSRRE1541815306 | Transition Incentive Program | Paterson | 7504 | 6 | 6.93 | Residential | Yes | Behind the meter | Net-metered residential rooftop and canopy |  | None | Trinity Solar | PSE&G | Accepted | 2019-08-12 | 2019-08-23 | 2021-10-30 | HANWHA | Q.PEAK DUO BLK-G5 315 | Solar Panels |  | 0.315 | 5 | 99 | 30 |  | Fixed | Roof
NJSTRE1545160627 | NJSRRE1541815306 | Transition Incentive Program | Paterson | 7504 | 6 | 6.93 | Residential | Yes | Behind the meter | Net-metered residential rooftop and canopy |  | None | Trinity Solar | PSE&G | Accepted | 2019-08-12 | 2019-08-23 | 2021-10-30 | HANWHA | Q.PEAK DUO BLK-G5 315 | Solar Panels |  | 0.315 | 5 | 99 | 30 |  | Fixed | Roof
NJSTRE1545160636 | NJSRRE1542574996 | Transition Incentive Program | Oak Ridge | 7438 | 6 | 119.63 | School Public K-12 | Yes | Behind the Meter | Net-metered non-residential rooftop and canopy |  | None | Eznergy | JCP&L | Accepted | 2019-10-22 | 2019-10-24 | 2021-10-30 | Trina | TSM375 | Solar Panels |  | 0.375 | 319 | 178 | 5 |  | Fixed | Roof
NJSTRE1545160636 | NJSRRE1542574996 | Transition Incentive Program | Oak Ridge | 7438 | 6 | 119.63 | School Public K-12 | Yes | Behind the Meter | Net-metered non-residential rooftop and canopy |  | None | Eznergy | JCP&L | Accepted | 2019-10-22 | 2019-10-24 | 2021-10-30 | Solar Edge | SE14.4KUS | Inverters | 14400 |  | 5 |  |  | 0.98 |  | Outdoor | Side of building near meter
NJSTRE1545160637 | NJSRRE1542568789 | Transition Incentive Program | West Milford | 7480 | 6 | 73.88 | School Public K-12 | Yes | Behind the Meter | Net-metered non-residential rooftop and canopy |  | None | Eznergy | Orange Rockland Electric | Accepted | 2019-10-21 | 2019-10-23 | 2021-10-30 | Trina | TSM375 | Solar Panels |  | 0.375 | 197 | 175 | 5 |  | Fixed | Roof
NJSTRE1545160637 | NJSRRE1542568789 | Transition Incentive Program | West Milford | 7480 | 6 | 73.88 | School Public K-12 | Yes | Behind the Meter | Net-metered non-residential rooftop and canopy |  | None | Eznergy | Orange Rockland Electric | Accepted | 2019-10-21 | 2019-10-23 | 2021-10-30 | Solar Edge | SE14.4KUS | Inverters | 14400 |  | 5 |  |  | 0.98 |  | Outdoor | Side of building near meter
NJSTRE1545160638 | NJSRRE1542575013 | Transition Incentive Program | Hewitt | 7421 | 6 | 85.5 | School Public K-12 | Yes | Behind the Meter | Net-metered non-residential rooftop and canopy |  | None | Eznergy | Orange Rockland Electric | Accepted | 2019-10-22 | 2019-10-24 | 2021-10-30 | Trina | TSM375 | Solar Panels |  | 0.375 | 228 | 183 | 5 |  | Fixed | Roof
NJSTRE1545160638 | NJSRRE1542575013 | Transition Incentive Program | Hewitt | 7421 | 6 | 85.5 | School Public K-12 | Yes | Behind the Meter | Net-metered non-residential rooftop and canopy |  | None | Eznergy | Orange Rockland Electric | Accepted | 2019-10-22 | 2019-10-24 | 2021-10-30 | Solar Edge | SE14.4KUS | Inverters | 14400 |  | 5 |  |  | 0.98 |  | Outdoor | Side of Building Near Meter
NJSTRE1545160640 | NJSRRE1543565534 | Transition Incentive Program | Newark | 7112 | 9 | 412.34 | School Public K-12 | Yes | Behind the meter | Net-metered non-residential rooftop and canopy |  | None | Eznergy | PSE&G | Accepted | 2019-12-18 | 2020-01-09 | 2021-10-30 | HT-SAAE | HT-SAAE HT72-156M-M 385W | Solar Panels |  | 0.385 | 477 | 214 | 5 |  | Fixed | Roof
NJSTRE1545160640 | NJSRRE1543565534 | Transition Incentive Program | Newark | 7112 | 9 | 412.34 | School Public K-12 | Yes | Behind the meter | Net-metered non-residential rooftop and canopy |  | None | Eznergy | PSE&G | Accepted | 2019-12-18 | 2020-01-09 | 2021-10-30 | Solar Edge | SE43.2KUS | Inverters | 43200 |  | 17 |  |  | 0.98 |  | Outdoor | Side of building near meter
NJSTRE1545160640 | NJSRRE1543565534 | Transition Incentive Program | Newark | 7112 | 9 | 412.34 | School Public K-12 | Yes | Behind the meter | Net-metered non-residential rooftop and canopy |  | None | Eznergy | PSE&G | Accepted | 2019-12-18 | 2020-01-09 | 2021-10-30 | Hanwha | Q-Cells Q Peak Duo L-G5.2 385W | Solar Panels |  | 0.385 | 594 | 126 | 7 |  | Fixed | Roof
NJSTRE1545160644 | NJSRRE1542687322 | Transition Incentive Program | Asbury | 8802 | 4 | 104.28 | Farm | No | Behind the meter | Net-metered non-residential rooftop and canopy |  | None | Eznergy | JCP&L | Accepted | 2019-10-29 | 2019-10-31 | 2021-10-30 | Trina | TSM395 | Solar Panels |  | 0.395 | 264 | 160 | 10 |  | Fixed | Ground
NJSTRE1545160644 | NJSRRE1542687322 | Transition Incentive Program | Asbury | 8802 | 4 | 104.28 | Farm | No | Behind the meter | Net-metered non-residential rooftop and canopy |  | None | Eznergy | JCP&L | Accepted | 2019-10-29 | 2019-10-31 | 2021-10-30 | Solar Edge | SE14.4KUS | Inverters | 14400 |  | 3 |  |  | 0.98 |  | Outdoor | Side of building near meter
NJSTRE1545160669 |  | Transition Incentive Program | RUMSON | 7760 | 17 | 13.3 | Residential | No | Behind the Meter | Net-metered residential rooftop and canopy |  | None | Infinity Solar Systems | JCP&L | Accepted | 2020-06-17 | 2020-06-22 | 2021-06-22 | LG | LG350N1C-V5 | Solar Panels |  | 0.35 | 3 | 146 | 35 |  | Fixed | Roof
NJSTRE1545160669 |  | Transition Incentive Program | RUMSON | 7760 | 17 | 13.3 | Residential | No | Behind the Meter | Net-metered residential rooftop and canopy |  | None | Infinity Solar Systems | JCP&L | Accepted | 2020-06-17 | 2020-06-22 | 2021-06-22 | LG | LG350N1C-V5 | Solar Panels |  | 0.35 | 8 | 146 | 35 |  | Fixed | Roof
NJSTRE1545160669 |  | Transition Incentive Program | RUMSON | 7760 | 17 | 13.3 | Residential | No | Behind the Meter | Net-metered residential rooftop and canopy |  | None | Infinity Solar Systems | JCP&L | Accepted | 2020-06-17 | 2020-06-22 | 2021-06-22 | LG | LG350N1C-V5 | Solar Panels |  | 0.35 | 12 | 329 | 35 |  | Fixed | Roof
NJSTRE1545160669 |  | Transition Incentive Program | RUMSON | 7760 | 17 | 13.3 | Residential | No | Behind the Meter | Net-metered residential rooftop and canopy |  | None | Infinity Solar Systems | JCP&L | Accepted | 2020-06-17 | 2020-06-22 | 2021-06-22 | LG | LG350N1C-V5 | Solar Panels |  | 0.35 | 6 | 146 | 35 |  | Fixed | Roof
NJSTRE1545160669 |  | Transition Incentive Program | RUMSON | 7760 | 17 | 13.3 | Residential | No | Behind the Meter | Net-metered residential rooftop and canopy |  | None | Infinity Solar Systems | JCP&L | Accepted | 2020-06-17 | 2020-06-22 | 2021-06-22 | LG | LG350N1C-V5 | Solar Panels |  | 0.35 | 9 | 329 | 35 |  | Fixed | Roof
NJSTRE1545160669 |  | Transition Incentive Program | RUMSON | 7760 | 17 | 13.3 | Residential | No | Behind the Meter | Net-metered residential rooftop and canopy |  | None | Infinity Solar Systems | JCP&L | Accepted | 2020-06-17 | 2020-06-22 | 2021-06-22 | ENPHASE | IQ7PLUS-72-X-US | Inverters | 290 |  | 38 |  |  | 0.97 |  | Outside | MICROINVERTERS
NJSTRE1545160705 |  | Transition Incentive Program | Cherry Hill Township | 8002 | 14 | 8.54 | Residential | Yes | Behind the Meter | Net-metered residential rooftop and canopy |  | None | Sunrun, Inc. | PSE&G | Accepted | 2020-06-17 | 2020-06-29 | 2021-06-29 | LONGi Green Energy Technology Co Ltd | LR6-60HPB-305M | Solar Panels |  | 0.305 | 28 | 209 | 23 |  | Fixed | Roof
NJSTRE1545160705 |  | Transition Incentive Program | Cherry Hill Township | 8002 | 14 | 8.54 | Residential | Yes | Behind the Meter | Net-metered residential rooftop and canopy |  | None | Sunrun, Inc. | PSE&G | Accepted | 2020-06-17 | 2020-06-29 | 2021-06-29 | Delta Electronics | M8-TL-US | Inverters | 8000 |  | 1 |  |  | 0.96 |  | Outdoor | Next To Meter
NJSTRE1545160705 |  | Transition Incentive Program | Cherry Hill Township | 8002 | 14 | 8.54 | Residential | Yes | Behind the Meter | Net-metered residential rooftop and canopy |  | None | Sunrun, Inc. | PSE&G | Accepted | 2020-06-17 | 2020-06-29 | 2021-06-29 | Tesla | Powerwall 2 AC | Electric Storage Battery |  |  | 1 |  |  |  | Lithium Ion |  | outside
NJSTRE1545161077 |  | Transition Incentive Program | Newark | 7106 | 9 | 4.14 | Residential | Yes | Behind the Meter | Net-metered residential rooftop and canopy |  | None | Sunrun, Inc. | PSE&G | Accepted | 2020-06-17 | 2020-06-22 | 2021-06-22 | LG Electronics | LG345N1C-V5 | Solar Panels |  | 0.345 | 3 | 300 | 34 |  | Fixed | Roof
NJSTRE1545161077 |  | Transition Incentive Program | Newark | 7106 | 9 | 4.14 | Residential | Yes | Behind the Meter | Net-metered residential rooftop and canopy |  | None | Sunrun, Inc. | PSE&G | Accepted | 2020-06-17 | 2020-06-22 | 2021-06-22 | LG Electronics | LG345N1C-V5 | Solar Panels |  | 0.345 | 6 | 30 | 34 |  | Fixed | Roof
NJSTRE1545161077 |  | Transition Incentive Program | Newark | 7106 | 9 | 4.14 | Residential | Yes | Behind the Meter | Net-metered residential rooftop and canopy |  | None | Sunrun, Inc. | PSE&G | Accepted | 2020-06-17 | 2020-06-22 | 2021-06-22 | SolarEdge Technologies | SE3800A-USS2RGM | Inverters | 3800 |  | 1 |  |  | 0.96 |  | Outdoor | Next To Meter
NJSTRE1545161077 |  | Transition Incentive Program | Newark | 7106 | 9 | 4.14 | Residential | Yes | Behind the Meter | Net-metered residential rooftop and canopy |  | None | Sunrun, Inc. | PSE&G | Accepted | 2020-06-17 | 2020-06-22 | 2021-06-22 | LG Electronics | LG345N1C-V5 | Solar Panels |  | 0.345 | 3 | 210 | 23 |  | Fixed | Roof
NJSTRE1545161077 |  | Transition Incentive Program | Newark | 7106 | 9 | 4.14 | Residential | Yes | Behind the Meter | Net-metered residential rooftop and canopy |  | None | Sunrun, Inc. | PSE&G | Accepted | 2020-06-17 | 2020-06-22 | 2021-06-22 | LG Chem | RESU 10H SEG | Electric Storage Battery |  |  | 1 |  |  |  | Lithium Ion |  | outside
NJSTRE1545161086 |  | Transition Incentive Program | Newark | 7112 | 9 | 7.59 | Residential | Yes | Behind the Meter | Net-metered residential rooftop and canopy |  | None | Sunrun, Inc. | PSE&G | Accepted | 2020-06-17 | 2020-06-22 | 2021-06-22 | Delta Electronics | M6-TL-US | Inverters | 6000 |  | 1 |  |  | 0.96 |  | Outdoor | Next To Meter
NJSTRE1545161086 |  | Transition Incentive Program | Newark | 7112 | 9 | 7.59 | Residential | Yes | Behind the Meter | Net-metered residential rooftop and canopy |  | None | Sunrun, Inc. | PSE&G | Accepted | 2020-06-17 | 2020-06-22 | 2021-06-22 | Tesla | Powerwall 2 AC | Electric Storage Battery |  |  | 1 |  |  |  | Lithium Ion |  | outside
NJSTRE1545161086 |  | Transition Incentive Program | Newark | 7112 | 9 | 7.59 | Residential | Yes | Behind the Meter | Net-metered residential rooftop and canopy |  | None | Sunrun, Inc. | PSE&G | Accepted | 2020-06-17 | 2020-06-22 | 2021-06-22 | LG Electronics | LG345N1C-V5 | Solar Panels |  | 0.345 | 7 | 215 | 4 |  | Fixed | Roof
NJSTRE1545161086 |  | Transition Incentive Program | Newark | 7112 | 9 | 7.59 | Residential | Yes | Behind the Meter | Net-metered residential rooftop and canopy |  | None | Sunrun, Inc. | PSE&G | Accepted | 2020-06-17 | 2020-06-22 | 2021-06-22 | LG Electronics | LG345N1C-V5 | Solar Panels |  | 0.345 | 15 | 216 | 12 |  | Fixed | Roof
NJSTRE1545161119 |  | Transition Incentive Program | Morristown | 7960 | 3 | 8.85 | Residential | Yes | Behind the Meter | Net-metered residential rooftop and canopy |  | None | Sunrun, Inc. | JCP&L | Accepted | 2020-06-17 | 2020-06-22 | 2021-06-22 | LONGi Green Energy Technology Co Ltd | LR6-60HPB-305M | Solar Panels |  | 0.305 | 20 | 199 | 24 |  | Fixed | Roof
NJSTRE1545161119 |  | Transition Incentive Program | Morristown | 7960 | 3 | 8.85 | Residential | Yes | Behind the Meter | Net-metered residential rooftop and canopy |  | None | Sunrun, Inc. | JCP&L | Accepted | 2020-06-17 | 2020-06-22 | 2021-06-22 | LONGi Green Energy Technology Co Ltd | LR6-60HPB-305M | Solar Panels |  | 0.305 | 6 | 19 | 24 |  | Fixed | Roof
NJSTRE1545161119 |  | Transition Incentive Program | Morristown | 7960 | 3 | 8.85 | Residential | Yes | Behind the Meter | Net-metered residential rooftop and canopy |  | None | Sunrun, Inc. | JCP&L | Accepted | 2020-06-17 | 2020-06-22 | 2021-06-22 | Enphase Energy | IQ7-60-x-US (240V) | Inverters | 240 |  | 29 |  |  | 0.96 |  | Outdoor | Rooftop
NJSTRE1545161119 |  | Transition Incentive Program | Morristown | 7960 | 3 | 8.85 | Residential | Yes | Behind the Meter | Net-metered residential rooftop and canopy |  | None | Sunrun, Inc. | JCP&L | Accepted | 2020-06-17 | 2020-06-22 | 2021-06-22 | LONGi Green Energy Technology Co Ltd | LR6-60HPB-305M | Solar Panels |  | 0.305 | 3 | 199 | 45 |  | Fixed | Roof
NJSTRE1545161119 |  | Transition Incentive Program | Morristown | 7960 | 3 | 8.85 | Residential | Yes | Behind the Meter | Net-metered residential rooftop and canopy |  | None | Sunrun, Inc. | JCP&L | Accepted | 2020-06-17 | 2020-06-22 | 2021-06-22 | Enphase | X-IQ-AM1-240-3C | Meters |  |  | 1 |  |  |  | Yes
NJSTRE1545161126 |  | Transition Incentive Program | Ringwood | 7456 | 6 | 14.21 | Residential | No | Behind the Meter | Net-metered residential rooftop and canopy |  | None | Tesla Energy Operations Inc. | JCP&L | Accepted | 2020-06-17 | 2020-06-22 | 2021-06-22 | Tesla | SR60T1 | Solar Panels |  | 0.05847 | 48 | 275 | 14 |  | Fixed | Roof
NJSTRE1545161126 |  | Transition Incentive Program | Ringwood | 7456 | 6 | 14.21 | Residential | No | Behind the Meter | Net-metered residential rooftop and canopy |  | None | Tesla Energy Operations Inc. | JCP&L | Accepted | 2020-06-17 | 2020-06-22 | 2021-06-22 | Delta Electronics | M4-TL-US [240V] | Inverters | 3840 |  | 1 |  |  | 0.975 |  | Outside | Outside
NJSTRE1545161126 |  | Transition Incentive Program | Ringwood | 7456 | 6 | 14.21 | Residential | No | Behind the Meter | Net-metered residential rooftop and canopy |  | None | Tesla Energy Operations Inc. | JCP&L | Accepted | 2020-06-17 | 2020-06-22 | 2021-06-22 | Tesla | SR60T1 | Solar Panels |  | 0.05847 | 115 | 186 | 19 |  | Fixed | Roof
NJSTRE1545161126 |  | Transition Incentive Program | Ringwood | 7456 | 6 | 14.21 | Residential | No | Behind the Meter | Net-metered residential rooftop and canopy |  | None | Tesla Energy Operations Inc. | JCP&L | Accepted | 2020-06-17 | 2020-06-22 | 2021-06-22 | Tesla | SR60T1 | Solar Panels |  | 0.05847 | 25 | 93 | 9 |  | Fixed | Roof
NJSTRE1545161126 |  | Transition Incentive Program | Ringwood | 7456 | 6 | 14.21 | Residential | No | Behind the Meter | Net-metered residential rooftop and canopy |  | None | Tesla Energy Operations Inc. | JCP&L | Accepted | 2020-06-17 | 2020-06-22 | 2021-06-22 | Delta Electronics | M8-TL-US [240V] | Inverters | 7680 |  | 1 |  |  | 0.975 |  | Outside | Outside
NJSTRE1545161126 |  | Transition Incentive Program | Ringwood | 7456 | 6 | 14.21 | Residential | No | Behind the Meter | Net-metered residential rooftop and canopy |  | None | Tesla Energy Operations Inc. | JCP&L | Accepted | 2020-06-17 | 2020-06-22 | 2021-06-22 | Tesla | SR60T1 | Solar Panels |  | 0.05847 | 30 | 95 | 34 |  | Fixed | Roof
NJSTRE1545161126 |  | Transition Incentive Program | Ringwood | 7456 | 6 | 14.21 | Residential | No | Behind the Meter | Net-metered residential rooftop and canopy |  | None | Tesla Energy Operations Inc. | JCP&L | Accepted | 2020-06-17 | 2020-06-22 | 2021-06-22 | Tesla | SR60T1 | Solar Panels |  | 0.05847 | 25 | 5 | 30 |  | Fixed | Roof
NJSTRE1545161151 |  | Transition Incentive Program | Long Valley | 7853 | 3 | 18.59 | Residential | No | Behind the Meter | Net-metered residential rooftop and canopy |  | None | Tesla Energy Operations Inc. | JCP&L | Accepted | 2020-06-17 | 2020-06-22 | 2021-06-22 | Hanwha Q CELLS | Q.PEAK DUO BLK-G5/SC315 | Solar Panels |  | 0.315 | 4 | 271 | 18 |  | Fixed | Roof
NJSTRE1545161151 |  | Transition Incentive Program | Long Valley | 7853 | 3 | 18.59 | Residential | No | Behind the Meter | Net-metered residential rooftop and canopy |  | None | Tesla Energy Operations Inc. | JCP&L | Accepted | 2020-06-17 | 2020-06-22 | 2021-06-22 | Hanwha Q CELLS | Q.PEAK DUO BLK-G5/SC315 | Solar Panels |  | 0.315 | 8 | 181 | 37 |  | Fixed | Roof
NJSTRE1545161151 |  | Transition Incentive Program | Long Valley | 7853 | 3 | 18.59 | Residential | No | Behind the Meter | Net-metered residential rooftop and canopy |  | None | Tesla Energy Operations Inc. | JCP&L | Accepted | 2020-06-17 | 2020-06-22 | 2021-06-22 | Hanwha Q CELLS | Q.PEAK DUO BLK-G5/SC315 | Solar Panels |  | 0.315 | 14 | 91 | 34 |  | Fixed | Roof
NJSTRE1545161151 |  | Transition Incentive Program | Long Valley | 7853 | 3 | 18.59 | Residential | No | Behind the Meter | Net-metered residential rooftop and canopy |  | None | Tesla Energy Operations Inc. | JCP&L | Accepted | 2020-06-17 | 2020-06-22 | 2021-06-22 | Hanwha Q CELLS | Q.PEAK DUO BLK-G5/SC315 | Solar Panels |  | 0.315 | 4 | 271 | 37 |  | Fixed | Roof
NJSTRE1545161151 |  | Transition Incentive Program | Long Valley | 7853 | 3 | 18.59 | Residential | No | Behind the Meter | Net-metered residential rooftop and canopy |  | None | Tesla Energy Operations Inc. | JCP&L | Accepted | 2020-06-17 | 2020-06-22 | 2021-06-22 | SolarEdge Technologies | SE7600H-US [240V] | Inverters | 7600 |  | 2 |  |  | 0.99 |  | Outside | Outside
NJSTRE1545161151 |  | Transition Incentive Program | Long Valley | 7853 | 3 | 18.59 | Residential | No | Behind the Meter | Net-metered residential rooftop and canopy |  | None | Tesla Energy Operations Inc. | JCP&L | Accepted | 2020-06-17 | 2020-06-22 | 2021-06-22 | Hanwha Q CELLS | Q.PEAK DUO BLK-G5/SC315 | Solar Panels |  | 0.315 | 27 | 271 | 34 |  | Fixed | Roof
NJSTRE1545161151 |  | Transition Incentive Program | Long Valley | 7853 | 3 | 18.59 | Residential | No | Behind the Meter | Net-metered residential rooftop and canopy |  | None | Tesla Energy Operations Inc. | JCP&L | Accepted | 2020-06-17 | 2020-06-22 | 2021-06-22 | Hanwha Q CELLS | Q.PEAK DUO BLK-G5/SC315 | Solar Panels |  | 0.315 | 2 | 181 | 37 |  | Fixed | Roof
NJSTRE1545161152 |  | Transition Incentive Program | Princeton Twp | 8540 | 12 | 25.83 | Residential | No | Behind the Meter | Net-metered residential rooftop and canopy |  | None | Exact Solar | PSE&G | Accepted | 2020-07-06 | 2020-07-07 | 2021-07-07 | LG | LG410N2W-A5 | Solar Panels |  | 0.41 | 14 | 190 | 9 |  | Fixed | Roof
NJSTRE1545161152 |  | Transition Incentive Program | Princeton Twp | 8540 | 12 | 25.83 | Residential | No | Behind the Meter | Net-metered residential rooftop and canopy |  | None | Exact Solar | PSE&G | Accepted | 2020-07-06 | 2020-07-07 | 2021-07-07 | LG | LG410N2W-A5 | Solar Panels |  | 0.41 | 12 | 190 | 9 |  | Fixed | Roof
NJSTRE1545161152 |  | Transition Incentive Program | Princeton Twp | 8540 | 12 | 25.83 | Residential | No | Behind the Meter | Net-metered residential rooftop and canopy |  | None | Exact Solar | PSE&G | Accepted | 2020-07-06 | 2020-07-07 | 2021-07-07 | Enphase | IQ7X | Inverters | 315 |  | 63 |  |  | 0.97 |  | Outdoor | under panels
NJSTRE1545161152 |  | Transition Incentive Program | Princeton Twp | 8540 | 12 | 25.83 | Residential | No | Behind the Meter | Net-metered residential rooftop and canopy |  | None | Exact Solar | PSE&G | Accepted | 2020-07-06 | 2020-07-07 | 2021-07-07 | LG | LG410N2W-A5 | Solar Panels |  | 0.41 | 18 | 10 | 9 |  | Fixed | Roof
NJSTRE1545161152 |  | Transition Incentive Program | Princeton Twp | 8540 | 12 | 25.83 | Residential | No | Behind the Meter | Net-metered residential rooftop and canopy |  | None | Exact Solar | PSE&G | Accepted | 2020-07-06 | 2020-07-07 | 2021-07-07 | LG | LG410N2W-A5 | Solar Panels |  | 0.41 | 19 | 10 | 9 |  | Fixed | Roof
NJSTRE1545161165 |  | Transition Incentive Program | Cedar Grove Twp | 7009 | 9 | 12.68 | Residential | No | Behind the Meter | Net-metered residential rooftop and canopy |  | None | GREENTECH SOLAR USA LLC | PSE&G | Accepted | 2020-06-17 | 2020-06-22 | 2021-06-22 | Trina Solar | TSM-DD5A325M | Solar Panels |  | 0.325 | 10 | 212 | 40 |  | Fixed | Roof
NJSTRE1545161165 |  | Transition Incentive Program | Cedar Grove Twp | 7009 | 9 | 12.68 | Residential | No | Behind the Meter | Net-metered residential rooftop and canopy |  | None | GREENTECH SOLAR USA LLC | PSE&G | Accepted | 2020-06-17 | 2020-06-22 | 2021-06-22 | Growatt | 10000MTLP-US | Inverters | 10000 |  | 1 |  |  | 0.975 |  | Indoor | Basement Wall
NJSTRE1545161165 |  | Transition Incentive Program | Cedar Grove Twp | 7009 | 9 | 12.68 | Residential | No | Behind the Meter | Net-metered residential rooftop and canopy |  | None | GREENTECH SOLAR USA LLC | PSE&G | Accepted | 2020-06-17 | 2020-06-22 | 2021-06-22 | Trina Solar | TSM-DD5A325M | Solar Panels |  | 0.325 | 29 | 212 | 32 |  | Fixed | Roof
NJSTRE1545162058 |  | Transition Incentive Program | Clifton City | 7013 | 6 | 7.93 | Residential | Yes | Behind the Meter | Net-metered residential rooftop and canopy |  | None | Sunrun, Inc. | PSE&G | Accepted | 2020-06-17 | 2020-06-22 | 2021-10-30 | LONGi Green Energy Technology Co Ltd | LR6-60HPB-305M | Solar Panels |  | 0.305 | 10 | 18 | 37 |  | Fixed | Roof
NJSTRE1545162058 |  | Transition Incentive Program | Clifton City | 7013 | 6 | 7.93 | Residential | Yes | Behind the Meter | Net-metered residential rooftop and canopy |  | None | Sunrun, Inc. | PSE&G | Accepted | 2020-06-17 | 2020-06-22 | 2021-10-30 | Enphase Energy | IQ7-60-x-US (240V) | Inverters | 240 |  | 26 |  |  | 0.96 |  | Outdoor | Rooftop
NJSTRE1545162058 |  | Transition Incentive Program | Clifton City | 7013 | 6 | 7.93 | Residential | Yes | Behind the Meter | Net-metered residential rooftop and canopy |  | None | Sunrun, Inc. | PSE&G | Accepted | 2020-06-17 | 2020-06-22 | 2021-10-30 | LONGi Green Energy Technology Co Ltd | LR6-60HPB-305M | Solar Panels |  | 0.305 | 6 | 200 | 9 |  | Fixed | Roof
NJSTRE1545162058 |  | Transition Incentive Program | Clifton City | 7013 | 6 | 7.93 | Residential | Yes | Behind the Meter | Net-metered residential rooftop and canopy |  | None | Sunrun, Inc. | PSE&G | Accepted | 2020-06-17 | 2020-06-22 | 2021-10-30 | Enphase | X-IQ-AM1-240-3C | Meters |  |  | 1 |  |  |  | Yes
NJSTRE1545162058 |  | Transition Incentive Program | Clifton City | 7013 | 6 | 7.93 | Residential | Yes | Behind the Meter | Net-metered residential rooftop and canopy |  | None | Sunrun, Inc. | PSE&G | Accepted | 2020-06-17 | 2020-06-22 | 2021-10-30 | LONGi Green Energy Technology Co Ltd | LR6-60HPB-305M | Solar Panels |  | 0.305 | 10 | 198 | 3 |  | Fixed | Roof
NJSTRE1545169766 |  | Transition Incentive Program | GLENDORA | 8029 | 14 | 12.6 | Residential | Yes | Behind the Meter | Net-metered residential rooftop and canopy |  | None | Suntuity Solar LLC | PSE&G | Accepted | 2020-06-18 | 2020-06-23 | 2021-06-23 | Hanwha Solar | Q-Cells 315 Mono | Solar Panels |  | 0.315 | 22 | 70 | 21 |  | Fixed | Roof
NJSTRE1545169766 |  | Transition Incentive Program | GLENDORA | 8029 | 14 | 12.6 | Residential | Yes | Behind the Meter | Net-metered residential rooftop and canopy |  | None | Suntuity Solar LLC | PSE&G | Accepted | 2020-06-18 | 2020-06-23 | 2021-06-23 | Hanwha Solar | Q-Cells 315 Mono | Solar Panels |  | 0.315 | 18 | 250 | 21 |  | Fixed | Roof
NJSTRE1545169766 |  | Transition Incentive Program | GLENDORA | 8029 | 14 | 12.6 | Residential | Yes | Behind the Meter | Net-metered residential rooftop and canopy |  | None | Suntuity Solar LLC | PSE&G | Accepted | 2020-06-18 | 2020-06-23 | 2021-06-23 | Enphase Energy | IQ7-60-2-US | Inverters | 240 |  | 40 |  |  | 0.97 |  | Outdoor | Behind the PV Modules
NJSTRE1545169826 |  | Transition Incentive Program | Willingboro | 8016 | 13 | 7.04 | Residential | No | Behind the Meter | Net-metered residential rooftop and canopy |  | None | Steve Whitman LLC | PSE&G | Accepted | 2020-06-18 | 2020-06-23 | 2021-06-23 | Hanwha Q-Cells | Q.PEAK DUO-G5 320 | Solar Panels |  | 0.32 | 22 | 201 | 18 |  | Fixed | Roof
NJSTRE1545169826 |  | Transition Incentive Program | Willingboro | 8016 | 13 | 7.04 | Residential | No | Behind the Meter | Net-metered residential rooftop and canopy |  | None | Steve Whitman LLC | PSE&G | Accepted | 2020-06-18 | 2020-06-23 | 2021-06-23 | SolarEdge | SE5000H-US | Inverters | 5000 |  | 1 |  |  | 0.99 |  | Outside | within ten feet of meter
NJSTRE1545169837 |  | Transition Incentive Program | ELIZABETH | 7208 | 10 | 4.58 | Residential | Yes | Behind the Meter | Net-metered residential rooftop and canopy |  | None | Sunrun, Inc. | PSE&G | Accepted | 2020-06-18 | 2020-06-23 | 2021-06-23 | LONGi Green Energy Technology Co Ltd | LR6-60HPB-305M | Solar Panels |  | 0.305 | 8 | 8 | 36 |  | Fixed | Roof
NJSTRE1545169837 |  | Transition Incentive Program | ELIZABETH | 7208 | 10 | 4.58 | Residential | Yes | Behind the Meter | Net-metered residential rooftop and canopy |  | None | Sunrun, Inc. | PSE&G | Accepted | 2020-06-18 | 2020-06-23 | 2021-06-23 | LONGi Green Energy Technology Co Ltd | LR6-60HPB-305M | Solar Panels |  | 0.305 | 7 | 188 | 36 |  | Fixed | Roof
NJSTRE1545169837 |  | Transition Incentive Program | ELIZABETH | 7208 | 10 | 4.58 | Residential | Yes | Behind the Meter | Net-metered residential rooftop and canopy |  | None | Sunrun, Inc. | PSE&G | Accepted | 2020-06-18 | 2020-06-23 | 2021-06-23 | Enphase Energy | IQ7-60-x-US (240V) | Inverters | 240 |  | 15 |  |  | 0.96 |  | Outdoor | Rooftop
NJSTRE1545169851 |  | Transition Incentive Program | Belvidere | 7823 | 2 | 7.04 | Residential | No | Behind the Meter | Net-metered residential rooftop and canopy |  | None | Steve Whitman LLC | JCP&L | Accepted | 2020-06-18 | 2020-06-23 | 2021-06-23 | SolarEdge | SE5000H-US | Inverters | 5000 |  | 1 |  |  | 0.99 |  | Outside | within ten feet of meter
NJSTRE1545169851 |  | Transition Incentive Program | Belvidere | 7823 | 2 | 7.04 | Residential | No | Behind the Meter | Net-metered residential rooftop and canopy |  | None | Steve Whitman LLC | JCP&L | Accepted | 2020-06-18 | 2020-06-23 | 2021-06-23 | Hanwha Q-Cells | Q.PEAK DUO-G5 320 | Solar Panels |  | 0.32 | 22 | 92272 | 23 |  | Fixed | Roof
NJSTRE1545169859 |  | Transition Incentive Program | Mount Laurel | 8054 | 13 | 14.28 | Residential | Yes | Behind the Meter | Net-metered residential rooftop and canopy |  | None | Trinity Solar | PSE&G | Accepted | 2020-06-18 | 2020-06-23 | 2021-06-23 | Hanwha | Q.PEAK DUO BLK-G6 340 | Solar Panels |  | 0.34 | 8 | 102 | 18 |  | Fixed | Roof
NJSTRE1545169859 |  | Transition Incentive Program | Mount Laurel | 8054 | 13 | 14.28 | Residential | Yes | Behind the Meter | Net-metered residential rooftop and canopy |  | None | Trinity Solar | PSE&G | Accepted | 2020-06-18 | 2020-06-23 | 2021-06-23 | Solar Edge | SE11400 | Inverters | 11400 |  | 1 |  |  | 0.97 |  | Outside | side of home
NJSTRE1545169859 |  | Transition Incentive Program | Mount Laurel | 8054 | 13 | 14.28 | Residential | Yes | Behind the Meter | Net-metered residential rooftop and canopy |  | None | Trinity Solar | PSE&G | Accepted | 2020-06-18 | 2020-06-23 | 2021-06-23 | Hanwha | Q.PEAK DUO BLK-G6 340 | Solar Panels |  | 0.34 | 18 | 102 | 18 |  | Fixed | Roof
NJSTRE1545169859 |  | Transition Incentive Program | Mount Laurel | 8054 | 13 | 14.28 | Residential | Yes | Behind the Meter | Net-metered residential rooftop and canopy |  | None | Trinity Solar | PSE&G | Accepted | 2020-06-18 | 2020-06-23 | 2021-06-23 | Hanwha | Q.PEAK DUO BLK-G6 340 | Solar Panels |  | 0.34 | 16 | 282 | 18 |  | Fixed | Roof
NJSTRE1545169891 |  | Transition Incentive Program | CEDARVILLE | 8311 | 20 | 6.6 | Residential | No | Behind the Meter | Net-metered residential rooftop and canopy |  | None | Amped On Solar LLC | AC Electric | Accepted | 2020-06-18 | 2020-06-23 | 2021-06-23 | PANASONIC | VBHN330SA17E | Solar Panels |  | 0.33 | 20 | 120 | 17 |  | Fixed | Roof
NJSTRE1545169891 |  | Transition Incentive Program | CEDARVILLE | 8311 | 20 | 6.6 | Residential | No | Behind the Meter | Net-metered residential rooftop and canopy |  | None | Amped On Solar LLC | AC Electric | Accepted | 2020-06-18 | 2020-06-23 | 2021-06-23 | ENPHASE | IQ7X | Inverters | 6300 |  | 20 |  |  | 0.975 |  | Outdoor | ON RACKING
NJSTRE1545169894 |  | Transition Incentive Program | Pleasantville | 8232 | 19 | 9.6 | Residential | No | Behind the Meter | Net-metered residential rooftop and canopy |  | None | Steve Whitman LLC | AC Electric | Accepted | 2020-06-18 | 2020-06-23 | 2021-06-23 | SolarEdge | SE7600H-US | Inverters | 7600 |  | 1 |  |  | 0.99 |  | Outside | within ten feet of meter
NJSTRE1545169894 |  | Transition Incentive Program | Pleasantville | 8232 | 19 | 9.6 | Residential | No | Behind the Meter | Net-metered residential rooftop and canopy |  | None | Steve Whitman LLC | AC Electric | Accepted | 2020-06-18 | 2020-06-23 | 2021-06-23 | Hanwha Q-Cells | Q.PEAK DUO-G5 320 | Solar Panels |  | 0.32 | 30 | 133313 | 30 |  | Fixed | Roof
NJSTRE1545169909 |  | Transition Incentive Program | West Windsor TWP | 8550 | 12 | 7.56 | Residential | No | Behind the Meter | Net-metered residential rooftop and canopy |  | None | Tesla Energy Operations Inc. | PSE&G | Accepted | 2020-06-18 | 2020-06-23 | 2021-06-23 | Delta Electronics | M8-TL-US [240V] | Inverters | 7680 |  | 1 |  |  | 0.975 |  | Outside | Outside
NJSTRE1545169909 |  | Transition Incentive Program | West Windsor TWP | 8550 | 12 | 7.56 | Residential | No | Behind the Meter | Net-metered residential rooftop and canopy |  | None | Tesla Energy Operations Inc. | PSE&G | Accepted | 2020-06-18 | 2020-06-23 | 2021-06-23 | Hanwha Q CELLS | Q.PEAK DUO BLK-G5/SC315 | Solar Panels |  | 0.315 | 12 | 98 | 30 |  | Fixed | Roof
NJSTRE1545169909 |  | Transition Incentive Program | West Windsor TWP | 8550 | 12 | 7.56 | Residential | No | Behind the Meter | Net-metered residential rooftop and canopy |  | None | Tesla Energy Operations Inc. | PSE&G | Accepted | 2020-06-18 | 2020-06-23 | 2021-06-23 | Tesla | AC Powerwall 2.0 | Electric Storage Battery |  |  | 1 |  |  |  | Lithium Ion |  | Inside
NJSTRE1545169909 |  | Transition Incentive Program | West Windsor TWP | 8550 | 12 | 7.56 | Residential | No | Behind the Meter | Net-metered residential rooftop and canopy |  | None | Tesla Energy Operations Inc. | PSE&G | Accepted | 2020-06-18 | 2020-06-23 | 2021-06-23 | Hanwha Q CELLS | Q.PEAK DUO BLK-G5/SC315 | Solar Panels |  | 0.315 | 6 | 278 | 30 |  | Fixed | Roof
NJSTRE1545169909 |  | Transition Incentive Program | West Windsor TWP | 8550 | 12 | 7.56 | Residential | No | Behind the Meter | Net-metered residential rooftop and canopy |  | None | Tesla Energy Operations Inc. | PSE&G | Accepted | 2020-06-18 | 2020-06-23 | 2021-06-23 | Hanwha Q CELLS | Q.PEAK DUO BLK-G5/SC315 | Solar Panels |  | 0.315 | 6 | 188 | 37 |  | Fixed | Roof
NJSTRE1545169916 |  | Transition Incentive Program | Nutley | 7110 | 9 | 6.4 | Residential | Yes | Behind the Meter | Net-metered residential rooftop and canopy |  | None | All Season Solar | AC Electric | Accepted | 2020-06-18 | 2020-06-23 | 2021-06-23 | Enphase | Iq7 | Inverters | 240 |  | 20 |  |  | 0.97 |  | Outdoor | under module
NJSTRE1545169916 |  | Transition Incentive Program | Nutley | 7110 | 9 | 6.4 | Residential | Yes | Behind the Meter | Net-metered residential rooftop and canopy |  | None | All Season Solar | AC Electric | Accepted | 2020-06-18 | 2020-06-23 | 2021-06-23 | Trina | TSMDD06M.05II | Solar Panels |  | 0.32 | 20 | 195 | 28 |  | Fixed | Roof
NJSTRE1545169934 |  | Transition Incentive Program | Millville | 8332 | 20 | 19.72 | Residential | Yes | Behind the Meter | Net-metered residential rooftop and canopy |  | None | Trinity Solar | AC Electric | Accepted | 2020-06-18 | 2020-06-23 | 2021-06-23 | Solar Edge | SE10000 | Inverters | 10000 |  | 1 |  |  | 0.97 |  | Outside | side of home
NJSTRE1545169934 |  | Transition Incentive Program | Millville | 8332 | 20 | 19.72 | Residential | Yes | Behind the Meter | Net-metered residential rooftop and canopy |  | None | Trinity Solar | AC Electric | Accepted | 2020-06-18 | 2020-06-23 | 2021-06-23 | Solar Edge | SE5000 | Inverters | 5000 |  | 1 |  |  | 0.97 |  | Outside | side of home
NJSTRE1545169934 |  | Transition Incentive Program | Millville | 8332 | 20 | 19.72 | Residential | Yes | Behind the Meter | Net-metered residential rooftop and canopy |  | None | Trinity Solar | AC Electric | Accepted | 2020-06-18 | 2020-06-23 | 2021-06-23 | Hanwha | Q.PEAK DUO BLK-G6 340 | Solar Panels |  | 0.34 | 5 | 282 | 14 |  | Fixed | Roof
NJSTRE1545169934 |  | Transition Incentive Program | Millville | 8332 | 20 | 19.72 | Residential | Yes | Behind the Meter | Net-metered residential rooftop and canopy |  | None | Trinity Solar | AC Electric | Accepted | 2020-06-18 | 2020-06-23 | 2021-06-23 | Hanwha | Q.PEAK DUO BLK-G6 340 | Solar Panels |  | 0.34 | 21 | 282 | 23 |  | Fixed | Roof
NJSTRE1545169934 |  | Transition Incentive Program | Millville | 8332 | 20 | 19.72 | Residential | Yes | Behind the Meter | Net-metered residential rooftop and canopy |  | None | Trinity Solar | AC Electric | Accepted | 2020-06-18 | 2020-06-23 | 2021-06-23 | Hanwha | Q.PEAK DUO BLK-G6 340 | Solar Panels |  | 0.34 | 9 | 102 | 23 |  | Fixed | Roof
NJSTRE1545169934 |  | Transition Incentive Program | Millville | 8332 | 20 | 19.72 | Residential | Yes | Behind the Meter | Net-metered residential rooftop and canopy |  | None | Trinity Solar | AC Electric | Accepted | 2020-06-18 | 2020-06-23 | 2021-06-23 | Hanwha | Q.PEAK DUO BLK-G6 340 | Solar Panels |  | 0.34 | 23 | 102 | 23 |  | Fixed | Roof
NJSTRE1545169968 |  | Transition Incentive Program | Perth Amboy | 8861 | 11 | 5.12 | Residential | No | Behind the Meter | Net-metered residential rooftop and canopy |  | None | Steve Whitman LLC | PSE&G | Accepted | 2020-06-18 | 2020-06-23 | 2021-06-23 | Hanwha Q-Cells | Q.PEAK DUO-G5 320 | Solar Panels |  | 0.32 | 16 | 111201291 | 43 |  | Fixed | Roof
NJSTRE1545169968 |  | Transition Incentive Program | Perth Amboy | 8861 | 11 | 5.12 | Residential | No | Behind the Meter | Net-metered residential rooftop and canopy |  | None | Steve Whitman LLC | PSE&G | Accepted | 2020-06-18 | 2020-06-23 | 2021-06-23 | SolarEdge | SE3800H-US | Inverters | 3800 |  | 1 |  |  | 0.99 |  | Outside | within ten feet of meter
NJSTRE1545170021 |  | Transition Incentive Program | Woodstown | 8098 | 16 | 7.04 | Residential | No | Behind the Meter | Net-metered residential rooftop and canopy |  | None | Steve Whitman LLC | AC Electric | Accepted | 2020-06-18 | 2020-06-23 | 2021-06-23 | Hanwha Q-Cells | Q.PEAK DUO-G5 320 | Solar Panels |  | 0.32 | 22 | 129309 | 20 |  | Fixed | Roof
NJSTRE1545170021 |  | Transition Incentive Program | Woodstown | 8098 | 16 | 7.04 | Residential | No | Behind the Meter | Net-metered residential rooftop and canopy |  | None | Steve Whitman LLC | AC Electric | Accepted | 2020-06-18 | 2020-06-23 | 2021-06-23 | SolarEdge | SE5000H-US | Inverters | 5000 |  | 1 |  |  | 0.99 |  | Outside | within ten feet of meter
NJSTRE1545170175 |  | Transition Incentive Program | Woodstown | 8098 | 16 | 5.12 | Residential | No | Behind the Meter | Net-metered residential rooftop and canopy |  | None | Steve Whitman LLC | AC Electric | Accepted | 2020-06-18 | 2020-06-23 | 2021-06-23 | Hanwha Q-Cells | Q.PEAK DUO-G5 320 | Solar Panels |  | 0.32 | 16 | 309 | 20 |  | Fixed | Roof
NJSTRE1545170175 |  | Transition Incentive Program | Woodstown | 8098 | 16 | 5.12 | Residential | No | Behind the Meter | Net-metered residential rooftop and canopy |  | None | Steve Whitman LLC | AC Electric | Accepted | 2020-06-18 | 2020-06-23 | 2021-06-23 | SolarEdge | SE3800H-US | Inverters | 3800 |  | 1 |  |  | 0.99 |  | Outside | within ten feet of meter
NJSTRE1545170194 | NJSRRE1540338730 | Transition Incentive Program | Princeton | 8450 |  | 1315.35 | Commercial | No | Behind the meter | Net-metered non-residential rooftop and canopy |  | None | Ameresco, Inc. | PSE&G | Accepted | 2019-02-06 | 2019-02-11 | 2021-10-30 | Jinko | JKM395M-72HL-V | Solar Panels |  | 0.395 | 3330 | 133, 313, 223, 43 | 7 |  | Fixed | Parking Lot
NJSTRE1545170194 | NJSRRE1540338730 | Transition Incentive Program | Princeton | 8450 |  | 1315.35 | Commercial | No | Behind the meter | Net-metered non-residential rooftop and canopy |  | None | Ameresco, Inc. | PSE&G | Accepted | 2019-02-06 | 2019-02-11 | 2021-10-30 | Solectria | PVI-36TL | Inverters | 36000 |  | 4 |  |  | 0.985 |  | Outdoor | Parking Lot
NJSTRE1545170194 | NJSRRE1540338730 | Transition Incentive Program | Princeton | 8450 |  | 1315.35 | Commercial | No | Behind the meter | Net-metered non-residential rooftop and canopy |  | None | Ameresco, Inc. | PSE&G | Accepted | 2019-02-06 | 2019-02-11 | 2021-10-30 | Solectria | PVI 60TL | Inverters | 60000 |  | 14 |  |  | 0.99 |  | Outside | Parking Lot
NJSTRE1545170197 | NJSRRE1540337776 | Transition Incentive Program | Princeton | 8450 |  | 1713.51 | Commercial | No | Behind the meter | Net-metered non-residential rooftop and canopy |  | None | Ameresco, Inc. | PSE&G | Accepted | 2019-02-06 | 2019-05-06 | 2021-10-30 | Solectria | PVI 36TL | Inverters | 36000 |  | 9 |  |  | 0.985 |  | Outside | Parking Lot
NJSTRE1545170197 | NJSRRE1540337776 | Transition Incentive Program | Princeton | 8450 |  | 1713.51 | Commercial | No | Behind the meter | Net-metered non-residential rooftop and canopy |  | None | Ameresco, Inc. | PSE&G | Accepted | 2019-02-06 | 2019-05-06 | 2021-10-30 | Solectria | PVI 60TL | Inverters | 60000 |  | 17 |  |  | 0.99 |  | Outside | Parking Lot
NJSTRE1545170197 | NJSRRE1540337776 | Transition Incentive Program | Princeton | 8450 |  | 1713.51 | Commercial | No | Behind the meter | Net-metered non-residential rooftop and canopy |  | None | Ameresco, Inc. | PSE&G | Accepted | 2019-02-06 | 2019-05-06 | 2021-10-30 | Jinko | JKM395M-72HL-V | Solar Panels |  | 0.395 | 4338 | 179, 359, 269, 89 | 7 |  | Fixed | Parking Lot
NJSTRE1545170198 | NJSRRE1540334697 | Transition Incentive Program | Princeton | 8450 |  | 662.81 | Commercial | No | Behind the meter | Net-metered non-residential rooftop and canopy |  | None | Ameresco, Inc. | PSE&G | Accepted | 2019-02-06 | 2019-02-11 | 2021-10-30 | Solectria | PVI 50TL | Inverters | 50000 |  | 2 |  |  | 0.99 |  | Outside | Parking Lot
NJSTRE1545170198 | NJSRRE1540334697 | Transition Incentive Program | Princeton | 8450 |  | 662.81 | Commercial | No | Behind the meter | Net-metered non-residential rooftop and canopy |  | None | Ameresco, Inc. | PSE&G | Accepted | 2019-02-06 | 2019-02-11 | 2021-10-30 | Solectria | PVI 36TL | Inverters | 36000 |  | 6 |  |  | 0.985 |  | Outside | Parking Lot
NJSTRE1545170198 | NJSRRE1540334697 | Transition Incentive Program | Princeton | 8450 |  | 662.81 | Commercial | No | Behind the meter | Net-metered non-residential rooftop and canopy |  | None | Ameresco, Inc. | PSE&G | Accepted | 2019-02-06 | 2019-02-11 | 2021-10-30 | Solectria | PVI 60TL | Inverters | 60000 |  | 3 |  |  | 0.99 |  | Outside | Parking Lot
NJSTRE1545170198 | NJSRRE1540334697 | Transition Incentive Program | Princeton | 8450 |  | 662.81 | Commercial | No | Behind the meter | Net-metered non-residential rooftop and canopy |  | None | Ameresco, Inc. | PSE&G | Accepted | 2019-02-06 | 2019-02-11 | 2021-10-30 | Jinko | JKM395M-72HL-V | Solar Panels |  | 0.395 | 1678 | 133, 313, 179, 359 | 7 |  | Fixed | Parking Lot
NJSTRE1545170199 | NJSRRE1540334573 | Transition Incentive Program | Princeton | 8450 |  | 1538.92 | Commercial | Yes | Behind the meter | Net-metered non-residential rooftop and canopy |  | None | Ameresco, Inc. | PSE&G | Accepted | 2019-02-06 | 2019-02-07 | 2021-10-30 | Solectria | PVI 60TL | Inverters | 60000 |  | 16 |  |  | 0.99 |  | Outdoor | Parking Lot
NJSTRE1545170199 | NJSRRE1540334573 | Transition Incentive Program | Princeton | 8450 |  | 1538.92 | Commercial | Yes | Behind the meter | Net-metered non-residential rooftop and canopy |  | None | Ameresco, Inc. | PSE&G | Accepted | 2019-02-06 | 2019-02-07 | 2021-10-30 | Jinko | JKM395M-72HL-V | Solar Panels |  | 0.395 | 3896 | 223, 43, 133, 313 | 7 |  | Fixed | Parking Lot
NJSTRE1545170199 | NJSRRE1540334573 | Transition Incentive Program | Princeton | 8450 |  | 1538.92 | Commercial | Yes | Behind the meter | Net-metered non-residential rooftop and canopy |  | None | Ameresco, Inc. | PSE&G | Accepted | 2019-02-06 | 2019-02-07 | 2021-10-30 | Solectria | PVI 36TL | Inverters | 36000 |  | 6 |  |  | 0.985 |  | Outdoor | Parking Lot
NJSTRE1545170218 |  | Transition Incentive Program | Glassboro | 8025 | 15 | 6.12 | Residential | No | Behind the Meter | Net-metered residential rooftop and canopy |  | None | Kaitanna Solar, LLC | AC Electric | Accepted | 2020-06-18 | 2020-06-23 | 2021-06-23 | Hanwha | QCell 340 | Solar Panels |  | 0.34 | 18 | 259 | 20 |  | Fixed | Roof
NJSTRE1545170218 |  | Transition Incentive Program | Glassboro | 8025 | 15 | 6.12 | Residential | No | Behind the Meter | Net-metered residential rooftop and canopy |  | None | Kaitanna Solar, LLC | AC Electric | Accepted | 2020-06-18 | 2020-06-23 | 2021-06-23 | Enphase | Envoy | Meters |  |  | 1 |  |  |  | Yes
NJSTRE1545170218 |  | Transition Incentive Program | Glassboro | 8025 | 15 | 6.12 | Residential | No | Behind the Meter | Net-metered residential rooftop and canopy |  | None | Kaitanna Solar, LLC | AC Electric | Accepted | 2020-06-18 | 2020-06-23 | 2021-06-23 | Enphase | IQ7+ | Inverters | 290 |  | 18 |  |  | 0.97 |  | Outside | Under Module
NJSTRE1545170253 |  | Transition Incentive Program | Ventnor | 8406 | 19 | 9.6 | Residential | No | Behind the Meter | Net-metered residential rooftop and canopy |  | None | Steve Whitman LLC | AC Electric | Accepted | 2020-06-18 | 2020-06-23 | 2021-06-23 | Hanwha Q-Cells | Q.PEAK DUO-G5 320 | Solar Panels |  | 0.32 | 30 | 328,59 | 23 |  | Fixed | Roof
NJSTRE1545170253 |  | Transition Incentive Program | Ventnor | 8406 | 19 | 9.6 | Residential | No | Behind the Meter | Net-metered residential rooftop and canopy |  | None | Steve Whitman LLC | AC Electric | Accepted | 2020-06-18 | 2020-06-23 | 2021-06-23 | SolarEdge | SE7600H-US | Inverters | 7600 |  | 1 |  |  | 0.99 |  | Outside | within ten feet of meter
NJSTRE1545170271 |  | Transition Incentive Program | Irvington | 7111 | 9 | 4.08 | Residential | No | Behind the Meter | Net-metered residential rooftop and canopy |  | None | Pro Custom Solar dba Momentum Solar | PSE&G | Accepted | 2020-06-18 | 2020-06-23 | 2021-06-23 | Enphase | IQ7-60-2-US | Inverters | 240 |  | 12 |  |  | 0.97 |  | Outdoor | Roof
NJSTRE1545170271 |  | Transition Incentive Program | Irvington | 7111 | 9 | 4.08 | Residential | No | Behind the Meter | Net-metered residential rooftop and canopy |  | None | Pro Custom Solar dba Momentum Solar | PSE&G | Accepted | 2020-06-18 | 2020-06-23 | 2021-06-23 | HANWHA | Q.PEAK DUO BLK G6+ 340 | Solar Panels |  | 0.34 | 10 | 212 | 11 |  | Fixed | Roof
NJSTRE1545170271 |  | Transition Incentive Program | Irvington | 7111 | 9 | 4.08 | Residential | No | Behind the Meter | Net-metered residential rooftop and canopy |  | None | Pro Custom Solar dba Momentum Solar | PSE&G | Accepted | 2020-06-18 | 2020-06-23 | 2021-06-23 | HANWHA | Q.PEAK DUO BLK G6+ 340 | Solar Panels |  | 0.34 | 2 | 10 | 33 |  | Fixed | Roof
NJSTRE1545170287 |  | Transition Incentive Program | Kendall Park | 8824 | 11 | 7.37 | Residential | Yes | Behind the Meter | Net-metered residential rooftop and canopy |  | PSEG | Vision Solar LLC | PSE&G | Accepted | 2020-06-18 | 2020-06-24 | 2021-06-24 | Enphase | IQ7-60-2-US | Inverters | 0.25 |  | 22 |  |  | 0.96 |  | Other | under each panel
NJSTRE1545170287 |  | Transition Incentive Program | Kendall Park | 8824 | 11 | 7.37 | Residential | Yes | Behind the Meter | Net-metered residential rooftop and canopy |  | PSEG | Vision Solar LLC | PSE&G | Accepted | 2020-06-18 | 2020-06-24 | 2021-06-24 | LG Solar | lg335n1k-v5 | Solar Panels |  | 0.335 | 22 | 238 | 20 |  | Fixed | Roof
NJSTRE1545170385 |  | Transition Incentive Program | East Rutherford | 7037 |  | 1329.6 | Commercial | No | Behind the Meter | Net-metered non-residential rooftop and canopy |  | None | EnterSolar, LLC | PSE&G | Accepted | 2020-06-18 | 2020-06-24 | 2021-06-24 | Solaredge | SE66.6K | Inverters | 66600 |  | 1 |  |  | 0.985 |  | Outside | Roof
NJSTRE1545170385 |  | Transition Incentive Program | East Rutherford | 7037 |  | 1329.6 | Commercial | No | Behind the Meter | Net-metered non-residential rooftop and canopy |  | None | EnterSolar, LLC | PSE&G | Accepted | 2020-06-18 | 2020-06-24 | 2021-06-24 | Solaredge | SE100K | Inverters | 100000 |  | 9 |  |  | 0.985 |  | Outside | Roof
NJSTRE1545170385 |  | Transition Incentive Program | East Rutherford | 7037 |  | 1329.6 | Commercial | No | Behind the Meter | Net-metered non-residential rooftop and canopy |  | None | EnterSolar, LLC | PSE&G | Accepted | 2020-06-18 | 2020-06-24 | 2021-06-24 | SolarEdge | SE33.3K | Inverters | 33300 |  | 1 |  |  | 0.985 |  | Outside | Roof
NJSTRE1545170385 |  | Transition Incentive Program | East Rutherford | 7037 |  | 1329.6 | Commercial | No | Behind the Meter | Net-metered non-residential rooftop and canopy |  | None | EnterSolar, LLC | PSE&G | Accepted | 2020-06-18 | 2020-06-24 | 2021-06-24 | Hanwha | Q.Peak Duo L-G5.3 | Solar Panels |  | 0.4 | 3324 | 218 | 10 |  | Fixed | Roof | NA
NJSTRE1545170402 |  | Transition Incentive Program | Montgomery TWP | 8502 | 5 | 7.56 | Residential | No | Behind the Meter | Net-metered residential rooftop and canopy |  | None | Tesla Energy Operations Inc. | PSE&G | Accepted | 2020-06-18 | 2020-06-23 | 2021-06-23 | SolarEdge Technologies | SE7600H-US [240V] | Inverters | 7600 |  | 1 |  |  | 0.99 |  | Outside | Outside
NJSTRE1545170402 |  | Transition Incentive Program | Montgomery TWP | 8502 | 5 | 7.56 | Residential | No | Behind the Meter | Net-metered residential rooftop and canopy |  | None | Tesla Energy Operations Inc. | PSE&G | Accepted | 2020-06-18 | 2020-06-23 | 2021-06-23 | Hanwha Q CELLS | Q.PEAK DUO BLK-G5/SC315 | Solar Panels |  | 0.315 | 8 | 198 | 26 |  | Fixed | Roof
NJSTRE1545170402 |  | Transition Incentive Program | Montgomery TWP | 8502 | 5 | 7.56 | Residential | No | Behind the Meter | Net-metered residential rooftop and canopy |  | None | Tesla Energy Operations Inc. | PSE&G | Accepted | 2020-06-18 | 2020-06-23 | 2021-06-23 | Hanwha Q CELLS | Q.PEAK DUO BLK-G5/SC315 | Solar Panels |  | 0.315 | 16 | 198 | 27 |  | Fixed | Roof
NJSTRE1545170513 |  | Transition Incentive Program | Blackwood | 8012 | 14 | 7.82 | Residential | Yes | Behind the Meter | Net-metered residential rooftop and canopy |  | None | Trinity Solar | PSE&G | Accepted | 2020-06-18 | 2020-06-23 | 2021-06-23 | Hanwha | Q.PEAK DUO BLK-G6 340 | Solar Panels |  | 0.34 | 6 | 258 | 27 |  | Fixed | Roof
NJSTRE1545170513 |  | Transition Incentive Program | Blackwood | 8012 | 14 | 7.82 | Residential | Yes | Behind the Meter | Net-metered residential rooftop and canopy |  | None | Trinity Solar | PSE&G | Accepted | 2020-06-18 | 2020-06-23 | 2021-06-23 | Solar Edge | SE6000 | Inverters | 6000 |  | 1 |  |  | 0.97 |  | Outside | side of home
NJSTRE1545170513 |  | Transition Incentive Program | Blackwood | 8012 | 14 | 7.82 | Residential | Yes | Behind the Meter | Net-metered residential rooftop and canopy |  | None | Trinity Solar | PSE&G | Accepted | 2020-06-18 | 2020-06-23 | 2021-06-23 | Hanwha | Q.PEAK DUO BLK-G6 340 | Solar Panels |  | 0.34 | 6 | 258 | 27 |  | Fixed | Roof
NJSTRE1545170513 |  | Transition Incentive Program | Blackwood | 8012 | 14 | 7.82 | Residential | Yes | Behind the Meter | Net-metered residential rooftop and canopy |  | None | Trinity Solar | PSE&G | Accepted | 2020-06-18 | 2020-06-23 | 2021-06-23 | Hanwha | Q.PEAK DUO BLK-G6 340 | Solar Panels |  | 0.34 | 11 | 78 | 27 |  | Fixed | Roof
NJSTRE1545170567 |  | Transition Incentive Program | Roselle | 7203 | 10 | 3.78 | Residential | No | Behind the Meter | Net-metered residential rooftop and canopy |  | None | Tesla Energy Operations Inc. | PSE&G | Accepted | 2020-06-18 | 2020-06-23 | 2021-06-23 | SolarEdge Technologies | SE3800H-US [240V] | Inverters | 3800 |  | 1 |  |  | 0.99 |  | Outside | Outside
NJSTRE1545170567 |  | Transition Incentive Program | Roselle | 7203 | 10 | 3.78 | Residential | No | Behind the Meter | Net-metered residential rooftop and canopy |  | None | Tesla Energy Operations Inc. | PSE&G | Accepted | 2020-06-18 | 2020-06-23 | 2021-06-23 | Tesla | AC Powerwall 2.0 | Electric Storage Battery |  |  | 1 |  |  |  | Lithium Ion |  | Inside garage
NJSTRE1545170567 |  | Transition Incentive Program | Roselle | 7203 | 10 | 3.78 | Residential | No | Behind the Meter | Net-metered residential rooftop and canopy |  | None | Tesla Energy Operations Inc. | PSE&G | Accepted | 2020-06-18 | 2020-06-23 | 2021-06-23 | Hanwha Q CELLS | Q.PEAK DUO BLK-G5/SC315 | Solar Panels |  | 0.315 | 12 | 259 | 21 |  | Fixed | Roof
NJSTRE1545170813 |  | Transition Incentive Program | South Plainfield | 7080 | 11 | 12.58 | Residential | No | Behind the Meter | Net-metered residential rooftop and canopy |  | None | Pro Custom Solar dba Momentum Solar | PSE&G | Accepted | 2020-06-18 | 2020-06-23 | 2021-06-23 | HANWHA | Q.PEAK DUO BLK G6+ 340 | Solar Panels |  | 0.34 | 13 | 162 | 23 |  | Fixed | Roof
NJSTRE1545170813 |  | Transition Incentive Program | South Plainfield | 7080 | 11 | 12.58 | Residential | No | Behind the Meter | Net-metered residential rooftop and canopy |  | None | Pro Custom Solar dba Momentum Solar | PSE&G | Accepted | 2020-06-18 | 2020-06-23 | 2021-06-23 | HANWHA | Q.PEAK DUO BLK G6+ 340 | Solar Panels |  | 0.34 | 8 | 342 | 22 |  | Fixed | Roof
NJSTRE1545170813 |  | Transition Incentive Program | South Plainfield | 7080 | 11 | 12.58 | Residential | No | Behind the Meter | Net-metered residential rooftop and canopy |  | None | Pro Custom Solar dba Momentum Solar | PSE&G | Accepted | 2020-06-18 | 2020-06-23 | 2021-06-23 | HANWHA | Q.PEAK DUO BLK G6+ 340 | Solar Panels |  | 0.34 | 6 | 24 | 252 |  | Fixed | Roof
NJSTRE1545170813 |  | Transition Incentive Program | South Plainfield | 7080 | 11 | 12.58 | Residential | No | Behind the Meter | Net-metered residential rooftop and canopy |  | None | Pro Custom Solar dba Momentum Solar | PSE&G | Accepted | 2020-06-18 | 2020-06-23 | 2021-06-23 | HANWHA | Q.PEAK DUO BLK G6+ 340 | Solar Panels |  | 0.34 | 10 | 342 | 9 |  | Fixed | Roof
NJSTRE1545170813 |  | Transition Incentive Program | South Plainfield | 7080 | 11 | 12.58 | Residential | No | Behind the Meter | Net-metered residential rooftop and canopy |  | None | Pro Custom Solar dba Momentum Solar | PSE&G | Accepted | 2020-06-18 | 2020-06-23 | 2021-06-23 | Enphase | IQ7-60-2-US | Inverters | 240 |  | 37 |  |  | 0.97 |  | Outdoor | Roof
NJSTRE1545170855 |  | Transition Incentive Program | Edison | 8817 | 11 | 897.6 | Commercial | No | Behind the Meter | Net-metered non-residential rooftop and canopy |  | None | EnterSolar, LLC | PSE&G | Accepted | 2020-06-18 | 2020-06-24 | 2021-06-24 | CPS | SCA50KTL | Inverters | 50000 |  | 10 |  |  | 0.985 |  | Outside | Roof
NJSTRE1545170855 |  | Transition Incentive Program | Edison | 8817 | 11 | 897.6 | Commercial | No | Behind the Meter | Net-metered non-residential rooftop and canopy |  | None | EnterSolar, LLC | PSE&G | Accepted | 2020-06-18 | 2020-06-24 | 2021-06-24 | Hanwha | Q.Peak Duo L-G5.3 | Solar Panels |  | 0.4 | 2244 | 130 | 3 |  | Fixed | Roof | NA
NJSTRE1545170864 |  | Transition Incentive Program | Cherry Hill | 8003 | 14 | 15.37 | Residential | Yes | Behind the Meter | Net-metered residential rooftop and canopy |  | None | Seabright Solar | PSE&G | Accepted | 2020-06-19 | 2020-06-23 | 2021-10-30 | Sunpower | SPR-E20-327 | Solar Panels |  | 0.327 | 16 | 81 | 29 |  | Fixed | Roof
NJSTRE1545170864 |  | Transition Incentive Program | Cherry Hill | 8003 | 14 | 15.37 | Residential | Yes | Behind the Meter | Net-metered residential rooftop and canopy |  | None | Seabright Solar | PSE&G | Accepted | 2020-06-19 | 2020-06-23 | 2021-10-30 | Sunpower | SPR-E20-327 | Solar Panels |  | 0.327 | 16 | 261 | 29 |  | Fixed | Roof
NJSTRE1545170864 |  | Transition Incentive Program | Cherry Hill | 8003 | 14 | 15.37 | Residential | Yes | Behind the Meter | Net-metered residential rooftop and canopy |  | None | Seabright Solar | PSE&G | Accepted | 2020-06-19 | 2020-06-23 | 2021-10-30 | Sunpower | PVS 6 | Meters |  |  | 1 |  |  |  | Yes | Outdoor
NJSTRE1545170864 |  | Transition Incentive Program | Cherry Hill | 8003 | 14 | 15.37 | Residential | Yes | Behind the Meter | Net-metered residential rooftop and canopy |  | None | Seabright Solar | PSE&G | Accepted | 2020-06-19 | 2020-06-23 | 2021-10-30 | Sunpower | SPR-E20-327 | Inverters | 0.32 |  | 47 |  |  | 0.99 |  | Outside | Roof
NJSTRE1545170864 |  | Transition Incentive Program | Cherry Hill | 8003 | 14 | 15.37 | Residential | Yes | Behind the Meter | Net-metered residential rooftop and canopy |  | None | Seabright Solar | PSE&G | Accepted | 2020-06-19 | 2020-06-23 | 2021-10-30 | Sunpower | SPR-E20-327 | Solar Panels |  | 0.327 | 15 | 81 | 29 |  | Fixed | Roof
NJSTRE1545170918 |  | Transition Incentive Program | Fanwood | 7023 | 10 | 6.62 | Residential | No | Behind the Meter | Net-metered residential rooftop and canopy |  | None | Tesla Energy Operations Inc. | PSE&G | Accepted | 2020-06-18 | 2020-06-23 | 2021-06-23 | SolarEdge Technologies | SE7600H-US [240V] | Inverters | 7600 |  | 1 |  |  | 0.99 |  | Outside | Outside
NJSTRE1545170918 |  | Transition Incentive Program | Fanwood | 7023 | 10 | 6.62 | Residential | No | Behind the Meter | Net-metered residential rooftop and canopy |  | None | Tesla Energy Operations Inc. | PSE&G | Accepted | 2020-06-18 | 2020-06-23 | 2021-06-23 | Tesla | AC Powerwall 2.0 | Electric Storage Battery |  |  | 2 |  |  |  | Lithium Ion |  | Outside
NJSTRE1545170918 |  | Transition Incentive Program | Fanwood | 7023 | 10 | 6.62 | Residential | No | Behind the Meter | Net-metered residential rooftop and canopy |  | None | Tesla Energy Operations Inc. | PSE&G | Accepted | 2020-06-18 | 2020-06-23 | 2021-06-23 | Hanwha Q CELLS | Q.PEAK DUO BLK-G5/SC315 | Solar Panels |  | 0.315 | 21 | 216 | 30 |  | Fixed | Roof
NJSTRE1545175033 | NJSRRE1540365066 | Transition Incentive Program | Somerset | 8873 | 5 | 1026.4 | Commercial | Yes | Behind the meter | Net-metered non-residential rooftop and canopy |  | None | HESP Construction, LLC | PSE&G | Accepted | 2019-02-14 | 2019-02-19 | 2021-10-30 | Solectria | PVI 60TL | Inverters | 30000 |  | 5 |  |  | 0.99 |  | Outdoor | near arrays
NJSTRE1545175033 | NJSRRE1540365066 | Transition Incentive Program | Somerset | 8873 | 5 | 1026.4 | Commercial | Yes | Behind the meter | Net-metered non-residential rooftop and canopy |  | None | HESP Construction, LLC | PSE&G | Accepted | 2019-02-14 | 2019-02-19 | 2021-10-30 | Solectria | PVI 50TL | Inverters | 500000 |  | 10 |  |  | 0.99 |  | Outdoor | near arrays
NJSTRE1545175033 | NJSRRE1540365066 | Transition Incentive Program | Somerset | 8873 | 5 | 1026.4 | Commercial | Yes | Behind the meter | Net-metered non-residential rooftop and canopy |  | None | HESP Construction, LLC | PSE&G | Accepted | 2019-02-14 | 2019-02-19 | 2021-10-30 | Jinko Solar | JKM400M-72H | Solar Panels |  | 0.4 | 460 | 213 | 7 |  | Fixed | Roof
NJSTRE1545175033 | NJSRRE1540365066 | Transition Incentive Program | Somerset | 8873 | 5 | 1026.4 | Commercial | Yes | Behind the meter | Net-metered non-residential rooftop and canopy |  | None | HESP Construction, LLC | PSE&G | Accepted | 2019-02-14 | 2019-02-19 | 2021-10-30 | Jinko Solar | JKM400M-72H | Solar Panels |  | 0.4 | 2106 | 213 | 7 |  | Fixed | Parking Lot
NJSTRE1545175034 | NJSRRE1544727439 | Transition Incentive Program | Brick Township | 8724 | 18 | 10.14 | Residential | Yes | Behind the meter | Net-metered residential rooftop and canopy |  | None | SunPower Corporation, Systems | JCP&L | Accepted | 2020-03-19 | 2020-03-24 | 2021-10-30 | SUNPOWER | SPR-E20-327-E-AC | Inverters | 320 |  | 31 |  |  | 0.96 |  | Other | under each panel
NJSTRE1545175034 | NJSRRE1544727439 | Transition Incentive Program | Brick Township | 8724 | 18 | 10.14 | Residential | Yes | Behind the meter | Net-metered residential rooftop and canopy |  | None | SunPower Corporation, Systems | JCP&L | Accepted | 2020-03-19 | 2020-03-24 | 2021-10-30 | SUNPOWER | SPR-E20-327-E-AC | Solar Panels |  | 0.327 | 31 | 115 | 20 |  | Fixed | Roof
NJSTRE1545175035 | NJSRRE1543046163 | Transition Incentive Program | Germania | 8215 | 19 | 5.23 | Residential | No | Behind the meter | Net-metered residential rooftop and canopy |  | None | SunPower Corporation, Systems | AC Electric | Accepted | 2019-11-07 | 2019-11-11 | 2021-10-30 | SUNPOWER | SPR-E20-327-E-AC | Inverters | 320 |  | 16 |  |  | 0.96 |  | Other | under each panel
NJSTRE1545175035 | NJSRRE1543046163 | Transition Incentive Program | Germania | 8215 | 19 | 5.23 | Residential | No | Behind the meter | Net-metered residential rooftop and canopy |  | None | SunPower Corporation, Systems | AC Electric | Accepted | 2019-11-07 | 2019-11-11 | 2021-10-30 | SUNPOWER | SPR-E20-327-E-AC | Solar Panels |  | 0.327 | 16 | 180 | 30 |  | Fixed | Roof
NJSTRE1545175037 | NJSRRE1544213714 | Transition Incentive Program | Ewing Township | 8638 | 12 | 9.81 | Residential | Yes | Behind the meter | Net-metered residential rooftop and canopy |  | None | SunPower Corporation, Systems | PSE&G | Accepted | 2020-01-22 | 2020-01-28 | 2021-10-30 | SUNPOWER | SPR-E20-327-E-AC | Solar Panels |  | 0.327 | 25 | 216 | 20 |  | Fixed | Roof
NJSTRE1545175037 | NJSRRE1544213714 | Transition Incentive Program | Ewing Township | 8638 | 12 | 9.81 | Residential | Yes | Behind the meter | Net-metered residential rooftop and canopy |  | None | SunPower Corporation, Systems | PSE&G | Accepted | 2020-01-22 | 2020-01-28 | 2021-10-30 | SUNPOWER | SPR-E20-327-E-AC | Solar Panels |  | 0.327 | 5 | 36 | 20 |  | Fixed | Roof
NJSTRE1545175037 | NJSRRE1544213714 | Transition Incentive Program | Ewing Township | 8638 | 12 | 9.81 | Residential | Yes | Behind the meter | Net-metered residential rooftop and canopy |  | None | SunPower Corporation, Systems | PSE&G | Accepted | 2020-01-22 | 2020-01-28 | 2021-10-30 | SUNPOWER | SPR-E20-327-E-AC | Inverters | 320 |  | 30 |  |  | 0.96 |  | Other | under each panel
NJSTRE1545175042 | NJSRRE1544805421 | Transition Incentive Program | Cinnaminson | 8077 | 13 | 12.43 | Residential | No | Behind the meter | Net-metered residential rooftop and canopy |  | None | SunPower Corporation, Systems | PSE&G | Accepted | 2020-04-07 | 2020-04-10 | 2021-10-30 | SUNPOWER | SPR-E20-327-E-AC | Inverters | 320 |  | 38 |  |  | 0.96 |  | Other | under each panel
NJSTRE1545175042 | NJSRRE1544805421 | Transition Incentive Program | Cinnaminson | 8077 | 13 | 12.43 | Residential | No | Behind the meter | Net-metered residential rooftop and canopy |  | None | SunPower Corporation, Systems | PSE&G | Accepted | 2020-04-07 | 2020-04-10 | 2021-10-30 | SUNPOWER | SPR-E20-327-E-AC | Solar Panels |  | 0.327 | 19 | 35 | 20 |  | Fixed | Roof
NJSTRE1545175042 | NJSRRE1544805421 | Transition Incentive Program | Cinnaminson | 8077 | 13 | 12.43 | Residential | No | Behind the meter | Net-metered residential rooftop and canopy |  | None | SunPower Corporation, Systems | PSE&G | Accepted | 2020-04-07 | 2020-04-10 | 2021-10-30 | SUNPOWER | SPR-E20-327-E-AC | Solar Panels |  | 0.327 | 19 | 20 | 215 |  | Fixed | Roof
NJSTRE1545175045 | NJSRRE1544625687 | Transition Incentive Program | Paterson | 7502 | 6 | 8.18 | Residential | Yes | Behind the meter | Net-metered residential rooftop and canopy |  | None | SunPower Corporation, Systems | PSE&G | Accepted | 2020-03-11 | 2020-03-16 | 2021-10-30 | SUNPOWER | SPR-E20-327-E-AC | Solar Panels |  | 0.327 | 3 | 49 | 36 |  | Fixed | Roof
NJSTRE1545175045 | NJSRRE1544625687 | Transition Incentive Program | Paterson | 7502 | 6 | 8.18 | Residential | Yes | Behind the meter | Net-metered residential rooftop and canopy |  | None | SunPower Corporation, Systems | PSE&G | Accepted | 2020-03-11 | 2020-03-16 | 2021-10-30 | SUNPOWER | SPR-E20-327-E-AC | Solar Panels |  | 0.327 | 2 | 319 | 40 |  | Fixed | Roof
NJSTRE1545175045 | NJSRRE1544625687 | Transition Incentive Program | Paterson | 7502 | 6 | 8.18 | Residential | Yes | Behind the meter | Net-metered residential rooftop and canopy |  | None | SunPower Corporation, Systems | PSE&G | Accepted | 2020-03-11 | 2020-03-16 | 2021-10-30 | SUNPOWER | SPR-E20-327-E-AC | Inverters | 320 |  | 25 |  |  | 0.96 |  | Other | under each panel
NJSTRE1545175045 | NJSRRE1544625687 | Transition Incentive Program | Paterson | 7502 | 6 | 8.18 | Residential | Yes | Behind the meter | Net-metered residential rooftop and canopy |  | None | SunPower Corporation, Systems | PSE&G | Accepted | 2020-03-11 | 2020-03-16 | 2021-10-30 | SUNPOWER | SPR-E20-327-E-AC | Solar Panels |  | 0.327 | 16 | 49 | 15 |  | Fixed | Roof
NJSTRE1545175045 | NJSRRE1544625687 | Transition Incentive Program | Paterson | 7502 | 6 | 8.18 | Residential | Yes | Behind the meter | Net-metered residential rooftop and canopy |  | None | SunPower Corporation, Systems | PSE&G | Accepted | 2020-03-11 | 2020-03-16 | 2021-10-30 | SUNPOWER | SPR-E20-327-E-AC | Solar Panels |  | 0.327 | 4 | 139 | 40 |  | Fixed | Roof
NJSTRE1545175047 | NJSRRE1544211746 | Transition Incentive Program | Ewing Township | 8638 | 12 | 9.81 | Residential | Yes | Behind the meter | Net-metered residential rooftop and canopy |  | None | SunPower Corporation, Systems | PSE&G | Accepted | 2020-01-22 | 2020-01-27 | 2021-10-30 | SUNPOWER | SPR-E20-327-E-AC | Solar Panels |  | 0.327 | 11 | 214 | 38 |  | Fixed | Roof
NJSTRE1545175047 | NJSRRE1544211746 | Transition Incentive Program | Ewing Township | 8638 | 12 | 9.81 | Residential | Yes | Behind the meter | Net-metered residential rooftop and canopy |  | None | SunPower Corporation, Systems | PSE&G | Accepted | 2020-01-22 | 2020-01-27 | 2021-10-30 | SUNPOWER | SPR-E20-327-E-AC | Solar Panels |  | 0.327 | 19 | 34 | 38 |  | Fixed | Roof
NJSTRE1545175047 | NJSRRE1544211746 | Transition Incentive Program | Ewing Township | 8638 | 12 | 9.81 | Residential | Yes | Behind the meter | Net-metered residential rooftop and canopy |  | None | SunPower Corporation, Systems | PSE&G | Accepted | 2020-01-22 | 2020-01-27 | 2021-10-30 | SUNPOWER | SPR-E20-327-E-AC | Inverters | 320 |  | 30 |  |  | 0.96 |  | Other | under each panel
NJSTRE1545175049 | NJSRRE1544309113 | Transition Incentive Program | Erial | 8081 | 14 | 9.81 | Residential | Yes | Behind the meter | Net-metered residential rooftop and canopy |  | None | SunPower Corporation, Systems | AC Electric | Accepted | 2020-01-27 | 2020-01-30 | 2021-10-30 | SUNPOWER | SPR-E20-327-E-AC | Solar Panels |  | 0.327 | 30 | 223 | 28 |  | Fixed | Roof
NJSTRE1545175049 | NJSRRE1544309113 | Transition Incentive Program | Erial | 8081 | 14 | 9.81 | Residential | Yes | Behind the meter | Net-metered residential rooftop and canopy |  | None | SunPower Corporation, Systems | AC Electric | Accepted | 2020-01-27 | 2020-01-30 | 2021-10-30 | SUNPOWER | SPR-E20-327-E-AC | Inverters | 320 |  | 30 |  |  | 0.96 |  | Other | under each panel
NJSTRE1545175054 |  | Transition Incentive Program | Lindenwold | 8021 | 14 | 7.04 | Residential | No | Behind the Meter | Net-metered residential rooftop and canopy |  | None | Steve Whitman LLC | AC Electric | Accepted | 2020-06-19 | 2020-06-24 | 2021-06-24 | SolarEdge | SE5000H-US | Inverters | 5000 |  | 1 |  |  | 0.99 |  | Outside | within ten feet of meter
NJSTRE1545175054 |  | Transition Incentive Program | Lindenwold | 8021 | 14 | 7.04 | Residential | No | Behind the Meter | Net-metered residential rooftop and canopy |  | None | Steve Whitman LLC | AC Electric | Accepted | 2020-06-19 | 2020-06-24 | 2021-06-24 | Hanwha Q-Cells | Q.PEAK DUO-G5 320 | Solar Panels |  | 0.32 | 22 | 96 | 15 |  | Fixed | Roof
NJSTRE1545175062 |  | Transition Incentive Program | Penns Grove | 8069 | 16 | 9.6 | Residential | No | Behind the Meter | Net-metered residential rooftop and canopy |  | None | Steve Whitman LLC | AC Electric | Accepted | 2020-06-19 | 2020-06-24 | 2021-06-24 | Hanwha Q-Cells | Q.PEAK DUO-G5 320 | Solar Panels |  | 0.32 | 30 | 127 | 17 |  | Fixed | Roof
NJSTRE1545175062 |  | Transition Incentive Program | Penns Grove | 8069 | 16 | 9.6 | Residential | No | Behind the Meter | Net-metered residential rooftop and canopy |  | None | Steve Whitman LLC | AC Electric | Accepted | 2020-06-19 | 2020-06-24 | 2021-06-24 | SolarEdge | SE7600H-US | Inverters | 7600 |  | 1 |  |  | 0.99 |  | Outside | within ten feet of meter
NJSTRE1545175066 |  | Transition Incentive Program | Totowa | 7512 | 6 | 5.12 | Residential | No | Behind the Meter | Net-metered residential rooftop and canopy |  | None | Steve Whitman LLC | PSE&G | Accepted | 2020-06-19 | 2020-06-24 | 2021-06-24 | SolarEdge | SE3800H-US | Inverters | 3800 |  | 1 |  |  | 0.99 |  | Outside | within ten feet of meter
NJSTRE1545175066 |  | Transition Incentive Program | Totowa | 7512 | 6 | 5.12 | Residential | No | Behind the Meter | Net-metered residential rooftop and canopy |  | None | Steve Whitman LLC | PSE&G | Accepted | 2020-06-19 | 2020-06-24 | 2021-06-24 | Hanwha Q-Cells | Q.PEAK DUO-G5 320 | Solar Panels |  | 0.32 | 16 | 311131 | 28 |  | Fixed | Roof
NJSTRE1545175068 | NJSRRE1543823748 | Transition Incentive Program | River Edge | 7661 | 7 | 9.16 | Residential | Yes | Behind the meter | Net-metered residential rooftop and canopy |  | None | SunPower Corporation, Systems | PSE&G | Accepted | 2019-12-27 | 2020-01-02 | 2021-10-30 | SUNPOWER | SPR-E20-327-E-AC | Solar Panels |  | 0.327 | 21 | 181 | 30 |  | Fixed | Roof
NJSTRE1545175068 | NJSRRE1543823748 | Transition Incentive Program | River Edge | 7661 | 7 | 9.16 | Residential | Yes | Behind the meter | Net-metered residential rooftop and canopy |  | None | SunPower Corporation, Systems | PSE&G | Accepted | 2019-12-27 | 2020-01-02 | 2021-10-30 | SUNPOWER | SPR-E20-327-E-AC | Inverters | 320 |  | 28 |  |  | 0.96 |  | Other | under each panel
NJSTRE1545175068 | NJSRRE1543823748 | Transition Incentive Program | River Edge | 7661 | 7 | 9.16 | Residential | Yes | Behind the meter | Net-metered residential rooftop and canopy |  | None | SunPower Corporation, Systems | PSE&G | Accepted | 2019-12-27 | 2020-01-02 | 2021-10-30 | SUNPOWER | SPR-E20-327-E-AC | Solar Panels |  | 0.327 | 7 | 91 | 30 |  | Fixed | Roof
NJSTRE1545175069 | NJSRRE1542408957 | Transition Incentive Program | Teaneck | 7666 | 7 | 6.21 | Residential | Yes | Behind the meter | Net-metered residential rooftop and canopy |  | None | SunPower Corporation, Systems | PSE&G | Accepted | 2019-09-16 | 2019-10-28 | 2021-10-30 | SUNPOWER | SPR-E20-327-E-AC | Inverters | 320 |  | 19 |  |  | 0.96 |  | Other | under each panel
NJSTRE1545175069 | NJSRRE1542408957 | Transition Incentive Program | Teaneck | 7666 | 7 | 6.21 | Residential | Yes | Behind the meter | Net-metered residential rooftop and canopy |  | None | SunPower Corporation, Systems | PSE&G | Accepted | 2019-09-16 | 2019-10-28 | 2021-10-30 | SUNPOWER | SPR-E20-327-E-AC | Solar Panels |  | 0.327 | 19 | 205 | 30 |  | Fixed | Roof
NJSTRE1545175074 | NJSRRE1544102622 | Transition Incentive Program | Union | 7083 | 10 | 4.25 | Residential | No | Behind the meter | Net-metered residential rooftop and canopy |  | None | SunPower Corporation, Systems | PSE&G | Accepted | 2020-01-07 | 2020-01-09 | 2021-10-30 | SUNPOWER | SPR-E20-327-E-AC | Inverters | 320 |  | 13 |  |  | 0.96 |  | Other | under each panel
NJSTRE1545175074 | NJSRRE1544102622 | Transition Incentive Program | Union | 7083 | 10 | 4.25 | Residential | No | Behind the meter | Net-metered residential rooftop and canopy |  | None | SunPower Corporation, Systems | PSE&G | Accepted | 2020-01-07 | 2020-01-09 | 2021-10-30 | SUNPOWER | SPR-E20-327-E-AC | Solar Panels |  | 0.327 | 13 | 218 | 22 |  | Fixed | Roof
NJSTRE1545175107 |  | Transition Incentive Program | Vineland | 8360 | 20 | 13.26 | Residential | No | Behind the Meter | Net-metered residential rooftop and canopy |  | None | Sun Up Zero Down | Vineland Muni Electric | Accepted | 2020-06-19 | 2020-06-24 | 2021-06-24 | Solaredge | SE10000H-US | Inverters | 10000 |  | 1 |  |  | 0.99 |  | Outside | Next to utility meter
NJSTRE1545175107 |  | Transition Incentive Program | Vineland | 8360 | 20 | 13.26 | Residential | No | Behind the Meter | Net-metered residential rooftop and canopy |  | None | Sun Up Zero Down | Vineland Muni Electric | Accepted | 2020-06-19 | 2020-06-24 | 2021-06-24 | Haileah | CL200 | Meters |  |  | 1 |  |  |  | Yes | Outdoor
NJSTRE1545175107 |  | Transition Incentive Program | Vineland | 8360 | 20 | 13.26 | Residential | No | Behind the Meter | Net-metered residential rooftop and canopy |  | None | Sun Up Zero Down | Vineland Muni Electric | Accepted | 2020-06-19 | 2020-06-24 | 2021-06-24 | Trina | TSM-DD14A(II) | Solar Panels |  | 0.34 | 39 | 184 | 10 |  | Fixed | Roof
NJSTRE1545175119 |  | Transition Incentive Program | Woodbridge | 7095 | 11 | 9.6 | Residential | No | Behind the Meter | Net-metered residential rooftop and canopy |  | None | Steve Whitman LLC | PSE&G | Accepted | 2020-06-19 | 2020-06-24 | 2021-06-24 | Hanwha Q-Cells | Q.PEAK DUO-G5 320 | Solar Panels |  | 0.32 | 30 | 92272 | 26 |  | Fixed | Roof
NJSTRE1545175119 |  | Transition Incentive Program | Woodbridge | 7095 | 11 | 9.6 | Residential | No | Behind the Meter | Net-metered residential rooftop and canopy |  | None | Steve Whitman LLC | PSE&G | Accepted | 2020-06-19 | 2020-06-24 | 2021-06-24 | SolarEdge | SE7600H-US | Inverters | 7600 |  | 1 |  |  | 0.99 |  | Outside | within ten feet of meter
NJSTRE1545175125 |  | Transition Incentive Program | Egg Harbor City | 8215 | 19 | 20.79 | Residential | Yes | Behind the Meter | Net-metered residential ground mount |  | None | Sun Up Zero Down | AC Electric | Accepted | 2020-06-19 | 2020-06-24 | 2021-06-24 | Trina | TSM-DE14A(II) PERC MONO 385 | Solar Panels |  | 0.385 | 54 | 179 | 25 |  | Fixed | Ground
NJSTRE1545175125 |  | Transition Incentive Program | Egg Harbor City | 8215 | 19 | 20.79 | Residential | Yes | Behind the Meter | Net-metered residential ground mount |  | None | Sun Up Zero Down | AC Electric | Accepted | 2020-06-19 | 2020-06-24 | 2021-06-24 | Enphase | IQ7-60-2-US | Inverters | 240 |  | 54 |  |  | 0.975 |  | Outside | behind panel
NJSTRE1545175125 |  | Transition Incentive Program | Egg Harbor City | 8215 | 19 | 20.79 | Residential | Yes | Behind the Meter | Net-metered residential ground mount |  | None | Sun Up Zero Down | AC Electric | Accepted | 2020-06-19 | 2020-06-24 | 2021-06-24 | Enphase | X-IQ-AM1-240-3 | Meters |  |  | 1 |  |  |  | Yes | Outdoor
NJSTRE1545175128 |  | Transition Incentive Program | Riverside | 8075 | 13 | 9.6 | Residential | No | Behind the Meter | Net-metered residential rooftop and canopy |  | None | Steve Whitman LLC | PSE&G | Accepted | 2020-06-19 | 2020-06-24 | 2021-06-24 | Hanwha Q-Cells | Q.PEAK DUO-G5 320 | Solar Panels |  | 0.32 | 30 | 121301 | 28 |  | Fixed | Roof
NJSTRE1545175128 |  | Transition Incentive Program | Riverside | 8075 | 13 | 9.6 | Residential | No | Behind the Meter | Net-metered residential rooftop and canopy |  | None | Steve Whitman LLC | PSE&G | Accepted | 2020-06-19 | 2020-06-24 | 2021-06-24 | SolarEdge | SE7600H-US | Inverters | 7600 |  | 1 |  |  | 0.99 |  | Outside | within ten feet of meter
NJSTRE1545175152 |  | Transition Incentive Program | Bargaintown | 8234 | 19 | 11.84 | Residential | Yes | Behind the Meter | Net-metered residential rooftop and canopy |  | None | Sun Up Zero Down | AC Electric | Accepted | 2020-06-19 | 2020-06-24 | 2021-06-24 | Enphase | IQ7A-72-2-US | Inverters | 240 |  | 37 |  |  | 0.975 |  | Outside | behind panel
NJSTRE1545175152 |  | Transition Incentive Program | Bargaintown | 8234 | 19 | 11.84 | Residential | Yes | Behind the Meter | Net-metered residential rooftop and canopy |  | None | Sun Up Zero Down | AC Electric | Accepted | 2020-06-19 | 2020-06-24 | 2021-06-24 | Trina | TSM-320DD05H.05(II) | Solar Panels |  | 0.32 | 9 | 278 | 34 |  | Fixed | Roof
NJSTRE1545175152 |  | Transition Incentive Program | Bargaintown | 8234 | 19 | 11.84 | Residential | Yes | Behind the Meter | Net-metered residential rooftop and canopy |  | None | Sun Up Zero Down | AC Electric | Accepted | 2020-06-19 | 2020-06-24 | 2021-06-24 | Trina | TSM-320DD05H.05(II) | Solar Panels |  | 0.32 | 6 | 188 | 34 |  | Fixed | Roof
NJSTRE1545175152 |  | Transition Incentive Program | Bargaintown | 8234 | 19 | 11.84 | Residential | Yes | Behind the Meter | Net-metered residential rooftop and canopy |  | None | Sun Up Zero Down | AC Electric | Accepted | 2020-06-19 | 2020-06-24 | 2021-06-24 | Enphase | X-IQ-AM1-240-3 | Meters |  |  | 1 |  |  |  | Yes | Outdoor
NJSTRE1545175152 |  | Transition Incentive Program | Bargaintown | 8234 | 19 | 11.84 | Residential | Yes | Behind the Meter | Net-metered residential rooftop and canopy |  | None | Sun Up Zero Down | AC Electric | Accepted | 2020-06-19 | 2020-06-24 | 2021-06-24 | Trina | TSM-320DD05H.05(II) | Solar Panels |  | 0.32 | 22 | 188 | 34 |  | Fixed | Roof
NJSTRE1545175194 |  | Transition Incentive Program | Plainfield | 7060 | 10 | 5.21 | Residential | Yes | Behind the Meter | Net-metered residential rooftop and canopy |  | None | Pro Custom Solar dba Momentum Solar | PSE&G | Accepted | 2020-06-19 | 2020-06-24 | 2021-06-24 | HANWHA | Q.PEAK DUO BLK G6+ 335 | Solar Panels |  | 0.355 | 9 | 127 | 43 |  | Fixed | Roof
NJSTRE1545175194 |  | Transition Incentive Program | Plainfield | 7060 | 10 | 5.21 | Residential | Yes | Behind the Meter | Net-metered residential rooftop and canopy |  | None | Pro Custom Solar dba Momentum Solar | PSE&G | Accepted | 2020-06-19 | 2020-06-24 | 2021-06-24 | HANWHA | Q.PEAK DUO BLK G6+ 335 | Solar Panels |  | 0.335 | 6 | 307 | 43 |  | Fixed | Roof
NJSTRE1545175194 |  | Transition Incentive Program | Plainfield | 7060 | 10 | 5.21 | Residential | Yes | Behind the Meter | Net-metered residential rooftop and canopy |  | None | Pro Custom Solar dba Momentum Solar | PSE&G | Accepted | 2020-06-19 | 2020-06-24 | 2021-06-24 | Enphase | IQ7-60-2-US | Inverters | 240 |  | 15 |  |  | 0.97 |  | Outdoor | Roof
NJSTRE1545175204 |  | Transition Incentive Program | Lawrence Townshi | 8648 | 12 | 7 | Residential | Yes | Behind the Meter | Net-metered residential rooftop and canopy |  | None | Pro Custom Solar dba Momentum Solar | PSE&G | Accepted | 2020-06-19 | 2020-06-24 | 2021-06-24 | Enphase | IQ7-60-2-US | Inverters | 240 |  | 20 |  |  | 0.97 |  | Outdoor | Roof
NJSTRE1545175204 |  | Transition Incentive Program | Lawrence Townshi | 8648 | 12 | 7 | Residential | Yes | Behind the Meter | Net-metered residential rooftop and canopy |  | None | Pro Custom Solar dba Momentum Solar | PSE&G | Accepted | 2020-06-19 | 2020-06-24 | 2021-06-24 | LG ELECTRONICS | LG 350N1C-V5 | Solar Panels |  | 0.35 | 20 | 301 | 20 |  | Fixed | Roof
NJSTRE1545175239 |  | Transition Incentive Program | Passaic | 7055 | 6 | 16.42 | Residential | Yes | Behind the Meter | Net-metered residential rooftop and canopy |  | None | Pro Custom Solar dba Momentum Solar | PSE&G | Accepted | 2020-06-19 | 2020-06-24 | 2021-06-24 | HANWHA | Q.PEAK DUO BLK G6+ 335 | Solar Panels |  | 0.335 | 9 | 124 | 31 |  | Fixed | Roof
NJSTRE1545175239 |  | Transition Incentive Program | Passaic | 7055 | 6 | 16.42 | Residential | Yes | Behind the Meter | Net-metered residential rooftop and canopy |  | None | Pro Custom Solar dba Momentum Solar | PSE&G | Accepted | 2020-06-19 | 2020-06-24 | 2021-06-24 | HANWHA | Q.PEAK DUO BLK G6+ 335 | Solar Panels |  | 0.335 | 9 | 304 | 31 |  | Fixed | Roof
NJSTRE1545175239 |  | Transition Incentive Program | Passaic | 7055 | 6 | 16.42 | Residential | Yes | Behind the Meter | Net-metered residential rooftop and canopy |  | None | Pro Custom Solar dba Momentum Solar | PSE&G | Accepted | 2020-06-19 | 2020-06-24 | 2021-06-24 | HANWHA | Q.PEAK DUO BLK G6+ 335 | Solar Panels |  | 0.335 | 7 | 304 | 14 |  | Fixed | Roof
NJSTRE1545175239 |  | Transition Incentive Program | Passaic | 7055 | 6 | 16.42 | Residential | Yes | Behind the Meter | Net-metered residential rooftop and canopy |  | None | Pro Custom Solar dba Momentum Solar | PSE&G | Accepted | 2020-06-19 | 2020-06-24 | 2021-06-24 | Enphase | IQ7-60-2-US | Inverters | 240 |  | 49 |  |  | 0.97 |  | Outdoor | Roof
NJSTRE1545175239 |  | Transition Incentive Program | Passaic | 7055 | 6 | 16.42 | Residential | Yes | Behind the Meter | Net-metered residential rooftop and canopy |  | None | Pro Custom Solar dba Momentum Solar | PSE&G | Accepted | 2020-06-19 | 2020-06-24 | 2021-06-24 | HANWHA | Q.PEAK DUO BLK G6+ 335 | Solar Panels |  | 0.335 | 24 | 124 | 39 |  | Fixed | Roof
NJSTRE1545175269 |  | Transition Incentive Program | Jersey city | 7305 | 8 | 4.42 | Residential | Yes | Behind the Meter | Net-metered residential rooftop and canopy |  | None | Trinity Solar | PSE&G | Accepted | 2020-06-19 | 2020-06-24 | 2021-06-24 | Hanwha | Q.PEAK DUO BLK-G6 340 | Solar Panels |  | 0.34 | 13 | 147 | 25 |  | Fixed | Roof
NJSTRE1545175269 |  | Transition Incentive Program | Jersey city | 7305 | 8 | 4.42 | Residential | Yes | Behind the Meter | Net-metered residential rooftop and canopy |  | None | Trinity Solar | PSE&G | Accepted | 2020-06-19 | 2020-06-24 | 2021-06-24 | Solar Edge | SE3800 | Inverters | 3800 |  | 1 |  |  | 0.97 |  | Outside | side of home
NJSTRE1545175282 |  | Transition Incentive Program | Egg Harbor Township | 8234 | 19 | 13.73 | Residential | Yes | Behind the Meter | Net-metered residential rooftop and canopy |  | None | Sun Up Zero Down | AC Electric | Accepted | 2020-06-24 | 2020-06-24 | 2021-06-24 | Sunpower | SPR-E-327-E-AC | Inverters | 327 |  | 42 |  |  | 0.975 |  | Outside | behind panel
NJSTRE1545175282 |  | Transition Incentive Program | Egg Harbor Township | 8234 | 19 | 13.73 | Residential | Yes | Behind the Meter | Net-metered residential rooftop and canopy |  | None | Sun Up Zero Down | AC Electric | Accepted | 2020-06-24 | 2020-06-24 | 2021-06-24 | Sunpower | PVS-6 | Meters |  |  | 1 |  |  |  | Yes | Outdoor
NJSTRE1545175282 |  | Transition Incentive Program | Egg Harbor Township | 8234 | 19 | 13.73 | Residential | Yes | Behind the Meter | Net-metered residential rooftop and canopy |  | None | Sun Up Zero Down | AC Electric | Accepted | 2020-06-24 | 2020-06-24 | 2021-06-24 | Sunpower | SPR-E20-327-E-AC | Solar Panels |  | 0.327 | 36 | 212 | 30 |  | Fixed | Roof
NJSTRE1545175282 |  | Transition Incentive Program | Egg Harbor Township | 8234 | 19 | 13.73 | Residential | Yes | Behind the Meter | Net-metered residential rooftop and canopy |  | None | Sun Up Zero Down | AC Electric | Accepted | 2020-06-24 | 2020-06-24 | 2021-06-24 | Trina | SPR-E20-327-E-AC | Solar Panels |  | 0.327 | 6 | 32 | 30 |  | Fixed | Roof
NJSTRE1545175327 |  | Transition Incentive Program | Englewood | 7631 | 7 | 6.37 | Residential | Yes | Behind the Meter | Net-metered residential rooftop and canopy |  | None | Pro Custom Solar dba Momentum Solar | PSE&G | Accepted | 2020-06-19 | 2020-06-24 | 2021-06-24 | HANWHA | Q.PEAK DUO BLK G6+ 335 | Solar Panels |  | 0.335 | 11 | 217 | 39 |  | Fixed | Roof
NJSTRE1545175327 |  | Transition Incentive Program | Englewood | 7631 | 7 | 6.37 | Residential | Yes | Behind the Meter | Net-metered residential rooftop and canopy |  | None | Pro Custom Solar dba Momentum Solar | PSE&G | Accepted | 2020-06-19 | 2020-06-24 | 2021-06-24 | HANWHA | Q.PEAK DUO BLK G6+ 335 | Solar Panels |  | 0.335 | 8 | 127 | 39 |  | Fixed | Roof
NJSTRE1545175327 |  | Transition Incentive Program | Englewood | 7631 | 7 | 6.37 | Residential | Yes | Behind the Meter | Net-metered residential rooftop and canopy |  | None | Pro Custom Solar dba Momentum Solar | PSE&G | Accepted | 2020-06-19 | 2020-06-24 | 2021-06-24 | Enphase | IQ7-60-2-US | Inverters | 240 |  | 19 |  |  | 0.97 |  | Outdoor | Roof
NJSTRE1545175351 |  | Transition Incentive Program | Trenton | 8610 | 12 | 4.69 | Residential | Yes | Behind the Meter | Net-metered residential rooftop and canopy |  | None | Pro Custom Solar dba Momentum Solar | PSE&G | Accepted | 2020-06-19 | 2020-06-24 | 2021-06-24 | Enphase | IQ7-60-2-US | Inverters | 240 |  | 14 |  |  | 0.97 |  | Outdoor | Roof
NJSTRE1545175351 |  | Transition Incentive Program | Trenton | 8610 | 12 | 4.69 | Residential | Yes | Behind the Meter | Net-metered residential rooftop and canopy |  | None | Pro Custom Solar dba Momentum Solar | PSE&G | Accepted | 2020-06-19 | 2020-06-24 | 2021-06-24 | HANWHA | Q.PEAK DUO BLK G6+ 335 | Solar Panels |  | 0.335 | 12 | 299 | 31 |  | Fixed | Roof
NJSTRE1545175351 |  | Transition Incentive Program | Trenton | 8610 | 12 | 4.69 | Residential | Yes | Behind the Meter | Net-metered residential rooftop and canopy |  | None | Pro Custom Solar dba Momentum Solar | PSE&G | Accepted | 2020-06-19 | 2020-06-24 | 2021-06-24 | HANWHA | Q.PEAK DUO BLK G6+ 335 | Solar Panels |  | 0.335 | 2 | 119 | 31 |  | Fixed | Roof
NJSTRE1545175357 |  | Transition Incentive Program | IRVINGTON | 7111 | 9 | 2.01 | Residential | Yes | Behind the Meter | Net-metered residential rooftop and canopy |  | None | Trinity Solar | PSE&G | Accepted | 2020-06-19 | 2020-06-24 | 2021-06-24 | ENPHASE | IQ7PLUS-72-2-US | Inverters | 0.29 |  | 1 |  |  | 0.96 |  | Outdoor | side of home
NJSTRE1545175357 |  | Transition Incentive Program | IRVINGTON | 7111 | 9 | 2.01 | Residential | Yes | Behind the Meter | Net-metered residential rooftop and canopy |  | None | Trinity Solar | PSE&G | Accepted | 2020-06-19 | 2020-06-24 | 2021-06-24 | HANWHA | QPEAK DUO BLK-G6 335 | Solar Panels |  | 0.335 | 6 | 112 | 14 |  | Fixed | Roof
NJSTRE1545175389 |  | Transition Incentive Program | West Orange | 7052 | 9 | 10.4 | Residential | No | Behind the Meter | Net-metered residential rooftop and canopy |  | None | Green Power Energy | PSE&G | Accepted | 2020-06-19 | 2020-06-24 | 2021-06-24 | Solar Edge | SE10000H-US | Inverters | 10000 |  | 1 |  |  | 0.97 |  | Outside | next to meter
NJSTRE1545175389 |  | Transition Incentive Program | West Orange | 7052 | 9 | 10.4 | Residential | No | Behind the Meter | Net-metered residential rooftop and canopy |  | None | Green Power Energy | PSE&G | Accepted | 2020-06-19 | 2020-06-24 | 2021-06-24 | Panasonic | VBHN325KA03 | Solar Panels |  | 0.325 | 32 | 180 | 40 |  | Fixed | Roof
NJSTRE1545175405 |  | Transition Incentive Program | Lumberton | 8048 | 13 | 6.37 | Residential | Yes | Behind the Meter | Net-metered residential rooftop and canopy |  | None | Pro Custom Solar dba Momentum Solar | PSE&G | Accepted | 2020-06-19 | 2020-06-24 | 2021-06-24 | HANWHA | Q.PEAK DUO BLK G6+ 335 | Solar Panels |  | 0.335 | 6 | 266 | 25 |  | Fixed | Roof
NJSTRE1545175405 |  | Transition Incentive Program | Lumberton | 8048 | 13 | 6.37 | Residential | Yes | Behind the Meter | Net-metered residential rooftop and canopy |  | None | Pro Custom Solar dba Momentum Solar | PSE&G | Accepted | 2020-06-19 | 2020-06-24 | 2021-06-24 | Enphase | IQ7-60-2-US | Inverters | 240 |  | 19 |  |  | 0.97 |  | Outdoor | Roof
NJSTRE1545175405 |  | Transition Incentive Program | Lumberton | 8048 | 13 | 6.37 | Residential | Yes | Behind the Meter | Net-metered residential rooftop and canopy |  | None | Pro Custom Solar dba Momentum Solar | PSE&G | Accepted | 2020-06-19 | 2020-06-24 | 2021-06-24 | HANWHA | Q.PEAK DUO BLK G6+ 335 | Solar Panels |  | 0.335 | 13 | 86 | 25 |  | Fixed | Roof
NJSTRE1545175482 |  | Transition Incentive Program | Totowa | 7512 | 6 | 11.06 | Residential | No | Behind the Meter | Net-metered residential rooftop and canopy |  | None | Green Power energy | PSE&G | Accepted | 2020-06-19 | 2020-06-24 | 2021-06-24 | LG Electronics | LG335N1C-V5 | Solar Panels |  | 0.335 | 6 | 185 | 40 |  | Fixed | Roof
NJSTRE1545175482 |  | Transition Incentive Program | Totowa | 7512 | 6 | 11.06 | Residential | No | Behind the Meter | Net-metered residential rooftop and canopy |  | None | Green Power energy | PSE&G | Accepted | 2020-06-19 | 2020-06-24 | 2021-06-24 | LG Electronics | LG335N1C-V5 | Solar Panels |  | 0.335 | 10 | 185 | 40 |  | Fixed | Roof
NJSTRE1545175482 |  | Transition Incentive Program | Totowa | 7512 | 6 | 11.06 | Residential | No | Behind the Meter | Net-metered residential rooftop and canopy |  | None | Green Power energy | PSE&G | Accepted | 2020-06-19 | 2020-06-24 | 2021-06-24 | Solar Edge | SE10000H-US | Inverters | 10000 |  | 1 |  |  | 0.97 |  | Outside | next to meter
NJSTRE1545175482 |  | Transition Incentive Program | Totowa | 7512 | 6 | 11.06 | Residential | No | Behind the Meter | Net-metered residential rooftop and canopy |  | None | Green Power energy | PSE&G | Accepted | 2020-06-19 | 2020-06-24 | 2021-06-24 | LG Electronics | LG335N1C-V5 | Solar Panels |  | 0.335 | 17 | 185 | 45 |  | Fixed | Roof
NJSTRE1545175531 |  | Transition Incentive Program | Plainsboro | 8536 | 11 | 9.14 | Residential | No | Behind the Meter | Net-metered residential rooftop and canopy |  | None | Tesla Energy Operations Inc. | PSE&G | Accepted | 2020-06-19 | 2020-06-24 | 2021-06-24 | Hanwha Q CELLS | Q.PEAK DUO BLK-G5/SC315 | Solar Panels |  | 0.315 | 29 | 209 | 37 |  | Fixed | Roof
NJSTRE1545175531 |  | Transition Incentive Program | Plainsboro | 8536 | 11 | 9.14 | Residential | No | Behind the Meter | Net-metered residential rooftop and canopy |  | None | Tesla Energy Operations Inc. | PSE&G | Accepted | 2020-06-19 | 2020-06-24 | 2021-06-24 | SolarEdge Technologies | SE7600H-US [240V] | Inverters | 7600 |  | 1 |  |  | 0.99 |  | Outside | Outside
NJSTRE1545175531 |  | Transition Incentive Program | Plainsboro | 8536 | 11 | 9.14 | Residential | No | Behind the Meter | Net-metered residential rooftop and canopy |  | None | Tesla Energy Operations Inc. | PSE&G | Accepted | 2020-06-19 | 2020-06-24 | 2021-06-24 | Tesla | AC Powerwall 2.0 | Electric Storage Battery |  |  | 3 |  |  |  | Lithium Ion |  | Inside
NJSTRE1545175534 |  | Transition Incentive Program | Sicklerville | 8081 | 14 | 9.77 | Residential | No | Behind the Meter | Net-metered residential rooftop and canopy |  | None | Advanced Renewable Solutions | AC Electric | Accepted | 2020-06-19 | 2020-06-24 | 2021-06-24 | ENPHASE | IQ7-60-2-US | Inverters | 7440 |  | 31 |  |  | 0.976 |  | Outdoor | Micro-inverters are mounted to the underside of each so
NJSTRE1545175534 |  | Transition Incentive Program | Sicklerville | 8081 | 14 | 9.77 | Residential | No | Behind the Meter | Net-metered residential rooftop and canopy |  | None | Advanced Renewable Solutions | AC Electric | Accepted | 2020-06-19 | 2020-06-24 | 2021-06-24 | CertainTeed | CT315M11-02 | Solar Panels |  | 0.315 | 6 | 273 | 30 |  | Fixed | Roof
NJSTRE1545175534 |  | Transition Incentive Program | Sicklerville | 8081 | 14 | 9.77 | Residential | No | Behind the Meter | Net-metered residential rooftop and canopy |  | None | Advanced Renewable Solutions | AC Electric | Accepted | 2020-06-19 | 2020-06-24 | 2021-06-24 | CertainTeed | CT315M11-02 | Solar Panels |  | 0.315 | 12 | 93 | 35 |  | Fixed | Roof
NJSTRE1545175534 |  | Transition Incentive Program | Sicklerville | 8081 | 14 | 9.77 | Residential | No | Behind the Meter | Net-metered residential rooftop and canopy |  | None | Advanced Renewable Solutions | AC Electric | Accepted | 2020-06-19 | 2020-06-24 | 2021-06-24 | CertainTeed | CT315M11-02 | Solar Panels |  | 0.315 | 13 | 93 | 30 |  | Fixed | Roof
NJSTRE1545175592 |  | Transition Incentive Program | Roselle | 7203 | 10 | 4.36 | Residential | Yes | Behind the Meter | Net-metered residential rooftop and canopy |  | None | Pro Custom Solar dba Momentum Solar | PSE&G | Accepted | 2020-06-19 | 2020-06-24 | 2021-06-24 | HANWHA | Q.PEAK DUO BLK G6+ 335 | Solar Panels |  | 0.335 | 13 | 136 | 41 |  | Fixed | Roof
NJSTRE1545175592 |  | Transition Incentive Program | Roselle | 7203 | 10 | 4.36 | Residential | Yes | Behind the Meter | Net-metered residential rooftop and canopy |  | None | Pro Custom Solar dba Momentum Solar | PSE&G | Accepted | 2020-06-19 | 2020-06-24 | 2021-06-24 | Enphase | IQ7-60-2-US | Inverters | 240 |  | 13 |  |  | 0.97 |  | Outdoor | Roof
NJSTRE1545175654 |  | Transition Incentive Program | Washington TWP MER | 8691 | 12 | 4.73 | Residential | No | Behind the Meter | Net-metered residential rooftop and canopy |  | None | Tesla Energy Operations Inc. | PSE&G | Accepted | 2020-06-19 | 2020-06-25 | 2021-06-25 | Hanwha Q CELLS | Q.PEAK DUO BLK-G5/SC315 | Solar Panels |  | 0.315 | 7 | 332 | 37 |  | Fixed | Roof
NJSTRE1545175654 |  | Transition Incentive Program | Washington TWP MER | 8691 | 12 | 4.73 | Residential | No | Behind the Meter | Net-metered residential rooftop and canopy |  | None | Tesla Energy Operations Inc. | PSE&G | Accepted | 2020-06-19 | 2020-06-25 | 2021-06-25 | Hanwha Q CELLS | Q.PEAK DUO BLK-G5/SC315 | Solar Panels |  | 0.315 | 8 | 332 | 27 |  | Fixed | Roof
NJSTRE1545175654 |  | Transition Incentive Program | Washington TWP MER | 8691 | 12 | 4.73 | Residential | No | Behind the Meter | Net-metered residential rooftop and canopy |  | None | Tesla Energy Operations Inc. | PSE&G | Accepted | 2020-06-19 | 2020-06-25 | 2021-06-25 | SolarEdge Technologies | SE7600H-US [240V] | Inverters | 7600 |  | 1 |  |  | 0.99 |  | Outside | Outside
NJSTRE1545175654 |  | Transition Incentive Program | Washington TWP MER | 8691 | 12 | 4.73 | Residential | No | Behind the Meter | Net-metered residential rooftop and canopy |  | None | Tesla Energy Operations Inc. | PSE&G | Accepted | 2020-06-19 | 2020-06-25 | 2021-06-25 | Tesla | AC Powerwall 2.0 | Electric Storage Battery |  |  | 4 |  |  |  | Lithium Ion |  | Inside
NJSTRE1545177016 |  | Transition Incentive Program | Livingston | 7039 | 9 | 9.45 | Residential | No | Behind the Meter | Net-metered residential rooftop and canopy |  | None | Tesla Energy Operations Inc. | PSE&G | Accepted | 2020-06-20 | 2020-06-24 | 2021-10-30 | SolarEdge Technologies | SE7600H-US [240V] | Inverters | 7600 |  | 1 |  |  | 0.99 |  | Outside | Near Meter
NJSTRE1545177016 |  | Transition Incentive Program | Livingston | 7039 | 9 | 9.45 | Residential | No | Behind the Meter | Net-metered residential rooftop and canopy |  | None | Tesla Energy Operations Inc. | PSE&G | Accepted | 2020-06-20 | 2020-06-24 | 2021-10-30 | Hanwha Q CELLS | Q.PEAK DUO BLK-G5/SC315 | Solar Panels |  | 0.315 | 13 | 199 | 34 |  | Fixed | Roof
NJSTRE1545177016 |  | Transition Incentive Program | Livingston | 7039 | 9 | 9.45 | Residential | No | Behind the Meter | Net-metered residential rooftop and canopy |  | None | Tesla Energy Operations Inc. | PSE&G | Accepted | 2020-06-20 | 2020-06-24 | 2021-10-30 | Tesla | AC Powerwall 2.0 | Electric Storage Battery |  |  | 1 |  |  |  | Lithium Ion |  | Inside
NJSTRE1545177016 |  | Transition Incentive Program | Livingston | 7039 | 9 | 9.45 | Residential | No | Behind the Meter | Net-metered residential rooftop and canopy |  | None | Tesla Energy Operations Inc. | PSE&G | Accepted | 2020-06-20 | 2020-06-24 | 2021-10-30 | Hanwha Q CELLS | Q.PEAK DUO BLK-G5/SC315 | Solar Panels |  | 0.315 | 17 | 110 | 34 |  | Fixed | Roof
NJSTRE1545177378 |  | Transition Incentive Program | Kirkwood | 8043 | 14 | 3.78 | Residential | Yes | Behind the Meter | Net-metered residential rooftop and canopy |  | None | Tesla Energy Operations Inc. | AC Electric | Accepted | 2020-06-21 | 2020-06-24 | 2021-06-24 | Hanwha Q-CELLS | Q.PEAK DUO BLK-G5/SC315 | Solar Panels |  | 0.315 | 12 | 111 | 23 |  | Fixed | Roof
NJSTRE1545177378 |  | Transition Incentive Program | Kirkwood | 8043 | 14 | 3.78 | Residential | Yes | Behind the Meter | Net-metered residential rooftop and canopy |  | None | Tesla Energy Operations Inc. | AC Electric | Accepted | 2020-06-21 | 2020-06-24 | 2021-06-24 | SolarEdge | SE3800H-US [240V] | Inverters | 3800 |  | 1 |  |  | 0.99 |  | Outside | Near meter
NJSTRE1545177722 |  | Transition Incentive Program | Ramsey | 7446 | 7 | 64.5 | Commercial | No | Behind the Meter | Net-metered non-residential rooftop and canopy |  | None | Spectacular Solar | Orange Rockland Electric | Accepted | 2020-06-22 | 2020-06-25 | 2021-06-25 | SOLAREDGE | SE9KUS | Inverters | 9000 |  | 1 |  |  | 0.965 |  | Indoor | Next to Meter
NJSTRE1545177722 |  | Transition Incentive Program | Ramsey | 7446 | 7 | 64.5 | Commercial | No | Behind the Meter | Net-metered non-residential rooftop and canopy |  | None | Spectacular Solar | Orange Rockland Electric | Accepted | 2020-06-22 | 2020-06-25 | 2021-06-25 | SOLAREDGE | SE43.2K | Inverters | 43200 |  | 1 |  |  | 0.97 |  | Indoor | Next to Meter
NJSTRE1545177722 |  | Transition Incentive Program | Ramsey | 7446 | 7 | 64.5 | Commercial | No | Behind the Meter | Net-metered non-residential rooftop and canopy |  | None | Spectacular Solar | Orange Rockland Electric | Accepted | 2020-06-22 | 2020-06-25 | 2021-06-25 | Trina Solar | TSM-DE14A(II) | Solar Panels |  | 0.375 | 172 | 30 | 0 |  | Fixed | Roof
NJSTRE1545177729 |  | Transition Incentive Program | West New York | 7093 | 8 | 9.55 | Residential | No | Behind the Meter | Net-metered residential rooftop and canopy |  | None | Green House Solar | PSE&G | Accepted | 2020-06-22 | 2020-06-25 | 2021-06-25 | Enphase | IQ7AS | Inverters | 349 |  | 23 |  |  | 0.97 |  | Other | Roof Mounted
NJSTRE1545177729 |  | Transition Incentive Program | West New York | 7093 | 8 | 9.55 | Residential | No | Behind the Meter | Net-metered residential rooftop and canopy |  | None | Green House Solar | PSE&G | Accepted | 2020-06-22 | 2020-06-25 | 2021-06-25 | Sunpower | A415 G-AC | Solar Panels |  | 0.415 | 23 | 300 | 5 |  | Fixed | Roof
NJSTRE1545177793 |  | Transition Incentive Program | Audubon Boro | 8106 | 14 | 4.91 | Residential | Yes | Behind the Meter | Net-metered residential rooftop and canopy |  | None | SunnyMac LLC | PSE&G | Accepted | 2020-06-22 | 2020-06-25 | 2021-06-25 | SunPower, | SPR-E20327 | Solar Panels |  | 0.327 | 15 | 140 | 34 |  | Fixed | Roof
NJSTRE1545177793 |  | Transition Incentive Program | Audubon Boro | 8106 | 14 | 4.91 | Residential | Yes | Behind the Meter | Net-metered residential rooftop and canopy |  | None | SunnyMac LLC | PSE&G | Accepted | 2020-06-22 | 2020-06-25 | 2021-06-25 | Enphase | IQ7xs-96-ACM-US | Inverters | 0.99 |  | 15 |  |  | 0.315 |  | Outdoor | roof
NJSTRE1545177854 |  | Transition Incentive Program | Audubon Boro | 8106 | 14 | 13.41 | Residential | Yes | Behind the Meter | Net-metered residential rooftop and canopy |  | None | SunnyMac LLC | PSE&G | Accepted | 2020-06-22 | 2020-06-25 | 2021-06-25 | SunPower, | SPR-E20 327 | Solar Panels |  | 0.327 | 14 | 140 | 34 |  | Fixed | Roof
NJSTRE1545177854 |  | Transition Incentive Program | Audubon Boro | 8106 | 14 | 13.41 | Residential | Yes | Behind the Meter | Net-metered residential rooftop and canopy |  | None | SunnyMac LLC | PSE&G | Accepted | 2020-06-22 | 2020-06-25 | 2021-06-25 | Enphase | iq7xs-96-acm-us | Inverters | 0.315 |  | 41 |  |  | 0.99 |  | Outdoor | roof
NJSTRE1545177854 |  | Transition Incentive Program | Audubon Boro | 8106 | 14 | 13.41 | Residential | Yes | Behind the Meter | Net-metered residential rooftop and canopy |  | None | SunnyMac LLC | PSE&G | Accepted | 2020-06-22 | 2020-06-25 | 2021-06-25 | SunPower | SPR-E20 327 | Solar Panels |  | 0.327 | 21 | 320 | 34 |  | Fixed | Roof
NJSTRE1545177854 |  | Transition Incentive Program | Audubon Boro | 8106 | 14 | 13.41 | Residential | Yes | Behind the Meter | Net-metered residential rooftop and canopy |  | None | SunnyMac LLC | PSE&G | Accepted | 2020-06-22 | 2020-06-25 | 2021-06-25 | SunPower | SPR-E20 327 | Solar Panels |  | 0.327 | 6 | 230 | 14 |  | Fixed | Roof
NJSTRE1545177907 |  | Transition Incentive Program | Perth Amboy | 8861 | 11 | 2294.4 | Commercial | No | Behind the Meter | Net-metered non-residential rooftop and canopy |  | None | EnterSolar, LLC | PSE&G | Accepted | 2020-06-22 | 2020-06-29 | 2021-06-29 | Hanwha | Q.Peak Duo L-G5.3 | Solar Panels |  | 0.4 | 5736 | 162 | 10 |  | Fixed | Roof | NA
NJSTRE1545177907 |  | Transition Incentive Program | Perth Amboy | 8861 | 11 | 2294.4 | Commercial | No | Behind the Meter | Net-metered non-residential rooftop and canopy |  | None | EnterSolar, LLC | PSE&G | Accepted | 2020-06-22 | 2020-06-29 | 2021-06-29 | SolarEdge | SE100KUS | Inverters | 100000 |  | 18 |  |  | 0.99 |  | Outside | Roof
NJSTRE1545177965 |  | Transition Incentive Program | , Pedricktown | 8067 | 16 | 16.74 | Residential | No | Behind the Meter | Net-metered residential rooftop and canopy |  | None | Bright Planet Solar | AC Electric | Accepted | 2020-06-22 | 2020-06-25 | 2021-06-25 | SolarEdge | SE11400H-USRGM | Inverters | 11400 |  | 1 |  |  | 0.98 |  | Outdoor | OUTSIDE
NJSTRE1545177965 |  | Transition Incentive Program | , Pedricktown | 8067 | 16 | 16.74 | Residential | No | Behind the Meter | Net-metered residential rooftop and canopy |  | None | Bright Planet Solar | AC Electric | Accepted | 2020-06-22 | 2020-06-25 | 2021-06-25 | Longi | LR6-60HPB-310M | Solar Panels |  | 0.31 | 54 | 224 | 30 |  | Fixed | Roof
NJSTRE1545177969 |  | Transition Incentive Program | Perth Amboy | 8861 | 11 | 2.72 | Residential | No | Behind the Meter | Net-metered residential rooftop and canopy |  | None | Trinity Solar | PSE&G | Accepted | 2020-06-22 | 2020-06-25 | 2021-06-25 | SOLAR EDGE | SE3000H-US | Inverters | 3000 |  | 1 |  |  | 0.97 |  | Outside | SIDE OF HOME
NJSTRE1545177969 |  | Transition Incentive Program | Perth Amboy | 8861 | 11 | 2.72 | Residential | No | Behind the Meter | Net-metered residential rooftop and canopy |  | None | Trinity Solar | PSE&G | Accepted | 2020-06-22 | 2020-06-25 | 2021-06-25 | HANWHA | Q.PEAK DUO BLK-G6 340 | Solar Panels |  | 0.34 | 8 | 202 | 27 |  | Fixed | Roof
NJSTRE1545178557 |  | Transition Incentive Program | Jersey City | 7310 | 8 | 699.71 | Commercial | No | Behind the Meter | Net-metered non-residential rooftop and canopy |  | None | EnterSolar, LLC | PSE&G | Accepted | 2020-06-22 | 2020-06-26 | 2021-06-26 | Canadian Solar | CS3U-355P | Solar Panels |  | 0.355 | 1971 | 187 | 10 |  | Double Axis | Roof | NA
NJSTRE1545178557 |  | Transition Incentive Program | Jersey City | 7310 | 8 | 699.71 | Commercial | No | Behind the Meter | Net-metered non-residential rooftop and canopy |  | None | EnterSolar, LLC | PSE&G | Accepted | 2020-06-22 | 2020-06-26 | 2021-06-26 | SolarEdge | SE100KUS | Inverters | 100000 |  | 5 |  |  | 0.99 |  | Outside | Roof
NJSTRE1545179031 |  | Transition Incentive Program | West Milford | 7480 | 6 | 7.88 | Residential | No | Behind the Meter | Net-metered residential rooftop and canopy |  | None | Tesla Energy Operations Inc. | Orange Rockland Electric | Accepted | 2020-06-22 | 2020-06-25 | 2021-06-25 | Hanwha Q CELLS | Q.PEAK DUO BLK-G5/SC315 | Solar Panels |  | 0.315 | 20 | 216 | 30 |  | Fixed | Roof
NJSTRE1545179031 |  | Transition Incentive Program | West Milford | 7480 | 6 | 7.88 | Residential | No | Behind the Meter | Net-metered residential rooftop and canopy |  | None | Tesla Energy Operations Inc. | Orange Rockland Electric | Accepted | 2020-06-22 | 2020-06-25 | 2021-06-25 | Hanwha Q CELLS | Q.PEAK DUO BLK-G5/SC315 | Solar Panels |  | 0.315 | 5 | 216 | 30 |  | Fixed | Roof
NJSTRE1545179031 |  | Transition Incentive Program | West Milford | 7480 | 6 | 7.88 | Residential | No | Behind the Meter | Net-metered residential rooftop and canopy |  | None | Tesla Energy Operations Inc. | Orange Rockland Electric | Accepted | 2020-06-22 | 2020-06-25 | 2021-06-25 | Tesla | AC Powerwall 2.0 | Electric Storage Battery |  |  | 3 |  |  |  | Lithium Ion |  | Inside
NJSTRE1545179031 |  | Transition Incentive Program | West Milford | 7480 | 6 | 7.88 | Residential | No | Behind the Meter | Net-metered residential rooftop and canopy |  | None | Tesla Energy Operations Inc. | Orange Rockland Electric | Accepted | 2020-06-22 | 2020-06-25 | 2021-06-25 | SolarEdge Technologies | SE7600H-US [240V] | Inverters | 7600 |  | 1 |  |  | 0.99 |  | Outside | Outside
NJSTRE1545179037 |  | Transition Incentive Program | Villas | 8251 | 21 | 13.33 | Residential | Yes | Behind the Meter | Net-metered residential rooftop and canopy |  | RECO | Bright Planet Solar | AC Electric | Accepted | 2020-06-22 | 2020-06-25 | 2021-06-25 | Longi | LR6-60HPB-310M | Solar Panels |  | 0.31 | 9 | 210 | 18 |  | Fixed | Roof
NJSTRE1545179037 |  | Transition Incentive Program | Villas | 8251 | 21 | 13.33 | Residential | Yes | Behind the Meter | Net-metered residential rooftop and canopy |  | RECO | Bright Planet Solar | AC Electric | Accepted | 2020-06-22 | 2020-06-25 | 2021-06-25 | Longi | LR6-60HPB-310M | Solar Panels |  | 0.31 | 8 | 120 | 18 |  | Fixed | Roof
NJSTRE1545179037 |  | Transition Incentive Program | Villas | 8251 | 21 | 13.33 | Residential | Yes | Behind the Meter | Net-metered residential rooftop and canopy |  | RECO | Bright Planet Solar | AC Electric | Accepted | 2020-06-22 | 2020-06-25 | 2021-06-25 | Solar Edge | SE11400H-USRGM | Inverters | 11400 |  | 1 |  |  | 0.98 |  | Outside | OUTSIDE
NJSTRE1545179037 |  | Transition Incentive Program | Villas | 8251 | 21 | 13.33 | Residential | Yes | Behind the Meter | Net-metered residential rooftop and canopy |  | RECO | Bright Planet Solar | AC Electric | Accepted | 2020-06-22 | 2020-06-25 | 2021-06-25 | Longi | LR6-60HPB-310M | Solar Panels |  | 0.31 | 17 | 32 | 26 |  | Fixed | Roof
NJSTRE1545179037 |  | Transition Incentive Program | Villas | 8251 | 21 | 13.33 | Residential | Yes | Behind the Meter | Net-metered residential rooftop and canopy |  | RECO | Bright Planet Solar | AC Electric | Accepted | 2020-06-22 | 2020-06-25 | 2021-06-25 | Longi | LR6-60HPB-310M | Solar Panels |  | 0.31 | 9 | 302 | 26 |  | Fixed | Roof
NJSTRE1545179060 |  | Transition Incentive Program | Maplewood | 7040 | 9 | 4.02 | Residential | Yes | Behind the Meter | Net-metered residential rooftop and canopy |  | None | Pro Custom Solar dba Momentum Solar | PSE&G | Accepted | 2020-06-22 | 2020-06-25 | 2021-06-25 | Enphase | IQ7-60-2-US | Inverters | 240 |  | 12 |  |  | 0.97 |  | Outdoor | Roof
NJSTRE1545179060 |  | Transition Incentive Program | Maplewood | 7040 | 9 | 4.02 | Residential | Yes | Behind the Meter | Net-metered residential rooftop and canopy |  | None | Pro Custom Solar dba Momentum Solar | PSE&G | Accepted | 2020-06-22 | 2020-06-25 | 2021-06-25 | HANWHA | Q.PEAK DUO BLK G6+ 335 | Solar Panels |  | 0.335 | 12 | 129 | 36 |  | Fixed | Roof
NJSTRE1545179077 |  | Transition Incentive Program | Pinehill | 8021 | 14 | 5.12 | Residential | No | Behind the Meter | Net-metered residential rooftop and canopy |  | None | Steve Whitman LLC | AC Electric | Accepted | 2020-06-22 | 2020-06-25 | 2021-06-25 | SolarEdge | SE3800H-US | Inverters | 3800 |  | 1 |  |  | 0.99 |  | Outside | within ten feet of meter
NJSTRE1545179077 |  | Transition Incentive Program | Pinehill | 8021 | 14 | 5.12 | Residential | No | Behind the Meter | Net-metered residential rooftop and canopy |  | None | Steve Whitman LLC | AC Electric | Accepted | 2020-06-22 | 2020-06-25 | 2021-06-25 | Hanwha Q-Cells | Q.PEAK DUO-G5 320 | Solar Panels |  | 0.32 | 16 | 189 | 16 |  | Fixed | Roof
NJSTRE1545179146 |  | Transition Incentive Program | Old Tappan | 7675 | 7 | 7.56 | Residential | No | Behind the Meter | Net-metered residential rooftop and canopy |  | None | Tesla Energy Operations Inc. | Orange Rockland Electric | Accepted | 2020-06-22 | 2020-06-25 | 2021-06-25 | Hanwha Q CELLS | Q.PEAK DUO BLK-G5/SC315 | Solar Panels |  | 0.315 | 8 | 232 | 23 |  | Fixed | Roof
NJSTRE1545179146 |  | Transition Incentive Program | Old Tappan | 7675 | 7 | 7.56 | Residential | No | Behind the Meter | Net-metered residential rooftop and canopy |  | None | Tesla Energy Operations Inc. | Orange Rockland Electric | Accepted | 2020-06-22 | 2020-06-25 | 2021-06-25 | SolarEdge Technologies | SE7600H-US [240V] | Inverters | 7600 |  | 1 |  |  | 0.99 |  | Outside | Outside
NJSTRE1545179146 |  | Transition Incentive Program | Old Tappan | 7675 | 7 | 7.56 | Residential | No | Behind the Meter | Net-metered residential rooftop and canopy |  | None | Tesla Energy Operations Inc. | Orange Rockland Electric | Accepted | 2020-06-22 | 2020-06-25 | 2021-06-25 | Hanwha Q CELLS | Q.PEAK DUO BLK-G5/SC315 | Solar Panels |  | 0.315 | 12 | 52 | 40 |  | Fixed | Roof
NJSTRE1545179146 |  | Transition Incentive Program | Old Tappan | 7675 | 7 | 7.56 | Residential | No | Behind the Meter | Net-metered residential rooftop and canopy |  | None | Tesla Energy Operations Inc. | Orange Rockland Electric | Accepted | 2020-06-22 | 2020-06-25 | 2021-06-25 | Hanwha Q CELLS | Q.PEAK DUO BLK-G5/SC315 | Solar Panels |  | 0.315 | 4 | 52 | 27 |  | Fixed | Roof
NJSTRE1545179150 |  | Transition Incentive Program | Elizabeth | 7201 | 10 | 3.4 | Residential | No | Behind the Meter | Net-metered residential rooftop and canopy |  | None | NJ Solar Power, LLC | PSE&G | Accepted | 2020-06-22 | 2020-06-26 | 2021-06-26 | SolarEdge | SE3000H-US | Inverters | 3000 |  | 1 |  |  | 0.99 |  | Outdoor | garage
NJSTRE1545179150 |  | Transition Incentive Program | Elizabeth | 7201 | 10 | 3.4 | Residential | No | Behind the Meter | Net-metered residential rooftop and canopy |  | None | NJ Solar Power, LLC | PSE&G | Accepted | 2020-06-22 | 2020-06-26 | 2021-06-26 | Panasonic | VBHN340SA17 | Solar Panels |  | 0.34 | 10 | 209 | 40 |  | Fixed | Roof
NJSTRE1545180179 |  | Transition Incentive Program | Wiiliamstown | 8094 | 15 | 7.82 | Residential | Yes | Behind the Meter | Net-metered residential rooftop and canopy |  | None | Trinity Solar | AC Electric | Accepted | 2020-06-22 | 2020-06-25 | 2021-06-25 | Solar Edge | SE6000 | Inverters | 6000 |  | 1 |  |  | 0.97 |  | Outside | side of home
NJSTRE1545180179 |  | Transition Incentive Program | Wiiliamstown | 8094 | 15 | 7.82 | Residential | Yes | Behind the Meter | Net-metered residential rooftop and canopy |  | None | Trinity Solar | AC Electric | Accepted | 2020-06-22 | 2020-06-25 | 2021-06-25 | Hanwha | Q.PEAK DUO BLK-G6 340 | Solar Panels |  | 0.34 | 23 | 189 | 18 |  | Fixed | Roof
NJSTRE1545180215 |  | Transition Incentive Program | Elizabeth | 7201 | 10 | 4.42 | Residential | No | Behind the Meter | Net-metered residential rooftop and canopy |  | None | NJ Solar Power, LLC | PSE&G | Accepted | 2020-06-22 | 2020-06-26 | 2021-06-26 | panasonic | VBHN340SA17 | Solar Panels |  | 0.34 | 13 | 209 | 40 |  | Fixed | Roof
NJSTRE1545180215 |  | Transition Incentive Program | Elizabeth | 7201 | 10 | 4.42 | Residential | No | Behind the Meter | Net-metered residential rooftop and canopy |  | None | NJ Solar Power, LLC | PSE&G | Accepted | 2020-06-22 | 2020-06-26 | 2021-06-26 | Solaredge | SE3800H-US | Inverters | 3800 |  | 1 |  |  | 0.99 |  | Outdoor | garage
NJSTRE1545180225 |  | Transition Incentive Program | Linden | 7036 | 10 | 9.45 | Residential | No | Behind the Meter | Net-metered residential rooftop and canopy |  | None | Pro Custom Solar dba Momentum Solar | PSE&G | Accepted | 2020-06-22 | 2020-06-25 | 2021-06-25 | HANWHA | Q.PEAK DUO BLK-G5 315 | Solar Panels |  | 0.315 | 6 | 218 | 18 |  | Fixed | Roof
NJSTRE1545180225 |  | Transition Incentive Program | Linden | 7036 | 10 | 9.45 | Residential | No | Behind the Meter | Net-metered residential rooftop and canopy |  | None | Pro Custom Solar dba Momentum Solar | PSE&G | Accepted | 2020-06-22 | 2020-06-25 | 2021-06-25 | Enphase | IQ7-60-2-US | Inverters | 240 |  | 30 |  |  | 0.97 |  | Outdoor | Roof
NJSTRE1545180225 |  | Transition Incentive Program | Linden | 7036 | 10 | 9.45 | Residential | No | Behind the Meter | Net-metered residential rooftop and canopy |  | None | Pro Custom Solar dba Momentum Solar | PSE&G | Accepted | 2020-06-22 | 2020-06-25 | 2021-06-25 | HANWHA | Q.PEAK DUO BLK-G5 315 | Solar Panels |  | 0.315 | 15 | 128 | 18 |  | Fixed | Roof
NJSTRE1545180225 |  | Transition Incentive Program | Linden | 7036 | 10 | 9.45 | Residential | No | Behind the Meter | Net-metered residential rooftop and canopy |  | None | Pro Custom Solar dba Momentum Solar | PSE&G | Accepted | 2020-06-22 | 2020-06-25 | 2021-06-25 | HANWHA | Q.PEAK DUO BLK-G5 315 | Solar Panels |  | 0.315 | 9 | 308 | 18 |  | Fixed | Roof
NJSTRE1545180230 |  | Transition Incentive Program | Sewell | 8080 | 15 | 47.5 | Municipality | Yes | Behind the Meter | Net-metered non-residential rooftop and canopy |  | None | Orbit Energy & Power LLC | AC Electric | Accepted | 2020-06-22 | 2020-06-25 | 2021-06-25 | SolarEdge | SE43.2kUS | Inverters | 43.2 |  | 1 |  |  | 0.985 |  | Outdoor | side of building
NJSTRE1545180230 |  | Transition Incentive Program | Sewell | 8080 | 15 | 47.5 | Municipality | Yes | Behind the Meter | Net-metered non-residential rooftop and canopy |  | None | Orbit Energy & Power LLC | AC Electric | Accepted | 2020-06-22 | 2020-06-25 | 2021-06-25 | Canadian Solar | CS3U-380MS | Solar Panels |  | 0.38 | 125 | south | 10 |  | Fixed | Roof
NJSTRE1545180264 |  | Transition Incentive Program | Lambertville | 8530 | 4 | 40 | Residential | No | Behind the Meter | Net-metered residential ground mount |  | None | Exact Solar | JCP&L | Accepted | 2020-06-22 | 2020-06-25 | 2021-06-25 | SolarEdge | SE10000H | Inverters | 10000 |  | 3 |  |  | 0.99 |  | Indoor | under ground array
NJSTRE1545180264 |  | Transition Incentive Program | Lambertville | 8530 | 4 | 40 | Residential | No | Behind the Meter | Net-metered residential ground mount |  | None | Exact Solar | JCP&L | Accepted | 2020-06-22 | 2020-06-25 | 2021-06-25 | Axitec | AC-400MH/144S | Solar Panels |  | 0.4 | 100 | 180 | 15 |  | Fixed | Ground
NJSTRE1545180297 |  | Transition Incentive Program | Lanoka Harbor | 8734 | 18 | 15.12 | Residential | No | Behind the Meter | Net-metered residential rooftop and canopy |  | None | Tesla Energy Operations Inc. | JCP&L | Accepted | 2020-06-22 | 2020-06-25 | 2021-06-25 | Hanwha Q CELLS | Q.PEAK DUO BLK-G5/SC315 | Solar Panels |  | 0.315 | 24 | 33 | 23 |  | Fixed | Roof
NJSTRE1545180297 |  | Transition Incentive Program | Lanoka Harbor | 8734 | 18 | 15.12 | Residential | No | Behind the Meter | Net-metered residential rooftop and canopy |  | None | Tesla Energy Operations Inc. | JCP&L | Accepted | 2020-06-22 | 2020-06-25 | 2021-06-25 | Hanwha Q CELLS | Q.PEAK DUO BLK-G5/SC315 | Solar Panels |  | 0.315 | 24 | 213 | 23 |  | Fixed | Roof
NJSTRE1545180297 |  | Transition Incentive Program | Lanoka Harbor | 8734 | 18 | 15.12 | Residential | No | Behind the Meter | Net-metered residential rooftop and canopy |  | None | Tesla Energy Operations Inc. | JCP&L | Accepted | 2020-06-22 | 2020-06-25 | 2021-06-25 | SolarEdge Technologies | SE7600H-US [240V] | Inverters | 7600 |  | 2 |  |  | 0.99 |  | Outside | Outside
NJSTRE1545180297 |  | Transition Incentive Program | Lanoka Harbor | 8734 | 18 | 15.12 | Residential | No | Behind the Meter | Net-metered residential rooftop and canopy |  | None | Tesla Energy Operations Inc. | JCP&L | Accepted | 2020-06-22 | 2020-06-25 | 2021-06-25 | Tesla | AC Powerwall 2.0 | Electric Storage Battery |  |  | 4 |  |  |  | Lithium Ion |  | Inside garage
NJSTRE1545180298 |  | Transition Incentive Program | Atco | 8004 | 14 | 17.78 | Residential | No | Behind the Meter | Net-metered residential rooftop and canopy |  | None | EMT Renewables | AC Electric | Accepted | 2020-06-22 | 2020-06-30 | 2021-06-30 | Enphase | IQ7-PLUS-72-2-US | Inverters | 290 |  | 45 |  |  | 0.97 |  | Outside | under panels
NJSTRE1545180298 |  | Transition Incentive Program | Atco | 8004 | 14 | 17.78 | Residential | No | Behind the Meter | Net-metered residential rooftop and canopy |  | None | EMT Renewables | AC Electric | Accepted | 2020-06-22 | 2020-06-30 | 2021-06-30 | Trina | 395-BLK | Solar Panels |  | 0.395 | 45 | 189 | 30 |  | Fixed | Ground
NJSTRE1545180300 |  | Transition Incentive Program | swedesboro | 8085 | 15 | 10.88 | Residential | No | Behind the Meter | Net-metered residential rooftop and canopy |  | None | Orbit Energy & Power, LLC | AC Electric | Accepted | 2020-06-22 | 2020-06-25 | 2021-06-25 | enphase | iq7-60-2-us | Inverters | 0.24 |  | 34 |  |  | 0.96 |  | Other | behind panels
NJSTRE1545180300 |  | Transition Incentive Program | swedesboro | 8085 | 15 | 10.88 | Residential | No | Behind the Meter | Net-metered residential rooftop and canopy |  | None | Orbit Energy & Power, LLC | AC Electric | Accepted | 2020-06-22 | 2020-06-25 | 2021-06-25 | hanwha qcells | qpeak 320w | Solar Panels |  | 0.32 | 19 | 164 | 32 |  | Fixed | Roof
NJSTRE1545180300 |  | Transition Incentive Program | swedesboro | 8085 | 15 | 10.88 | Residential | No | Behind the Meter | Net-metered residential rooftop and canopy |  | None | Orbit Energy & Power, LLC | AC Electric | Accepted | 2020-06-22 | 2020-06-25 | 2021-06-25 | hanwha qcells | qpeak 320w | Solar Panels |  | 0.32 | 15 | 344 | 32 |  | Fixed | Roof
NJSTRE1545180373 |  | Transition Incentive Program | BRIDGEWATER | 8807 | 5 | 15.6 | Residential | Yes | Behind the Meter | Net-metered residential rooftop and canopy |  | None | Vivint Solar Developer, LLC | JCP&L | Accepted | 2020-07-02 | 2020-07-06 | 2021-07-06 | Jinko Solar | JKM325M-60HBL | Solar Panels |  | 0.325 | 25 | 165 | 17 |  | Fixed | Roof
NJSTRE1545180373 |  | Transition Incentive Program | BRIDGEWATER | 8807 | 5 | 15.6 | Residential | Yes | Behind the Meter | Net-metered residential rooftop and canopy |  | None | Vivint Solar Developer, LLC | JCP&L | Accepted | 2020-07-02 | 2020-07-06 | 2021-07-06 | Jinko Solar | JKM325M-60HBL | Solar Panels |  | 0.325 | 23 | 345 | 17 |  | Fixed | Roof
NJSTRE1545180373 |  | Transition Incentive Program | BRIDGEWATER | 8807 | 5 | 15.6 | Residential | Yes | Behind the Meter | Net-metered residential rooftop and canopy |  | None | Vivint Solar Developer, LLC | JCP&L | Accepted | 2020-07-02 | 2020-07-06 | 2021-07-06 | SOLAR EDGE | SE3800H-US | Inverters | 3800 |  | 1 |  |  | 0.992 |  | Outdoor | Near the Utility Meter
NJSTRE1545180373 |  | Transition Incentive Program | BRIDGEWATER | 8807 | 5 | 15.6 | Residential | Yes | Behind the Meter | Net-metered residential rooftop and canopy |  | None | Vivint Solar Developer, LLC | JCP&L | Accepted | 2020-07-02 | 2020-07-06 | 2021-07-06 | Solar Edge | SE7600H-US | Inverters | 7600 |  | 1 |  |  | 0.992 |  | Outdoor | Near the Utility Meter
NJSTRE1545181153 |  | Transition Incentive Program | PISCATAWAY | 8854 | 11 | 4.73 | Residential | Yes | Behind the Meter | Net-metered residential rooftop and canopy |  | None | Suntuity Solar LLC | PSE&G | Accepted | 2020-06-23 | 2020-06-26 | 2021-06-26 | Enphase Energy | IQ7-60-2-US | Inverters | 240 |  | 15 |  |  | 0.97 |  | Outdoor | Behind the PV Modules
NJSTRE1545181153 |  | Transition Incentive Program | PISCATAWAY | 8854 | 11 | 4.73 | Residential | Yes | Behind the Meter | Net-metered residential rooftop and canopy |  | None | Suntuity Solar LLC | PSE&G | Accepted | 2020-06-23 | 2020-06-26 | 2021-06-26 | Hanwha Solar | Q-Cells 315 Mono | Solar Panels |  | 0.315 | 15 | 150 | 20 |  | Fixed | Roof
NJSTRE1545181154 |  | Transition Incentive Program | LINDEN | 7036 | 10 | 7.25 | Residential | Yes | Behind the Meter | Net-metered residential rooftop and canopy |  | None | Suntuity Solar LLC | PSE&G | Accepted | 2020-06-23 | 2020-06-25 | 2021-06-25 | Enphase Energy | IQ7-60-2-US | Inverters | 240 |  | 23 |  |  | 0.97 |  | Outdoor | Behind the PV Modules
NJSTRE1545181154 |  | Transition Incentive Program | LINDEN | 7036 | 10 | 7.25 | Residential | Yes | Behind the Meter | Net-metered residential rooftop and canopy |  | None | Suntuity Solar LLC | PSE&G | Accepted | 2020-06-23 | 2020-06-25 | 2021-06-25 | Hanwha Solar | Q-Cells 315 Mono | Solar Panels |  | 0.315 | 17 | 216 | 20 |  | Fixed | Roof
NJSTRE1545181154 |  | Transition Incentive Program | LINDEN | 7036 | 10 | 7.25 | Residential | Yes | Behind the Meter | Net-metered residential rooftop and canopy |  | None | Suntuity Solar LLC | PSE&G | Accepted | 2020-06-23 | 2020-06-25 | 2021-06-25 | Hanwha Solar | Q-Cells 315 Mono | Solar Panels |  | 0.315 | 6 | 126 | 20 |  | Fixed | Roof
NJSTRE1545181155 |  | Transition Incentive Program | MAHWAH | 7430 | 7 | 5.36 | Residential | Yes | Behind the Meter | Net-metered residential rooftop and canopy |  | None | Suntuity Solar LLC | Orange Rockland Electric | Accepted | 2020-06-23 | 2020-06-25 | 2021-06-25 | Hanwha Solar | Q-Cells 315 Mono | Solar Panels |  | 0.315 | 6 | 174 | 22 |  | Fixed | Roof
NJSTRE1545181155 |  | Transition Incentive Program | MAHWAH | 7430 | 7 | 5.36 | Residential | Yes | Behind the Meter | Net-metered residential rooftop and canopy |  | None | Suntuity Solar LLC | Orange Rockland Electric | Accepted | 2020-06-23 | 2020-06-25 | 2021-06-25 | Hanwha Solar | Q-Cells 315 Mono | Solar Panels |  | 0.315 | 3 | 84 | 22 |  | Fixed | Roof
NJSTRE1545181155 |  | Transition Incentive Program | MAHWAH | 7430 | 7 | 5.36 | Residential | Yes | Behind the Meter | Net-metered residential rooftop and canopy |  | None | Suntuity Solar LLC | Orange Rockland Electric | Accepted | 2020-06-23 | 2020-06-25 | 2021-06-25 | Hanwha Solar | Q-Cells 315 Mono | Solar Panels |  | 0.315 | 3 | 174 | 22 |  | Fixed | Roof
NJSTRE1545181155 |  | Transition Incentive Program | MAHWAH | 7430 | 7 | 5.36 | Residential | Yes | Behind the Meter | Net-metered residential rooftop and canopy |  | None | Suntuity Solar LLC | Orange Rockland Electric | Accepted | 2020-06-23 | 2020-06-25 | 2021-06-25 | Enphase Energy | IQ7-60-2-US | Inverters | 240 |  | 17 |  |  | 0.97 |  | Outdoor | Behind the PV Modules
NJSTRE1545181155 |  | Transition Incentive Program | MAHWAH | 7430 | 7 | 5.36 | Residential | Yes | Behind the Meter | Net-metered residential rooftop and canopy |  | None | Suntuity Solar LLC | Orange Rockland Electric | Accepted | 2020-06-23 | 2020-06-25 | 2021-06-25 | Hanwha Solar | Q-Cells 315 Mono | Solar Panels |  | 0.315 | 5 | 264 | 22 |  | Fixed | Roof
NJSTRE1545181159 |  | Transition Incentive Program | Sicklerville | 8081 | 14 | 9.6 | Residential | No | Behind the Meter | Net-metered residential rooftop and canopy |  | None | Steve Whitman LLC | AC Electric | Accepted | 2020-06-23 | 2020-06-25 | 2021-06-25 | Hanwha Q-Cells | Q.PEAK DUO-G5 320 | Solar Panels |  | 0.32 | 30 | 236,56 | 20 |  | Fixed | Roof
NJSTRE1545181159 |  | Transition Incentive Program | Sicklerville | 8081 | 14 | 9.6 | Residential | No | Behind the Meter | Net-metered residential rooftop and canopy |  | None | Steve Whitman LLC | AC Electric | Accepted | 2020-06-23 | 2020-06-25 | 2021-06-25 | SolarEdge | SE7600H-US | Inverters | 7600 |  | 1 |  |  | 0.99 |  | Outside | within ten feet of meter
NJSTRE1545181163 |  | Transition Incentive Program | Cresskill | 7626 | 7 | 5.12 | Residential | No | Behind the Meter | Net-metered residential rooftop and canopy |  | None | Steve Whitman LLC | Orange Rockland Electric | Accepted | 2020-06-23 | 2020-06-26 | 2021-06-26 | Hanwha Q-Cells | Q.PEAK DUO-G5 320 | Solar Panels |  | 0.32 | 16 | 261 | 24 |  | Fixed | Roof
NJSTRE1545181163 |  | Transition Incentive Program | Cresskill | 7626 | 7 | 5.12 | Residential | No | Behind the Meter | Net-metered residential rooftop and canopy |  | None | Steve Whitman LLC | Orange Rockland Electric | Accepted | 2020-06-23 | 2020-06-26 | 2021-06-26 | SolarEdge | SE3800H-US | Inverters | 3800 |  | 1 |  |  | 0.99 |  | Outside | within ten feet of meter
NJSTRE1545181168 |  | Transition Incentive Program | Clifton | 7011 | 6 | 7.04 | Residential | No | Behind the Meter | Net-metered residential rooftop and canopy |  | None | Steve Whitman LLC | PSE&G | Accepted | 2020-06-23 | 2020-06-26 | 2021-06-26 | Hanwha Q-Cells | Q.PEAK DUO-G5 320 | Solar Panels |  | 0.32 | 22 | 99279189 | 21 |  | Fixed | Roof
NJSTRE1545181168 |  | Transition Incentive Program | Clifton | 7011 | 6 | 7.04 | Residential | No | Behind the Meter | Net-metered residential rooftop and canopy |  | None | Steve Whitman LLC | PSE&G | Accepted | 2020-06-23 | 2020-06-26 | 2021-06-26 | SolarEdge | SE5000H-US | Inverters | 5000 |  | 1 |  |  | 0.99 |  | Outside | within ten feet of meter
NJSTRE1545181329 |  | Transition Incentive Program | Gibbsboro | 8026 | 14 | 8.38 | Residential | Yes | Behind the Meter | Net-metered residential rooftop and canopy |  | None | Trinity Solar | AC Electric | Accepted | 2020-06-23 | 2020-06-25 | 2021-06-25 | Solar Edge | SE7600 | Inverters | 7600 |  | 1 |  |  | 0.97 |  | Outside | side of home
NJSTRE1545181329 |  | Transition Incentive Program | Gibbsboro | 8026 | 14 | 8.38 | Residential | Yes | Behind the Meter | Net-metered residential rooftop and canopy |  | None | Trinity Solar | AC Electric | Accepted | 2020-06-23 | 2020-06-25 | 2021-06-25 | Hanwha | Q.PEAK DUO BLK-G6 335 | Solar Panels |  | 0.335 | 25 | 229 | 18 |  | Fixed | Roof
NJSTRE1545181347 |  | Transition Incentive Program | Somerset | 8873 | 5 | 2.38 | Residential | No | Behind the Meter | Net-metered residential rooftop and canopy |  | None | Trinity Solar | PSE&G | Accepted | 2020-06-23 | 2020-06-26 | 2021-06-26 | ENPHASE | (IQ7PLUS-72-2-US ) | Inverters | 0.23 |  | 7 |  |  | 0.97 |  | Outdoor | UNDER THE PANELS
NJSTRE1545181347 |  | Transition Incentive Program | Somerset | 8873 | 5 | 2.38 | Residential | No | Behind the Meter | Net-metered residential rooftop and canopy |  | None | Trinity Solar | PSE&G | Accepted | 2020-06-23 | 2020-06-26 | 2021-06-26 | HANWHA | Q.PEAK DUO BLK-G6 340 | Solar Panels |  | 0.34 | 7 | 129 | 34 |  | Fixed | Roof
NJSTRE1545181350 |  | Transition Incentive Program | Auburn | 8085 | 15 | 13.44 | Residential | No | Behind the Meter | Net-metered residential rooftop and canopy |  | ACE | RCL Enterprises Inc. | AC Electric | Accepted | 2020-06-23 | 2020-06-26 | 2021-06-26 | Trina Solar | TSM-320DD06M | Solar Panels |  | 0.32 | 18 | 126 | 36 |  | Fixed | Roof
NJSTRE1545181350 |  | Transition Incentive Program | Auburn | 8085 | 15 | 13.44 | Residential | No | Behind the Meter | Net-metered residential rooftop and canopy |  | ACE | RCL Enterprises Inc. | AC Electric | Accepted | 2020-06-23 | 2020-06-26 | 2021-06-26 | Trina Solar | TSM-320DD06M | Solar Panels |  | 0.32 | 12 | 36 | 18 |  | Fixed | Roof
NJSTRE1545181350 |  | Transition Incentive Program | Auburn | 8085 | 15 | 13.44 | Residential | No | Behind the Meter | Net-metered residential rooftop and canopy |  | ACE | RCL Enterprises Inc. | AC Electric | Accepted | 2020-06-23 | 2020-06-26 | 2021-06-26 | Itron | CL200 | Meters |  |  | 1 |  |  |  | Yes | Outdoor
NJSTRE1545181350 |  | Transition Incentive Program | Auburn | 8085 | 15 | 13.44 | Residential | No | Behind the Meter | Net-metered residential rooftop and canopy |  | ACE | RCL Enterprises Inc. | AC Electric | Accepted | 2020-06-23 | 2020-06-26 | 2021-06-26 | Trina Solar | TSM-320DD06M | Solar Panels |  | 0.32 | 12 | 216 | 18 |  | Fixed | Roof
NJSTRE1545181350 |  | Transition Incentive Program | Auburn | 8085 | 15 | 13.44 | Residential | No | Behind the Meter | Net-metered residential rooftop and canopy |  | ACE | RCL Enterprises Inc. | AC Electric | Accepted | 2020-06-23 | 2020-06-26 | 2021-06-26 | Enphase | IQ7 | Inverters | 240 |  | 42 |  |  | 0.96 |  | Outdoor | under panels
NJSTRE1545181372 |  | Transition Incentive Program | Gibbsboro | 8026 | 14 | 5.03 | Residential | Yes | Behind the Meter | Net-metered residential rooftop and canopy |  | None | Trinity Solar | AC Electric | Accepted | 2020-06-23 | 2020-06-25 | 2021-06-25 | Hanwha | Q.PEAK DUO BLK-G6 335 | Solar Panels |  | 0.335 | 10 | 49 | 11 |  | Fixed | Roof
NJSTRE1545181372 |  | Transition Incentive Program | Gibbsboro | 8026 | 14 | 5.03 | Residential | Yes | Behind the Meter | Net-metered residential rooftop and canopy |  | None | Trinity Solar | AC Electric | Accepted | 2020-06-23 | 2020-06-25 | 2021-06-25 | Hanwha | Q.PEAK DUO BLK-G6 335 | Solar Panels |  | 0.335 | 5 | 229 | 18 |  | Fixed | Roof
NJSTRE1545181372 |  | Transition Incentive Program | Gibbsboro | 8026 | 14 | 5.03 | Residential | Yes | Behind the Meter | Net-metered residential rooftop and canopy |  | None | Trinity Solar | AC Electric | Accepted | 2020-06-23 | 2020-06-25 | 2021-06-25 | Solar Edge | SE3800 | Inverters | 3800 |  | 1 |  |  | 0.97 |  | Outside | side of home
NJSTRE1545181375 |  | Transition Incentive Program | Auburn | 8085 | 15 | 7.68 | Residential | No | Behind the Meter | Net-metered residential rooftop and canopy |  | ACE | RCL Enterprises Inc. | AC Electric | Accepted | 2020-06-23 | 2020-06-26 | 2021-06-26 | Enphase | IQ7 | Inverters | 2880 |  | 12 |  |  | 0.96 |  | Outdoor | under panels
NJSTRE1545181375 |  | Transition Incentive Program | Auburn | 8085 | 15 | 7.68 | Residential | No | Behind the Meter | Net-metered residential rooftop and canopy |  | ACE | RCL Enterprises Inc. | AC Electric | Accepted | 2020-06-23 | 2020-06-26 | 2021-06-26 | Trina Solar | TSM-320DD06M | Solar Panels |  | 0.32 | 12 | 216 | 18 |  | Fixed | Roof
NJSTRE1545181375 |  | Transition Incentive Program | Auburn | 8085 | 15 | 7.68 | Residential | No | Behind the Meter | Net-metered residential rooftop and canopy |  | ACE | RCL Enterprises Inc. | AC Electric | Accepted | 2020-06-23 | 2020-06-26 | 2021-06-26 | Trina Solar | TSM-320DD06M | Solar Panels |  | 0.32 | 12 | 36 | 18 |  | Fixed | Roof
NJSTRE1545181375 |  | Transition Incentive Program | Auburn | 8085 | 15 | 7.68 | Residential | No | Behind the Meter | Net-metered residential rooftop and canopy |  | ACE | RCL Enterprises Inc. | AC Electric | Accepted | 2020-06-23 | 2020-06-26 | 2021-06-26 | Enphase | IQ7 | Inverters | 2880 |  | 12 |  |  | 0.96 |  | Outdoor | under panels
NJSTRE1545181398 |  | Transition Incentive Program | WILLINGBORO | 8046 | 13 | 3.25 | Residential | Yes | Behind the Meter | Net-metered residential rooftop and canopy |  | None | Vivint Solar Developer, LLC | PSE&G | Accepted | 2020-07-03 | 2020-07-06 | 2021-07-06 | Jinko Solar | JKM325M-60HBL | Solar Panels |  | 0.325 | 10 | 88 | 41 |  | Fixed | Roof
NJSTRE1545181398 |  | Transition Incentive Program | WILLINGBORO | 8046 | 13 | 3.25 | Residential | Yes | Behind the Meter | Net-metered residential rooftop and canopy |  | None | Vivint Solar Developer, LLC | PSE&G | Accepted | 2020-07-03 | 2020-07-06 | 2021-07-06 | SolarEdge | SE3800H-US | Inverters | 3800 |  | 1 |  |  | 0.992 |  | Outdoor | Near the Utility Meter
NJSTRE1545181776 |  | Transition Incentive Program | Lakewood | 8701 | 18 | 12.56 | Residential | No | Behind the Meter | Net-metered residential rooftop and canopy |  | None | Public Service Solar | JCP&L | Accepted | 2020-06-23 | 2020-06-26 | 2021-06-26 | LG | N2W-A5 | Solar Panels |  | 0.405 | 13 | 119 | 30 |  | Fixed | Roof
NJSTRE1545181776 |  | Transition Incentive Program | Lakewood | 8701 | 18 | 12.56 | Residential | No | Behind the Meter | Net-metered residential rooftop and canopy |  | None | Public Service Solar | JCP&L | Accepted | 2020-06-23 | 2020-06-26 | 2021-06-26 | LG | N2W-A5 | Solar Panels |  | 0.405 | 2 | 208 | 34 |  | Fixed | Roof
NJSTRE1545181776 |  | Transition Incentive Program | Lakewood | 8701 | 18 | 12.56 | Residential | No | Behind the Meter | Net-metered residential rooftop and canopy |  | None | Public Service Solar | JCP&L | Accepted | 2020-06-23 | 2020-06-26 | 2021-06-26 | LG | N2W-A5 | Solar Panels |  | 0.405 | 9 | 117 | 30 |  | Fixed | Roof
NJSTRE1545181776 |  | Transition Incentive Program | Lakewood | 8701 | 18 | 12.56 | Residential | No | Behind the Meter | Net-metered residential rooftop and canopy |  | None | Public Service Solar | JCP&L | Accepted | 2020-06-23 | 2020-06-26 | 2021-06-26 | Enphase | IQ7+ | Inverters | 0.29 |  | 31 |  |  | 0.96 |  | Outside | Under panels
NJSTRE1545181776 |  | Transition Incentive Program | Lakewood | 8701 | 18 | 12.56 | Residential | No | Behind the Meter | Net-metered residential rooftop and canopy |  | None | Public Service Solar | JCP&L | Accepted | 2020-06-23 | 2020-06-26 | 2021-06-26 | LG | N2W-A5 | Solar Panels |  | 0.405 | 7 | 295 | 30 |  | Fixed | Roof
NJSTRE1545181782 |  | Transition Incentive Program | Neptune City | 7753 | 17 | 9.8 | Residential | Yes | Behind the Meter | Net-metered residential rooftop and canopy |  | None | Pro Custom Solar dba Momentum Solar | JCP&L | Accepted | 2020-06-23 | 2020-06-26 | 2021-06-26 | Enphase | IQ7Plus-72-2-US | Inverters | 290 |  | 28 |  |  | 0.97 |  | Outdoor | Roof
NJSTRE1545181782 |  | Transition Incentive Program | Neptune City | 7753 | 17 | 9.8 | Residential | Yes | Behind the Meter | Net-metered residential rooftop and canopy |  | None | Pro Custom Solar dba Momentum Solar | JCP&L | Accepted | 2020-06-23 | 2020-06-26 | 2021-06-26 | LG ELECTRONICS | LG 350N1C-V5 | Solar Panels |  | 0.35 | 28 | 305 | 2 |  | Fixed | Roof
NJSTRE1545181802 |  | Transition Incentive Program | Cranbury | 8512 | 11 | 15.12 | Residential | Yes | Behind the Meter | Net-metered residential rooftop and canopy |  | None | Tesla Energy Operations Inc. | PSE&G | Accepted | 2020-06-23 | 2020-06-26 | 2021-06-26 | Hanwha Q CELLS | Q.PEAK DUO BLK-G5/SC315 | Solar Panels |  | 0.315 | 4 | 107 | 40 |  | Fixed | Roof
NJSTRE1545181802 |  | Transition Incentive Program | Cranbury | 8512 | 11 | 15.12 | Residential | Yes | Behind the Meter | Net-metered residential rooftop and canopy |  | None | Tesla Energy Operations Inc. | PSE&G | Accepted | 2020-06-23 | 2020-06-26 | 2021-06-26 | Hanwha Q CELLS | Q.PEAK DUO BLK-G5/SC315 | Solar Panels |  | 0.315 | 39 | 197 | 28 |  | Fixed | Roof
NJSTRE1545181802 |  | Transition Incentive Program | Cranbury | 8512 | 11 | 15.12 | Residential | Yes | Behind the Meter | Net-metered residential rooftop and canopy |  | None | Tesla Energy Operations Inc. | PSE&G | Accepted | 2020-06-23 | 2020-06-26 | 2021-06-26 | Hanwha Q CELLS | Q.PEAK DUO BLK-G5/SC315 | Solar Panels |  | 0.315 | 5 | 107 | 45 |  | Fixed | Roof
NJSTRE1545181802 |  | Transition Incentive Program | Cranbury | 8512 | 11 | 15.12 | Residential | Yes | Behind the Meter | Net-metered residential rooftop and canopy |  | None | Tesla Energy Operations Inc. | PSE&G | Accepted | 2020-06-23 | 2020-06-26 | 2021-06-26 | SolarEdge Technologies | SE7600H-US [240V] | Inverters | 7600 |  | 2 |  |  | 0.99 |  | Outside | Outside
NJSTRE1545181824 |  | Transition Incentive Program | Egg Harbor City | 8234 | 19 | 10.88 | Residential | No | Behind the Meter | Net-metered residential rooftop and canopy |  | None | Whitman Construction, LLC | AC Electric | Accepted | 2020-06-23 | 2020-06-26 | 2021-06-26 | ENPHASE ENERGY | IQ7-60-2-US | Inverters | 240 |  | 34 |  |  | 0.975 |  | Outside | MICROINVERTERS LOCATED UNDER MODULES
NJSTRE1545181824 |  | Transition Incentive Program | Egg Harbor City | 8234 | 19 | 10.88 | Residential | No | Behind the Meter | Net-metered residential rooftop and canopy |  | None | Whitman Construction, LLC | AC Electric | Accepted | 2020-06-23 | 2020-06-26 | 2021-06-26 | TRINA | TSM 320DD05H.05 | Solar Panels |  | 0.32 | 27 | 113 | 15 |  | Fixed | Roof
NJSTRE1545181824 |  | Transition Incentive Program | Egg Harbor City | 8234 | 19 | 10.88 | Residential | No | Behind the Meter | Net-metered residential rooftop and canopy |  | None | Whitman Construction, LLC | AC Electric | Accepted | 2020-06-23 | 2020-06-26 | 2021-06-26 | TRINA | TSM 320DD05H.05 | Solar Panels |  | 0.32 | 4 | 23 | 17 |  | Fixed | Roof
NJSTRE1545181824 |  | Transition Incentive Program | Egg Harbor City | 8234 | 19 | 10.88 | Residential | No | Behind the Meter | Net-metered residential rooftop and canopy |  | None | Whitman Construction, LLC | AC Electric | Accepted | 2020-06-23 | 2020-06-26 | 2021-06-26 | TRINA | TSM 320DD05H.05 | Solar Panels |  | 0.32 | 3 | 203 | 17 |  | Fixed | Roof
NJSTRE1545181851 |  | Transition Incentive Program | monroeville | 8343 | 16 | 19.2 | Residential | No | Behind the Meter | Net-metered residential ground mount |  | None | Orbit Energy & Power, LLC | AC Electric | Accepted | 2020-06-29 | 2020-06-29 | 2021-06-29 | enphase | iq7-60-2-us | Inverters | 0.24 |  | 60 |  |  | 0.96 |  | Other | behind panels
NJSTRE1545181851 |  | Transition Incentive Program | monroeville | 8343 | 16 | 19.2 | Residential | No | Behind the Meter | Net-metered residential ground mount |  | None | Orbit Energy & Power, LLC | AC Electric | Accepted | 2020-06-29 | 2020-06-29 | 2021-06-29 | hanwha qcells | qpeak 320w | Solar Panels |  | 0.32 | 60 | 252 | 27 |  | Fixed | Ground
NJSTRE1545181855 |  | Transition Incentive Program | Jersey City | 7306 | 8 | 4.55 | Residential | Yes | Behind the Meter | Net-metered residential rooftop and canopy |  | None | Pro Custom Solar dba Momentum Solar | PSE&G | Accepted | 2020-06-23 | 2020-06-26 | 2021-06-26 | Enphase | IQ7Plus-72-2-US | Inverters | 290 |  | 13 |  |  | 0.97 |  | Outdoor | Roof
NJSTRE1545181855 |  | Transition Incentive Program | Jersey City | 7306 | 8 | 4.55 | Residential | Yes | Behind the Meter | Net-metered residential rooftop and canopy |  | None | Pro Custom Solar dba Momentum Solar | PSE&G | Accepted | 2020-06-23 | 2020-06-26 | 2021-06-26 | LG ELECTRONICS | LG 350N1C-V5 | Solar Panels |  | 0.35 | 13 | 27 | 5 |  | Fixed | Roof
NJSTRE1545181864 |  | Transition Incentive Program | Marlton | 8053 | 13 | 7.04 | Residential | Yes | Behind the Meter | Net-metered residential rooftop and canopy |  | None | Trinity Solar | PSE&G | Accepted | 2020-06-23 | 2020-06-26 | 2021-06-26 | HANWHA | Q.PEAK DUO BLK-G6 335 | Solar Panels |  | 0.335 | 6 | 140 | 23 |  | Fixed | Roof
NJSTRE1545181864 |  | Transition Incentive Program | Marlton | 8053 | 13 | 7.04 | Residential | Yes | Behind the Meter | Net-metered residential rooftop and canopy |  | None | Trinity Solar | PSE&G | Accepted | 2020-06-23 | 2020-06-26 | 2021-06-26 | SOLAR EDGE | SE6000H-US | Inverters | 6000 |  | 1 |  |  | 0.97 |  | Outside | SIDE OF HOME
NJSTRE1545181864 |  | Transition Incentive Program | Marlton | 8053 | 13 | 7.04 | Residential | Yes | Behind the Meter | Net-metered residential rooftop and canopy |  | None | Trinity Solar | PSE&G | Accepted | 2020-06-23 | 2020-06-26 | 2021-06-26 | HANWHA | Q.PEAK DUO BLK-G6 335 | Solar Panels |  | 0.335 | 15 | 140 | 18 |  | Fixed | Roof
NJSTRE1545181881 |  | Transition Incentive Program | Hamilton Township | 8610 | 12 | 4.2 | Residential | Yes | Behind the Meter | Net-metered residential rooftop and canopy |  | None | Pro Custom Solar dba Momentum Solar | PSE&G | Accepted | 2020-06-23 | 2020-06-26 | 2021-06-26 | Enphase | IQ7Plus-72-2-US | Inverters | 290 |  | 12 |  |  | 0.97 |  | Outdoor | Roof
NJSTRE1545181881 |  | Transition Incentive Program | Hamilton Township | 8610 | 12 | 4.2 | Residential | Yes | Behind the Meter | Net-metered residential rooftop and canopy |  | None | Pro Custom Solar dba Momentum Solar | PSE&G | Accepted | 2020-06-23 | 2020-06-26 | 2021-06-26 | LG ELECTRONICS | LG 350N1C-V5 | Solar Panels |  | 0.35 | 12 | 180 | 39 |  | Fixed | Roof
NJSTRE1545181892 |  | Transition Incentive Program | Mount Laurel | 8094 | 15 | 8.28 | Residential | No | Behind the Meter | Net-metered residential rooftop and canopy |  | None | Whitman Construction, LLC | PSE&G | Accepted | 2020-06-23 | 2020-06-26 | 2021-06-26 | ENPHASE | IQ7-60-2-US | Inverters | 240 |  | 23 |  |  | 0.975 |  | Outside | MICROINVERTERS LOCATED UNDER MODULES
NJSTRE1545181892 |  | Transition Incentive Program | Mount Laurel | 8094 | 15 | 8.28 | Residential | No | Behind the Meter | Net-metered residential rooftop and canopy |  | None | Whitman Construction, LLC | PSE&G | Accepted | 2020-06-23 | 2020-06-26 | 2021-06-26 | TRINA | TSM 320DD05H.05 | Solar Panels |  | 0.36 | 21 | 156 | 25 |  | Fixed | Roof
NJSTRE1545181892 |  | Transition Incentive Program | Mount Laurel | 8094 | 15 | 8.28 | Residential | No | Behind the Meter | Net-metered residential rooftop and canopy |  | None | Whitman Construction, LLC | PSE&G | Accepted | 2020-06-23 | 2020-06-26 | 2021-06-26 | TRINA | TSM 320DD05H.05 | Solar Panels |  | 0.36 | 2 | 156 | 25 |  | Fixed | Roof
NJSTRE1545181892 |  | Transition Incentive Program | Mount Laurel | 8094 | 15 | 8.28 | Residential | No | Behind the Meter | Net-metered residential rooftop and canopy |  | None | Whitman Construction, LLC | PSE&G | Accepted | 2020-06-23 | 2020-06-26 | 2021-06-26 | enphase energy | x-iq-am1-240-3 | Meters |  |  | 1 |  |  |  | Yes | Outdoor
NJSTRE1545182063 |  | Transition Incentive Program | Irvington | 7111 | 9 | 7.35 | Residential | No | Behind the Meter | Net-metered residential rooftop and canopy |  | None | Pro Custom Solar dba Momentum Solar | PSE&G | Accepted | 2020-06-23 | 2020-06-26 | 2021-06-26 | Enphase | IQ7Plus-72-2-US | Inverters | 290 |  | 21 |  |  | 0.97 |  | Outdoor | Roof
NJSTRE1545182063 |  | Transition Incentive Program | Irvington | 7111 | 9 | 7.35 | Residential | No | Behind the Meter | Net-metered residential rooftop and canopy |  | None | Pro Custom Solar dba Momentum Solar | PSE&G | Accepted | 2020-06-23 | 2020-06-26 | 2021-06-26 | LG ELECTRONICS | LG 350N1C-V5 | Solar Panels |  | 0.35 | 2 | 126 | 30 |  | Fixed | Roof
NJSTRE1545182063 |  | Transition Incentive Program | Irvington | 7111 | 9 | 7.35 | Residential | No | Behind the Meter | Net-metered residential rooftop and canopy |  | None | Pro Custom Solar dba Momentum Solar | PSE&G | Accepted | 2020-06-23 | 2020-06-26 | 2021-06-26 | LG ELECTRONICS | LG 350N1C-V5 | Solar Panels |  | 0.35 | 5 | 124 | 11 |  | Fixed | Roof
NJSTRE1545182063 |  | Transition Incentive Program | Irvington | 7111 | 9 | 7.35 | Residential | No | Behind the Meter | Net-metered residential rooftop and canopy |  | None | Pro Custom Solar dba Momentum Solar | PSE&G | Accepted | 2020-06-23 | 2020-06-26 | 2021-06-26 | LG ELECTRONICS | LG 350N1C-V5 | Solar Panels |  | 0.35 | 14 | 305 | 30 |  | Fixed | Roof
NJSTRE1545182084 |  | Transition Incentive Program | Turnersville | 8012 | 14 | 10.54 | Residential | No | Behind the Meter | Net-metered residential rooftop and canopy |  | None | NJ Solar Power, LLC | AC Electric | Accepted | 2020-06-23 | 2020-06-26 | 2021-06-26 | panasonic | vbhn340sa17 | Solar Panels |  | 0.34 | 21 | 225 | 20 |  | Fixed | Roof
NJSTRE1545182084 |  | Transition Incentive Program | Turnersville | 8012 | 14 | 10.54 | Residential | No | Behind the Meter | Net-metered residential rooftop and canopy |  | None | NJ Solar Power, LLC | AC Electric | Accepted | 2020-06-23 | 2020-06-26 | 2021-06-26 | solaredge | SE10000H-US | Inverters | 10000 |  | 1 |  |  | 0.99 |  | Outdoor | garage
NJSTRE1545182084 |  | Transition Incentive Program | Turnersville | 8012 | 14 | 10.54 | Residential | No | Behind the Meter | Net-metered residential rooftop and canopy |  | None | NJ Solar Power, LLC | AC Electric | Accepted | 2020-06-23 | 2020-06-26 | 2021-06-26 | panasonic | vbhn340sa17 | Solar Panels |  | 0.34 | 10 | 135 | 20 |  | Fixed | Roof
NJSTRE1545182087 |  | Transition Incentive Program | Sicklerville | 8081 | 14 | 10.2 | Residential | Yes | Behind the Meter | Net-metered residential rooftop and canopy |  | None | Trinity Solar | AC Electric | Accepted | 2020-06-23 | 2020-06-26 | 2021-06-26 | HANWHA | Q.PEAK DUO BLK-G6 340 | Solar Panels |  | 0.34 | 4 | 111 | 27 |  | Fixed | Roof
NJSTRE1545182087 |  | Transition Incentive Program | Sicklerville | 8081 | 14 | 10.2 | Residential | Yes | Behind the Meter | Net-metered residential rooftop and canopy |  | None | Trinity Solar | AC Electric | Accepted | 2020-06-23 | 2020-06-26 | 2021-06-26 | HANWHA | Q.PEAK DUO BLK-G6 340 | Solar Panels |  | 0.34 | 12 | 111 | 27 |  | Fixed | Roof
NJSTRE1545182087 |  | Transition Incentive Program | Sicklerville | 8081 | 14 | 10.2 | Residential | Yes | Behind the Meter | Net-metered residential rooftop and canopy |  | None | Trinity Solar | AC Electric | Accepted | 2020-06-23 | 2020-06-26 | 2021-06-26 | HANWHA | Q.PEAK DUO BLK-G6 340 | Solar Panels |  | 0.34 | 14 | 291 | 27 |  | Fixed | Roof
NJSTRE1545182087 |  | Transition Incentive Program | Sicklerville | 8081 | 14 | 10.2 | Residential | Yes | Behind the Meter | Net-metered residential rooftop and canopy |  | None | Trinity Solar | AC Electric | Accepted | 2020-06-23 | 2020-06-26 | 2021-06-26 | SOLAR EDGE | SE7600H-US | Inverters | 7600 |  | 1 |  |  | 0.97 |  | Outside | SIDE OF HOME
NJSTRE1545182100 |  | Transition Incentive Program | Ewing Township | 8618 | 12 | 4.58 | Residential | Yes | Behind the Meter | Net-metered residential rooftop and canopy |  | None | Sunrun, Inc. | PSE&G | Accepted | 2020-06-23 | 2020-07-08 | 2021-07-08 | Delta Electronics | M4-TL-US | Inverters | 4000 |  | 1 |  |  | 0.96 |  | Outdoor | Next To Meter
NJSTRE1545182100 |  | Transition Incentive Program | Ewing Township | 8618 | 12 | 4.58 | Residential | Yes | Behind the Meter | Net-metered residential rooftop and canopy |  | None | Sunrun, Inc. | PSE&G | Accepted | 2020-06-23 | 2020-07-08 | 2021-07-08 | LONGi Green Energy Technology Co Ltd | LR6-60HPB-305M | Solar Panels |  | 0.305 | 15 | 175 | 26 |  | Fixed | Roof
NJSTRE1545182177 |  | Transition Incentive Program | FLORENCE | 8518 | 13 | 2.88 | Residential | Yes | Behind the Meter | Net-metered residential rooftop and canopy |  | None | Vivint Solar Developer, LLC | PSE&G | Accepted | 2020-07-03 | 2020-07-06 | 2021-07-06 | JINKO SOLAR | JKM320M-60HBL | Solar Panels |  | 0.32 | 6 | 198 | 40 |  | Fixed | Roof
NJSTRE1545182177 |  | Transition Incentive Program | FLORENCE | 8518 | 13 | 2.88 | Residential | Yes | Behind the Meter | Net-metered residential rooftop and canopy |  | None | Vivint Solar Developer, LLC | PSE&G | Accepted | 2020-07-03 | 2020-07-06 | 2021-07-06 | Solar Edge | SE3800H-US | Inverters | 3800 |  | 1 |  |  | 0.992 |  | Outdoor | Near the Utility Meter
NJSTRE1545182177 |  | Transition Incentive Program | FLORENCE | 8518 | 13 | 2.88 | Residential | Yes | Behind the Meter | Net-metered residential rooftop and canopy |  | None | Vivint Solar Developer, LLC | PSE&G | Accepted | 2020-07-03 | 2020-07-06 | 2021-07-06 | JINKO SOLAR | JKM320M-60HBL | Solar Panels |  | 0.32 | 3 | 288 | 40 |  | Fixed | Roof
NJSTRE1545182184 |  | Transition Incentive Program | Burlington | 8016 | 13 | 7.71 | Residential | Yes | Behind the Meter | Net-metered residential rooftop and canopy |  | None | Pro Custom Solar dba Momentum Solar | PSE&G | Accepted | 2020-06-23 | 2020-06-26 | 2021-06-26 | HANWHA | Q.PEAK DUO BLK G6+ 335 | Solar Panels |  | 0.335 | 8 | 171 | 38 |  | Fixed | Roof
NJSTRE1545182184 |  | Transition Incentive Program | Burlington | 8016 | 13 | 7.71 | Residential | Yes | Behind the Meter | Net-metered residential rooftop and canopy |  | None | Pro Custom Solar dba Momentum Solar | PSE&G | Accepted | 2020-06-23 | 2020-06-26 | 2021-06-26 | Enphase | IQ7-60-2-US | Inverters | 240 |  | 23 |  |  | 0.97 |  | Outdoor | Roof
NJSTRE1545182184 |  | Transition Incentive Program | Burlington | 8016 | 13 | 7.71 | Residential | Yes | Behind the Meter | Net-metered residential rooftop and canopy |  | None | Pro Custom Solar dba Momentum Solar | PSE&G | Accepted | 2020-06-23 | 2020-06-26 | 2021-06-26 | HANWHA | Q.PEAK DUO BLK G6+ 335 | Solar Panels |  | 0.335 | 15 | 261 | 26 |  | Fixed | Roof
NJSTRE1545182195 |  | Transition Incentive Program | Mahwah | 7430 | 7 | 9.1 | Residential | Yes | Behind the Meter | Net-metered residential rooftop and canopy |  | None | Vivint Solar Developer, LLC | Orange Rockland Electric | As-Built Incomplete | 2020-07-03 | 2020-07-06 |  | Trina Solar | TSM-260 PD05.08 | Solar Panels |  | 0.26 | 10 | 260 | 26 |  | Fixed | Roof
NJSTRE1545182195 |  | Transition Incentive Program | Mahwah | 7430 | 7 | 9.1 | Residential | Yes | Behind the Meter | Net-metered residential rooftop and canopy |  | None | Vivint Solar Developer, LLC | Orange Rockland Electric | As-Built Incomplete | 2020-07-03 | 2020-07-06 |  | Trina Solar | TSM-260 PD05.08 | Solar Panels |  | 0.26 | 18 | 80 | 26 |  | Fixed | Roof
NJSTRE1545182195 |  | Transition Incentive Program | Mahwah | 7430 | 7 | 9.1 | Residential | Yes | Behind the Meter | Net-metered residential rooftop and canopy |  | None | Vivint Solar Developer, LLC | Orange Rockland Electric | As-Built Incomplete | 2020-07-03 | 2020-07-06 |  | Trina Solar | TSM-260 PD05.08 | Solar Panels |  | 0.26 | 7 | 260 | 38 |  | Fixed | Roof
NJSTRE1545182195 |  | Transition Incentive Program | Mahwah | 7430 | 7 | 9.1 | Residential | Yes | Behind the Meter | Net-metered residential rooftop and canopy |  | None | Vivint Solar Developer, LLC | Orange Rockland Electric | As-Built Incomplete | 2020-07-03 | 2020-07-06 |  | ENPHASE | M215-60-2LL-S22-IG | Inverters | 215 |  | 35 |  |  | 0.96 |  | Other | Underneath each module
NJSTRE1545182195 |  | Transition Incentive Program | Mahwah | 7430 | 7 | 9.1 | Residential | Yes | Behind the Meter | Net-metered residential rooftop and canopy |  | None | Vivint Solar Developer, LLC | Orange Rockland Electric | As-Built Incomplete | 2020-07-03 | 2020-07-06 |  | Enphase | 800-00547-r05 | Meters |  |  | 1 |  |  |  | Yes | Outdoor
NJSTRE1545184380 |  | Transition Incentive Program | Sicklerville | 8081 | 14 | 6.87 | Residential | No | Behind the Meter | Net-metered residential rooftop and canopy |  | None | SunnyMac LLC | AC Electric | Accepted | 2020-06-24 | 2020-06-29 | 2021-06-29 | Enphase | IQ7XS-96-ACM-US | Inverters | 0.315 |  | 21 |  |  | 0.99 |  | Outdoor | roof
NJSTRE1545184380 |  | Transition Incentive Program | Sicklerville | 8081 | 14 | 6.87 | Residential | No | Behind the Meter | Net-metered residential rooftop and canopy |  | None | SunnyMac LLC | AC Electric | Accepted | 2020-06-24 | 2020-06-29 | 2021-06-29 | SunPower | SPR-E20 327 | Solar Panels |  | 0.327 | 8 | 143 | 40 |  | Fixed | Roof
NJSTRE1545184380 |  | Transition Incentive Program | Sicklerville | 8081 | 14 | 6.87 | Residential | No | Behind the Meter | Net-metered residential rooftop and canopy |  | None | SunnyMac LLC | AC Electric | Accepted | 2020-06-24 | 2020-06-29 | 2021-06-29 | sunpower | SPR-E20 327 | Solar Panels |  | 0.327 | 13 | 233 | 45 |  | Fixed | Roof
NJSTRE1545184382 | NJSRRE1544317208 | Transition Incentive Program | Cherry Hill Twp | 8002 | 14 | 95 | Commercial | No | Behind the meter | Behind the Meter |  | None | Arosa Solar Energy Systems Inc | PSE&G | Eligible for TI Program | 2020-01-28 | 2020-02-04 | 2021-10-30 | GCL | GCL380W | Solar Panels |  | 0.38 | 250 | 190 | 10 |  | Fixed | Roof
NJSTRE1545184382 | NJSRRE1544317208 | Transition Incentive Program | Cherry Hill Twp | 8002 | 14 | 95 | Commercial | No | Behind the meter | Behind the Meter |  | None | Arosa Solar Energy Systems Inc | PSE&G | Eligible for TI Program | 2020-01-28 | 2020-02-04 | 2021-10-30 | SolarEdge | SE43.2KUS | Inverters | 43.2 |  | 2 |  |  | 0.98 |  | Outdoor | RoofTop
NJSTRE1545184383 | NJSRRE1544317271 | Transition Incentive Program | Cherry Hill Twp | 8002 | 14 | 95 | Commercial | No | Behind the meter | Behind the Meter |  | None | Arosa Solar Energy Systems Inc | PSE&G | Eligible for TI Program | 2020-01-28 | 2020-02-04 | 2021-10-30 | SolarEdge | SE43.2KUS | Inverters | 43200 |  | 2 |  |  | 0.99 |  | Outside | RoofTop
NJSTRE1545184383 | NJSRRE1544317271 | Transition Incentive Program | Cherry Hill Twp | 8002 | 14 | 95 | Commercial | No | Behind the meter | Behind the Meter |  | None | Arosa Solar Energy Systems Inc | PSE&G | Eligible for TI Program | 2020-01-28 | 2020-02-04 | 2021-10-30 | GCL | GCL380W | Solar Panels |  | 0.38 | 250 | 190 | 10 |  | Fixed | Roof
NJSTRE1545184407 |  | Transition Incentive Program | Dennisville | 8214 | 21 | 7.36 | Residential | Yes | Behind the Meter | Net-metered residential rooftop and canopy |  | None | All Season Solar | AC Electric | Accepted | 2020-06-24 | 2020-06-29 | 2021-06-29 | Enphase | IQ7 | Inverters | 240 |  | 23 |  |  | 0.97 |  | Outdoor | under module
NJSTRE1545184407 |  | Transition Incentive Program | Dennisville | 8214 | 21 | 7.36 | Residential | Yes | Behind the Meter | Net-metered residential rooftop and canopy |  | None | All Season Solar | AC Electric | Accepted | 2020-06-24 | 2020-06-29 | 2021-06-29 | Trina | TSMDD06M.05II | Solar Panels |  | 0.32 | 23 | 159 | 18 |  | Fixed | Roof
NJSTRE1545184412 | NJSRRE1543826964 | Transition Incentive Program | carteret | 7008 | 11 | 375.82 | Commercial | No | Behind the meter | Net-metered non-residential rooftop and canopy |  | None | Arosa Solar Energy Systems Inc | PSE&G | Accepted | 2019-12-30 | 2020-01-03 | 2021-10-30 | ZnshineSolar | ZXM-72-380/M (380W) | Solar Panels |  | 0.38 | 989 | 191 | 15 |  | Fixed | Roof | RoofTop
NJSTRE1545184412 | NJSRRE1543826964 | Transition Incentive Program | carteret | 7008 | 11 | 375.82 | Commercial | No | Behind the meter | Net-metered non-residential rooftop and canopy |  | None | Arosa Solar Energy Systems Inc | PSE&G | Accepted | 2019-12-30 | 2020-01-03 | 2021-10-30 | SolarEdge | SE33.3K-US | Inverters | 33.3 |  | 9 |  |  | 0.98 |  | Outdoor | Roof Top
NJSTRE1545184419 | NJSRRE1543848015 | Transition Incentive Program | Bayonne | 7002 | 8 | 693 | Commercial | No | Behind the meter | Net-metered non-residential rooftop and canopy |  | None | Arosa Solar Energy Systems Inc | PSE&G | Accepted | 2020-01-02 | 2020-01-06 | 2021-10-30 | SolarEdge | SE100K-US | Inverters | 100 |  | 6 |  |  | 0.98 |  | Indoor | Electrical Room
NJSTRE1545184419 | NJSRRE1543848015 | Transition Incentive Program | Bayonne | 7002 | 8 | 693 | Commercial | No | Behind the meter | Net-metered non-residential rooftop and canopy |  | None | Arosa Solar Energy Systems Inc | PSE&G | Accepted | 2020-01-02 | 2020-01-06 | 2021-10-30 | Q Cells | Q.PEAK DOU L-G5.2 385 | Solar Panels |  | 0.385 | 1800 | 180 | 10 |  | Fixed | Roof | RoofTOP
NJSTRE1545184421 |  | Transition Incentive Program | Waterford | 8089 | 14 | 11.34 | Residential | Yes | Behind the Meter | Net-metered residential rooftop and canopy |  | None | Tesla Energy Operations Inc. | AC Electric | Accepted | 2020-06-24 | 2020-06-29 | 2021-06-29 | Hanwha Q CELLS | Q.PEAK DUO BLK-G5/SC315 | Solar Panels |  | 0.315 | 9 | 10 | 40 |  | Fixed | Roof
NJSTRE1545184421 |  | Transition Incentive Program | Waterford | 8089 | 14 | 11.34 | Residential | Yes | Behind the Meter | Net-metered residential rooftop and canopy |  | None | Tesla Energy Operations Inc. | AC Electric | Accepted | 2020-06-24 | 2020-06-29 | 2021-06-29 | Hanwha Q CELLS | Q.PEAK DUO BLK-G5/SC315 | Solar Panels |  | 0.315 | 5 | 190 | 39 |  | Fixed | Roof
NJSTRE1545184421 |  | Transition Incentive Program | Waterford | 8089 | 14 | 11.34 | Residential | Yes | Behind the Meter | Net-metered residential rooftop and canopy |  | None | Tesla Energy Operations Inc. | AC Electric | Accepted | 2020-06-24 | 2020-06-29 | 2021-06-29 | Hanwha Q CELLS | Q.PEAK DUO BLK-G5/SC315 | Solar Panels |  | 0.315 | 10 | 100 | 39 |  | Fixed | Roof
NJSTRE1545184421 |  | Transition Incentive Program | Waterford | 8089 | 14 | 11.34 | Residential | Yes | Behind the Meter | Net-metered residential rooftop and canopy |  | None | Tesla Energy Operations Inc. | AC Electric | Accepted | 2020-06-24 | 2020-06-29 | 2021-06-29 | SolarEdge Technologies | SE10000H-US [240V] | Inverters | 10000 |  | 1 |  |  | 0.99 |  | Outside | Outside
NJSTRE1545184421 |  | Transition Incentive Program | Waterford | 8089 | 14 | 11.34 | Residential | Yes | Behind the Meter | Net-metered residential rooftop and canopy |  | None | Tesla Energy Operations Inc. | AC Electric | Accepted | 2020-06-24 | 2020-06-29 | 2021-06-29 | Hanwha Q CELLS | Q.PEAK DUO BLK-G5/SC315 | Solar Panels |  | 0.315 | 12 | 190 | 40 |  | Fixed | Roof
NJSTRE1545184423 | NJSRRE1544052336 | Transition Incentive Program | Elizabeth City | 7202 | 10 | 76 | Commercial | No | Behind the meter | Behind the Meter |  | None | Arosa Solar Energy Systems Inc | PSE&G | Eligible for TI Program | 2020-01-09 | 2020-01-10 | 2021-10-30 | SolarEdge | SE33.3 KUS | Inverters | 33.3 |  | 2 |  |  | 0.98 |  | Outdoor | Side of building
NJSTRE1545184423 | NJSRRE1544052336 | Transition Incentive Program | Elizabeth City | 7202 | 10 | 76 | Commercial | No | Behind the meter | Behind the Meter |  | None | Arosa Solar Energy Systems Inc | PSE&G | Eligible for TI Program | 2020-01-09 | 2020-01-10 | 2021-10-30 | Trina Solar | TSM-DE15H(II) 380 (380W) | Solar Panels |  | 0.38 | 200 | 160 | 10 |  | Fixed | Roof | RoofTop
NJSTRE1545184425 | NJSRRE1544147976 | Transition Incentive Program | Laurel Brook | 8054 | 13 | 437.97 | Commercial | Yes | Behind the meter | Net-metered non-residential rooftop and canopy |  | None | Arosa Solar Energy Systems Inc | PSE&G | Accepted | 2020-01-08 | 2020-01-13 | 2021-10-30 | VSUN | Vsun380 | Solar Panels |  | 0.39 | 1123 | 201 | 10 |  | Fixed | Roof
NJSTRE1545184425 | NJSRRE1544147976 | Transition Incentive Program | Laurel Brook | 8054 | 13 | 437.97 | Commercial | Yes | Behind the meter | Net-metered non-residential rooftop and canopy |  | None | Arosa Solar Energy Systems Inc | PSE&G | Accepted | 2020-01-08 | 2020-01-13 | 2021-10-30 | SolarEdge | SE100KUS | Inverters | 100 |  | 4 |  |  | 0.98 |  | Outdoor | Next to meter
NJSTRE1545184431 | NJSRRE1542419876 | Transition Incentive Program | East Orange | 7018 | 9 | 48 | Commercial | No | Behind the meter | Behind the Meter |  | None | Arosa Solar Energy Systems Inc | PSE&G | Eligible for TI Program | 2019-09-19 | 2019-09-23 | 2021-10-30 | GCL | GCL-M6/72H | Solar Panels |  | 0.375 | 128 | 222 | 10 |  | Fixed | Roof
NJSTRE1545184431 | NJSRRE1542419876 | Transition Incentive Program | East Orange | 7018 | 9 | 48 | Commercial | No | Behind the meter | Behind the Meter |  | None | Arosa Solar Energy Systems Inc | PSE&G | Eligible for TI Program | 2019-09-19 | 2019-09-23 | 2021-10-30 | SolarEdge | SE43.2K-US | Inverters | 43.2 |  | 1 |  |  | 0.98 |  | Outside | RoofTop
NJSTRE1545184432 | NJSRRE1542422970 | Transition Incentive Program | East Orange | 7018 | 9 | 58.13 | Commercial | No | Behind the meter | Behind the Meter |  | None | Arosa Solar Energy Systems Inc | PSE&G | Eligible for TI Program | 2019-09-19 | 2019-09-23 | 2021-10-30 | SolarEdge | SE43.2KUS | Inverters | 43.2 |  | 1 |  |  | 0.98 |  | Outside | RoofTop
NJSTRE1545184432 | NJSRRE1542422970 | Transition Incentive Program | East Orange | 7018 | 9 | 58.13 | Commercial | No | Behind the meter | Behind the Meter |  | None | Arosa Solar Energy Systems Inc | PSE&G | Eligible for TI Program | 2019-09-19 | 2019-09-23 | 2021-10-30 | GCL | GCL-M6/72W | Solar Panels |  | 0.375 | 155 | 211 | 34 |  | Fixed | Roof
NJSTRE1545184433 | NJSRRE1542422740 | Transition Incentive Program | East Orange | 7018 | 9 | 34.88 | Commercial | No | Behind the meter | Behind the Meter |  | None | Arosa Solar Energy Systems Inc | PSE&G | Eligible for TI Program | 2019-09-19 | 2019-09-23 | 2021-10-30 | GCL | GCL-m6/72w | Solar Panels |  | 0.375 | 93 | 223 | 10 |  | Fixed | Roof
NJSTRE1545184433 | NJSRRE1542422740 | Transition Incentive Program | East Orange | 7018 | 9 | 34.88 | Commercial | No | Behind the meter | Behind the Meter |  | None | Arosa Solar Energy Systems Inc | PSE&G | Eligible for TI Program | 2019-09-19 | 2019-09-23 | 2021-10-30 | SolarEdge | SE14.4kus | Inverters | 28.8 |  | 2 |  |  | 0.98 |  | Outside | RoofTop
NJSTRE1545184439 | NJSRRE1542422918 | Transition Incentive Program | East Orange | 7018 | 9 | 43.88 | Commercial | No | Behind the meter | Behind the Meter |  | None | Arosa Solar Energy Systems Inc | PSE&G | Eligible for TI Program | 2019-09-19 | 2019-09-23 | 2021-10-30 | GCL | GCL-M6/72W | Solar Panels |  | 0.375 | 117 | 138 | 10 |  | Fixed | Roof
NJSTRE1545184439 | NJSRRE1542422918 | Transition Incentive Program | East Orange | 7018 | 9 | 43.88 | Commercial | No | Behind the meter | Behind the Meter |  | None | Arosa Solar Energy Systems Inc | PSE&G | Eligible for TI Program | 2019-09-19 | 2019-09-23 | 2021-10-30 | SolarEdge | SE43.2K-US | Inverters | 43.2 |  | 1 |  |  | 0.98 |  | Outside | RoofTop
NJSTRE1545184440 | NJSRRE1542524733 | Transition Incentive Program | East Orange | 7018 | 9 | 30 | Commercial | No | Behind the meter | Behind the Meter |  | None | Arosa Solar Energy Systems Inc | PSE&G | Eligible for TI Program | 2019-10-10 | 2019-10-25 | 2021-10-30 | GCL | GCL-M3/72 | Solar Panels |  | 0.375 | 80 | 223 | 10 |  | Fixed | Roof
NJSTRE1545184440 | NJSRRE1542524733 | Transition Incentive Program | East Orange | 7018 | 9 | 30 | Commercial | No | Behind the meter | Behind the Meter |  | None | Arosa Solar Energy Systems Inc | PSE&G | Eligible for TI Program | 2019-10-10 | 2019-10-25 | 2021-10-30 | SolarEdge | se14.4 K-US | Inverters | 14 |  | 2 |  |  | 0.98 |  | Outdoor | RoofTop
NJSTRE1545184441 | NJSRRE1542525050 | Transition Incentive Program | East Orange | 7018 | 9 | 30 | Commercial | No | Behind the meter | Behind the Meter |  | None | Arosa Solar Energy Systems Inc | PSE&G | Eligible for TI Program | 2019-10-10 | 2019-10-25 | 2021-10-30 | SolarEdge | SE14.kus | Inverters | 14.4 |  | 2 |  |  | 0.99 |  | Outside | RoofTop
NJSTRE1545184441 | NJSRRE1542525050 | Transition Incentive Program | East Orange | 7018 | 9 | 30 | Commercial | No | Behind the meter | Behind the Meter |  | None | Arosa Solar Energy Systems Inc | PSE&G | Eligible for TI Program | 2019-10-10 | 2019-10-25 | 2021-10-30 | GCL | GCL-M3/72 | Solar Panels |  | 0.375 | 80 | 126 | 10 |  | Fixed | Roof
NJSTRE1545184443 | NJSRRE1542419959 | Transition Incentive Program | East Orange | 7018 | 9 | 38.25 | Commercial | No | Behind the meter | Behind the Meter |  | None | Arosa Solar Energy Systems Inc | PSE&G | Eligible for TI Program | 2019-09-19 | 2019-09-20 | 2021-10-30 | GCL | GCL-M3/72 | Solar Panels |  | 0.375 | 102 | 133 | 10 |  | Fixed | Roof
NJSTRE1545184443 | NJSRRE1542419959 | Transition Incentive Program | East Orange | 7018 | 9 | 38.25 | Commercial | No | Behind the meter | Behind the Meter |  | None | Arosa Solar Energy Systems Inc | PSE&G | Eligible for TI Program | 2019-09-19 | 2019-09-20 | 2021-10-30 | SolarEdge | SE14.4kus | Inverters | 14.4 |  | 2 |  |  | 0.98 |  | Outdoor | Rooftop
NJSTRE1545184628 |  | Transition Incentive Program | FAIR LAWN | 7410 | 7 | 8.05 | Residential | No | Behind the Meter | Net-metered residential rooftop and canopy |  | None | Infinity Solar Systems | PSE&G | Accepted | 2020-06-24 | 2020-06-29 | 2021-06-29 | LG | LG350N1C-V5 | Solar Panels |  | 0.35 | 3 | 161 | 25 |  | Fixed | Roof
NJSTRE1545184628 |  | Transition Incentive Program | FAIR LAWN | 7410 | 7 | 8.05 | Residential | No | Behind the Meter | Net-metered residential rooftop and canopy |  | None | Infinity Solar Systems | PSE&G | Accepted | 2020-06-24 | 2020-06-29 | 2021-06-29 | LG | LG350N1C-V5 | Solar Panels |  | 0.35 | 3 | 71 | 25 |  | Fixed | Roof
NJSTRE1545184628 |  | Transition Incentive Program | FAIR LAWN | 7410 | 7 | 8.05 | Residential | No | Behind the Meter | Net-metered residential rooftop and canopy |  | None | Infinity Solar Systems | PSE&G | Accepted | 2020-06-24 | 2020-06-29 | 2021-06-29 | LG | LG350N1C-V5 | Solar Panels |  | 0.35 | 5 | 71 | 25 |  | Fixed | Roof
NJSTRE1545184628 |  | Transition Incentive Program | FAIR LAWN | 7410 | 7 | 8.05 | Residential | No | Behind the Meter | Net-metered residential rooftop and canopy |  | None | Infinity Solar Systems | PSE&G | Accepted | 2020-06-24 | 2020-06-29 | 2021-06-29 | LG | LG350N1C-V5 | Solar Panels |  | 0.35 | 2 | 251 | 25 |  | Fixed | Roof
NJSTRE1545184628 |  | Transition Incentive Program | FAIR LAWN | 7410 | 7 | 8.05 | Residential | No | Behind the Meter | Net-metered residential rooftop and canopy |  | None | Infinity Solar Systems | PSE&G | Accepted | 2020-06-24 | 2020-06-29 | 2021-06-29 | ENPHASE | IQ7-60-X-US | Inverters | 240 |  | 23 |  |  | 0.97 |  | Outside | MICROINVERTERS
NJSTRE1545184628 |  | Transition Incentive Program | FAIR LAWN | 7410 | 7 | 8.05 | Residential | No | Behind the Meter | Net-metered residential rooftop and canopy |  | None | Infinity Solar Systems | PSE&G | Accepted | 2020-06-24 | 2020-06-29 | 2021-06-29 | LG | LG350N1C-V5 | Solar Panels |  | 0.35 | 3 | 161 | 25 |  | Fixed | Roof
NJSTRE1545184628 |  | Transition Incentive Program | FAIR LAWN | 7410 | 7 | 8.05 | Residential | No | Behind the Meter | Net-metered residential rooftop and canopy |  | None | Infinity Solar Systems | PSE&G | Accepted | 2020-06-24 | 2020-06-29 | 2021-06-29 | LG | LG350N1C-V5 | Solar Panels |  | 0.35 | 4 | 341 | 25 |  | Fixed | Roof
NJSTRE1545184628 |  | Transition Incentive Program | FAIR LAWN | 7410 | 7 | 8.05 | Residential | No | Behind the Meter | Net-metered residential rooftop and canopy |  | None | Infinity Solar Systems | PSE&G | Accepted | 2020-06-24 | 2020-06-29 | 2021-06-29 | LG | LG350N1C-V5 | Solar Panels |  | 0.35 | 3 | 71 | 25 |  | Fixed | Roof
NJSTRE1545185171 |  | Transition Incentive Program | Jersey City | 7307 | 8 | 3.84 | Residential | No | Behind the Meter | Net-metered residential rooftop and canopy |  | None | Steve Whitman LLC | PSE&G | Accepted | 2020-06-24 | 2020-06-29 | 2021-06-29 | SolarEdge | SE3800H-US | Inverters | 3800 |  | 1 |  |  | 0.99 |  | Outside | within ten feet of meter
NJSTRE1545185171 |  | Transition Incentive Program | Jersey City | 7307 | 8 | 3.84 | Residential | No | Behind the Meter | Net-metered residential rooftop and canopy |  | None | Steve Whitman LLC | PSE&G | Accepted | 2020-06-24 | 2020-06-29 | 2021-06-29 | Hanwha Q-Cells | Q.PEAK DUO-G5 320 | Solar Panels |  | 0.32 | 12 | 208 | 4 |  | Fixed | Roof
NJSTRE1545189512 |  | Transition Incentive Program | Dennisville | 8214 | 21 | 4.8 | Residential | Yes | Behind the Meter | Net-metered residential rooftop and canopy |  | None | All Season Solar | AC Electric | Accepted | 2020-06-24 | 2020-06-30 | 2021-06-30 | Enphase | IQ7 | Inverters | 240 |  | 15 |  |  | 0.97 |  | Outdoor | under module
NJSTRE1545189512 |  | Transition Incentive Program | Dennisville | 8214 | 21 | 4.8 | Residential | Yes | Behind the Meter | Net-metered residential rooftop and canopy |  | None | All Season Solar | AC Electric | Accepted | 2020-06-24 | 2020-06-30 | 2021-06-30 | Trina | TSMDD06M.05II | Solar Panels |  | 0.32 | 15 | 249 | 18 |  | Fixed | Roof
NJSTRE1545189830 |  | Transition Incentive Program | Manville | 8835 | 5 | 5.12 | Residential | No | Behind the Meter | Net-metered residential rooftop and canopy |  | None | Steve Whitman LLC | PSE&G | Accepted | 2020-06-24 | 2020-06-29 | 2021-06-29 | Hanwha Q-Cells | Q.PEAK DUO-G5 320 | Solar Panels |  | 0.32 | 16 | 156 | 40 |  | Fixed | Roof
NJSTRE1545189830 |  | Transition Incentive Program | Manville | 8835 | 5 | 5.12 | Residential | No | Behind the Meter | Net-metered residential rooftop and canopy |  | None | Steve Whitman LLC | PSE&G | Accepted | 2020-06-24 | 2020-06-29 | 2021-06-29 | SolarEdge | SE3800H-US | Inverters | 3800 |  | 1 |  |  | 0.99 |  | Outside | within ten feet of meter
NJSTRE1545191552 |  | Transition Incentive Program | Clementon | 8021 | 14 | 3.84 | Residential | No | Behind the Meter | Net-metered residential rooftop and canopy |  | None | Steve Whitman LLC | AC Electric | Accepted | 2020-06-24 | 2020-06-29 | 2021-06-29 | Hanwha Q-Cells | Q.PEAK DUO-G5 320 | Solar Panels |  | 0.32 | 12 | 83263 | 14 |  | Fixed | Roof
NJSTRE1545191552 |  | Transition Incentive Program | Clementon | 8021 | 14 | 3.84 | Residential | No | Behind the Meter | Net-metered residential rooftop and canopy |  | None | Steve Whitman LLC | AC Electric | Accepted | 2020-06-24 | 2020-06-29 | 2021-06-29 | SolarEdge | SE3800H-US | Inverters | 3800 |  | 1 |  |  | 0.99 |  | Outside | within ten feet of meter
NJSTRE1545191555 |  | Transition Incentive Program | Egg Harbor Township | 8234 | 19 | 4.96 | Residential | Yes | Behind the Meter | Net-metered residential rooftop and canopy |  | None | Bright Planet Solar | AC Electric | Accepted | 2020-06-24 | 2020-06-29 | 2021-06-29 | Solar Edge | SE5000H-USRGM | Inverters | 5000 |  | 1 |  |  | 0.98 |  | Outside | OUTSIDE
NJSTRE1545191555 |  | Transition Incentive Program | Egg Harbor Township | 8234 | 19 | 4.96 | Residential | Yes | Behind the Meter | Net-metered residential rooftop and canopy |  | None | Bright Planet Solar | AC Electric | Accepted | 2020-06-24 | 2020-06-29 | 2021-06-29 | Longi | LR6-60HPB-310M | Solar Panels |  | 0.31 | 16 | 201 | 26 |  | Fixed | Roof
NJSTRE1545191578 |  | Transition Incentive Program | Williamstown | 8094 | 15 | 9.6 | Residential | No | Behind the Meter | Net-metered residential rooftop and canopy |  | None | Steve Whitman LLC | AC Electric | Accepted | 2020-06-24 | 2020-06-29 | 2021-06-29 | SolarEdge | SE7600H-US | Inverters | 7600 |  | 1 |  |  | 0.99 |  | Outside | within ten feet of meter
NJSTRE1545191578 |  | Transition Incentive Program | Williamstown | 8094 | 15 | 9.6 | Residential | No | Behind the Meter | Net-metered residential rooftop and canopy |  | None | Steve Whitman LLC | AC Electric | Accepted | 2020-06-24 | 2020-06-29 | 2021-06-29 | Hanwha Q-Cells | Q.PEAK DUO-G5 320 | Solar Panels |  | 0.32 | 30 | 221,41 | 18 |  | Fixed | Roof
NJSTRE1545191616 |  | Transition Incentive Program | Clifton | 7013 | 6 | 9.6 | Residential | No | Behind the Meter | Net-metered residential rooftop and canopy |  | None | Steve Whitman LLC | PSE&G | Accepted | 2020-06-24 | 2020-06-29 | 2021-06-29 | Hanwha Q-Cells | Q.PEAK DUO-G5 320 | Solar Panels |  | 0.32 | 30 | 109108 | 18 |  | Fixed | Roof
NJSTRE1545191616 |  | Transition Incentive Program | Clifton | 7013 | 6 | 9.6 | Residential | No | Behind the Meter | Net-metered residential rooftop and canopy |  | None | Steve Whitman LLC | PSE&G | Accepted | 2020-06-24 | 2020-06-29 | 2021-06-29 | SolarEdge | SE7600H-US | Inverters | 7600 |  | 1 |  |  | 0.99 |  | Outside | within ten feet of meter
NJSTRE1545191656 |  | Transition Incentive Program | Clayton | 8312 | 15 | 5.7 | Residential | Yes | Behind the Meter | Net-metered residential rooftop and canopy |  | ACE | Vision Solar LLC | AC Electric | Accepted | 2020-06-24 | 2020-06-30 | 2021-06-30 | LG SOLAR | LG335N1K-V5 | Solar Panels |  | 0.335 | 17 | 168 | 20 |  | Fixed | Roof
NJSTRE1545191694 |  | Transition Incentive Program | JERSEY CITY | 7306 | 8 | 7.37 | Residential | Yes | Behind the Meter | Net-metered residential rooftop and canopy |  | PSEG | Vision Solar LLC | PSE&G | Accepted | 2020-06-24 | 2020-06-29 | 2021-06-29 | ENPHASE | IQ7-60-2-US | Inverters | 0.24 |  | 22 |  |  | 0.96 |  | Other | UNDER EACH PANEL
NJSTRE1545191694 |  | Transition Incentive Program | JERSEY CITY | 7306 | 8 | 7.37 | Residential | Yes | Behind the Meter | Net-metered residential rooftop and canopy |  | PSEG | Vision Solar LLC | PSE&G | Accepted | 2020-06-24 | 2020-06-29 | 2021-06-29 | LG SOLAR | LG335N1K-V5 | Solar Panels |  | 0.335 | 2 | 119 | 25 |  | Fixed | Roof
NJSTRE1545191694 |  | Transition Incentive Program | JERSEY CITY | 7306 | 8 | 7.37 | Residential | Yes | Behind the Meter | Net-metered residential rooftop and canopy |  | PSEG | Vision Solar LLC | PSE&G | Accepted | 2020-06-24 | 2020-06-29 | 2021-06-29 | LG SOLAR | LS335N1K-V5 | Solar Panels |  | 0.335 | 18 | 209 | 25 |  | Fixed | Roof
NJSTRE1545191694 |  | Transition Incentive Program | JERSEY CITY | 7306 | 8 | 7.37 | Residential | Yes | Behind the Meter | Net-metered residential rooftop and canopy |  | PSEG | Vision Solar LLC | PSE&G | Accepted | 2020-06-24 | 2020-06-29 | 2021-06-29 | LG SOLAR | LG335N1K-V5 | Solar Panels |  | 0.335 | 2 | 29 | 25 |  | Fixed | Roof
NJSTRE1545191696 |  | Transition Incentive Program | Scotch Plains | 7076 | 10 | 15.12 | Residential | No | Behind the Meter | Net-metered residential rooftop and canopy |  | None | Tesla Energy Operations Inc. | PSE&G | Accepted | 2020-06-24 | 2020-06-29 | 2021-06-29 | Tesla | AC Powerwall 2.0 | Electric Storage Battery |  |  | 2 |  |  |  | Lithium Ion |  | Inside
NJSTRE1545191696 |  | Transition Incentive Program | Scotch Plains | 7076 | 10 | 15.12 | Residential | No | Behind the Meter | Net-metered residential rooftop and canopy |  | None | Tesla Energy Operations Inc. | PSE&G | Accepted | 2020-06-24 | 2020-06-29 | 2021-06-29 | SolarEdge Technologies | SE7600H-US [240V] | Inverters | 7600 |  | 2 |  |  | 0.99 |  | Indoor | Inside
NJSTRE1545191696 |  | Transition Incentive Program | Scotch Plains | 7076 | 10 | 15.12 | Residential | No | Behind the Meter | Net-metered residential rooftop and canopy |  | None | Tesla Energy Operations Inc. | PSE&G | Accepted | 2020-06-24 | 2020-06-29 | 2021-06-29 | Hanwha Q CELLS | Q.PEAK DUO BLK-G5/SC315 | Solar Panels |  | 0.315 | 26 | 49 | 27 |  | Fixed | Roof
NJSTRE1545191696 |  | Transition Incentive Program | Scotch Plains | 7076 | 10 | 15.12 | Residential | No | Behind the Meter | Net-metered residential rooftop and canopy |  | None | Tesla Energy Operations Inc. | PSE&G | Accepted | 2020-06-24 | 2020-06-29 | 2021-06-29 | Hanwha Q CELLS | Q.PEAK DUO BLK-G5/SC315 | Solar Panels |  | 0.315 | 15 | 229 | 27 |  | Fixed | Roof
NJSTRE1545191696 |  | Transition Incentive Program | Scotch Plains | 7076 | 10 | 15.12 | Residential | No | Behind the Meter | Net-metered residential rooftop and canopy |  | None | Tesla Energy Operations Inc. | PSE&G | Accepted | 2020-06-24 | 2020-06-29 | 2021-06-29 | Hanwha Q CELLS | Q.PEAK DUO BLK-G5/SC315 | Solar Panels |  | 0.315 | 7 | 139 | 27 |  | Fixed | Roof
NJSTRE1545192676 |  | Transition Incentive Program | Maple Shade Township | 8052 | 13 | 868.8 | Commercial | No | Behind the Meter | Net-metered non-residential rooftop and canopy |  | None | EnterSolar, LLC | PSE&G | Accepted | 2020-06-24 | 2020-06-29 | 2021-06-29 | CPS | SCA50KTL-DO | Inverters | 50000 |  | 10 |  |  | 0.985 |  | Outside | Roof
NJSTRE1545192676 |  | Transition Incentive Program | Maple Shade Township | 8052 | 13 | 868.8 | Commercial | No | Behind the Meter | Net-metered non-residential rooftop and canopy |  | None | EnterSolar, LLC | PSE&G | Accepted | 2020-06-24 | 2020-06-29 | 2021-06-29 | hANWHA | Q.Peak Duo L-G5.3 | Solar Panels |  | 0.4 | 2172 | 2 | 129 |  | Fixed | Roof | NA
NJSTRE1545193816 |  | Transition Incentive Program | Bridgeton | 8302 | 20 | 15.68 | Residential | No | Behind the Meter | Net-metered residential rooftop and canopy |  | ACE2 | RCL Enterprises Inc. | AC Electric | Accepted | 2020-06-24 | 2020-06-30 | 2021-06-30 | Canadian Solar | CS1H-320MS | Solar Panels |  | 0.32 | 5 | 174 | 22 |  | Fixed | Roof
NJSTRE1545193816 |  | Transition Incentive Program | Bridgeton | 8302 | 20 | 15.68 | Residential | No | Behind the Meter | Net-metered residential rooftop and canopy |  | ACE2 | RCL Enterprises Inc. | AC Electric | Accepted | 2020-06-24 | 2020-06-30 | 2021-06-30 | Canadian Solar | CS1H-320MS | Solar Panels |  | 0.32 | 5 | 174 | 22 |  | Fixed | Roof
NJSTRE1545193816 |  | Transition Incentive Program | Bridgeton | 8302 | 20 | 15.68 | Residential | No | Behind the Meter | Net-metered residential rooftop and canopy |  | ACE2 | RCL Enterprises Inc. | AC Electric | Accepted | 2020-06-24 | 2020-06-30 | 2021-06-30 | Enphase | IQ7 | Inverters | 240 |  | 49 |  |  | 0.96 |  | Outdoor | under panels
NJSTRE1545193816 |  | Transition Incentive Program | Bridgeton | 8302 | 20 | 15.68 | Residential | No | Behind the Meter | Net-metered residential rooftop and canopy |  | ACE2 | RCL Enterprises Inc. | AC Electric | Accepted | 2020-06-24 | 2020-06-30 | 2021-06-30 | Aclara | CL200 | Meters |  |  | 1 |  |  |  | Yes | Outdoor
NJSTRE1545193816 |  | Transition Incentive Program | Bridgeton | 8302 | 20 | 15.68 | Residential | No | Behind the Meter | Net-metered residential rooftop and canopy |  | ACE2 | RCL Enterprises Inc. | AC Electric | Accepted | 2020-06-24 | 2020-06-30 | 2021-06-30 | Canadian Solar | CS1H-320MS | Solar Panels |  | 0.32 | 10 | 174 | 22 |  | Fixed | Roof
NJSTRE1545193816 |  | Transition Incentive Program | Bridgeton | 8302 | 20 | 15.68 | Residential | No | Behind the Meter | Net-metered residential rooftop and canopy |  | ACE2 | RCL Enterprises Inc. | AC Electric | Accepted | 2020-06-24 | 2020-06-30 | 2021-06-30 | Canadian Solar | CS1H-320MS | Solar Panels |  | 0.32 | 29 | 264 | 13 |  | Fixed | Roof
NJSTRE1545193844 |  | Transition Incentive Program | Hamilton Township | 8330 | 19 | 997.6 | Commercial | No | Behind the Meter | Net-metered non-residential rooftop and canopy |  | None | EnterSolar, LLC | AC Electric | Accepted | 2020-06-24 | 2020-06-29 | 2021-06-29 | SMA | Tripower Core1 33-US | Inverters | 33000 |  | 15 |  |  | 0.975 |  | Outside | Roof
NJSTRE1545193844 |  | Transition Incentive Program | Hamilton Township | 8330 | 19 | 997.6 | Commercial | No | Behind the Meter | Net-metered non-residential rooftop and canopy |  | None | EnterSolar, LLC | AC Electric | Accepted | 2020-06-24 | 2020-06-29 | 2021-06-29 | Hanwha | Q.Peak Duo L-G5.3 | Solar Panels |  | 0.4 | 2494 | 210 | 10 |  | Fixed | Roof | NA
NJSTRE1545193864 |  | Transition Incentive Program | Belmar | 7719 | 17 | 8.71 | Residential | Yes | Behind the Meter | Net-metered residential rooftop and canopy |  | JCPL | Vision Solar LLC | JCP&L | Accepted | 2020-06-24 | 2020-06-29 | 2021-06-29 | LG SOLAR | LG335N1K-V5 | Solar Panels |  | 0.335 | 2 | 105 | 22 |  | Fixed | Roof
NJSTRE1545193864 |  | Transition Incentive Program | Belmar | 7719 | 17 | 8.71 | Residential | Yes | Behind the Meter | Net-metered residential rooftop and canopy |  | JCPL | Vision Solar LLC | JCP&L | Accepted | 2020-06-24 | 2020-06-29 | 2021-06-29 | LG SOLAR | LG335N1K-V5 | Solar Panels |  | 0.335 | 6 | 285 | 29 |  | Fixed | Roof
NJSTRE1545193864 |  | Transition Incentive Program | Belmar | 7719 | 17 | 8.71 | Residential | Yes | Behind the Meter | Net-metered residential rooftop and canopy |  | JCPL | Vision Solar LLC | JCP&L | Accepted | 2020-06-24 | 2020-06-29 | 2021-06-29 | LG SOLAR | LG335N1K-V5 | Solar Panels |  | 0.335 | 3 | 195 | 17 |  | Fixed | Roof
NJSTRE1545193864 |  | Transition Incentive Program | Belmar | 7719 | 17 | 8.71 | Residential | Yes | Behind the Meter | Net-metered residential rooftop and canopy |  | JCPL | Vision Solar LLC | JCP&L | Accepted | 2020-06-24 | 2020-06-29 | 2021-06-29 | LG SOLAR | LG335N1K-V5 | Solar Panels |  | 0.335 | 3 | 15 | 22 |  | Fixed | Roof
NJSTRE1545193864 |  | Transition Incentive Program | Belmar | 7719 | 17 | 8.71 | Residential | Yes | Behind the Meter | Net-metered residential rooftop and canopy |  | JCPL | Vision Solar LLC | JCP&L | Accepted | 2020-06-24 | 2020-06-29 | 2021-06-29 | LG SOLAR | LG335N1K-V5 | Solar Panels |  | 0.335 | 3 | 105 | 19 |  | Fixed | Roof
NJSTRE1545193864 |  | Transition Incentive Program | Belmar | 7719 | 17 | 8.71 | Residential | Yes | Behind the Meter | Net-metered residential rooftop and canopy |  | JCPL | Vision Solar LLC | JCP&L | Accepted | 2020-06-24 | 2020-06-29 | 2021-06-29 | LG SOLAR | LG335N1K-V5 | Solar Panels |  | 0.335 | 3 | 195 | 22 |  | Fixed | Roof
NJSTRE1545193864 |  | Transition Incentive Program | Belmar | 7719 | 17 | 8.71 | Residential | Yes | Behind the Meter | Net-metered residential rooftop and canopy |  | JCPL | Vision Solar LLC | JCP&L | Accepted | 2020-06-24 | 2020-06-29 | 2021-06-29 | LG SOLAR | LG335N1K-V5 | Solar Panels |  | 0.335 | 2 | 105 | 29 |  | Fixed | Roof
NJSTRE1545193864 |  | Transition Incentive Program | Belmar | 7719 | 17 | 8.71 | Residential | Yes | Behind the Meter | Net-metered residential rooftop and canopy |  | JCPL | Vision Solar LLC | JCP&L | Accepted | 2020-06-24 | 2020-06-29 | 2021-06-29 | LG SOLAR | LG335N1K-V5 | Solar Panels |  | 0.335 | 2 | 285 | 22 |  | Fixed | Roof
NJSTRE1545193864 |  | Transition Incentive Program | Belmar | 7719 | 17 | 8.71 | Residential | Yes | Behind the Meter | Net-metered residential rooftop and canopy |  | JCPL | Vision Solar LLC | JCP&L | Accepted | 2020-06-24 | 2020-06-29 | 2021-06-29 | LG SOLAR | LG335N1K-V5 | Solar Panels |  | 0.335 | 2 | 105 | 17 |  | Fixed | Roof
NJSTRE1545193865 |  | Transition Incentive Program | Manasquan | 8736 | 17 | 11.34 | Residential | No | Behind the Meter | Net-metered residential rooftop and canopy |  | None | Tesla Energy Operations Inc. | JCP&L | Accepted | 2020-06-24 | 2020-06-29 | 2021-06-29 | SolarEdge Technologies | SE11400A-US [240V] | Inverters | 11400 |  | 1 |  |  | 0.975 |  | Outside | Outside
NJSTRE1545193865 |  | Transition Incentive Program | Manasquan | 8736 | 17 | 11.34 | Residential | No | Behind the Meter | Net-metered residential rooftop and canopy |  | None | Tesla Energy Operations Inc. | JCP&L | Accepted | 2020-06-24 | 2020-06-29 | 2021-06-29 | Hanwha Q CELLS | Q.PEAK DUO BLK-G5/SC315 | Solar Panels |  | 0.315 | 12 | 40 | 37 |  | Fixed | Roof
NJSTRE1545193865 |  | Transition Incentive Program | Manasquan | 8736 | 17 | 11.34 | Residential | No | Behind the Meter | Net-metered residential rooftop and canopy |  | None | Tesla Energy Operations Inc. | JCP&L | Accepted | 2020-06-24 | 2020-06-29 | 2021-06-29 | Hanwha Q CELLS | Q.PEAK DUO BLK-G5/SC315 | Solar Panels |  | 0.315 | 24 | 220 | 37 |  | Fixed | Roof
NJSTRE1545193880 |  | Transition Incentive Program | Salem | 8079 | 16 | 4.48 | Residential | Yes | Behind the Meter | Net-metered residential rooftop and canopy |  | ACE | RCL Enterprises Inc. | AC Electric | Accepted | 2020-06-26 | 2020-06-29 | 2021-06-29 | Enphase | IQ7 | Inverters | 3360 |  | 14 |  |  | 0.96 |  | Outdoor | under panels
NJSTRE1545193880 |  | Transition Incentive Program | Salem | 8079 | 16 | 4.48 | Residential | Yes | Behind the Meter | Net-metered residential rooftop and canopy |  | ACE | RCL Enterprises Inc. | AC Electric | Accepted | 2020-06-26 | 2020-06-29 | 2021-06-29 | Trina Solar | TSM-320DD06M | Solar Panels |  | 0.32 | 14 | 146 | 15 |  | Fixed | Roof
NJSTRE1545193891 |  | Transition Incentive Program | Newark | 7104 | 9 | 5.25 | Residential | Yes | Behind the Meter | Net-metered residential rooftop and canopy |  | None | Pro Custom Solar dba Momentum Solar | PSE&G | Accepted | 2020-06-24 | 2020-06-29 | 2021-06-29 | LG ELECTRONICS | LG 350N1C-V5 | Solar Panels |  | 0.35 | 15 | 110 | 3 |  | Fixed | Roof
NJSTRE1545193891 |  | Transition Incentive Program | Newark | 7104 | 9 | 5.25 | Residential | Yes | Behind the Meter | Net-metered residential rooftop and canopy |  | None | Pro Custom Solar dba Momentum Solar | PSE&G | Accepted | 2020-06-24 | 2020-06-29 | 2021-06-29 | Enphase | IQ7Plus-72-2-US | Inverters | 290 |  | 15 |  |  | 0.97 |  | Outdoor | Roof
NJSTRE1545193901 |  | Transition Incentive Program | Hopatcong | 7843 | 1 | 9.05 | Residential | Yes | Behind the Meter | Net-metered residential rooftop and canopy |  | JCPL | Vision Solar LLC | JCP&L | Accepted | 2020-06-24 | 2020-06-30 | 2021-06-30 | LG SOLAR | LG335N1K-V5 | Solar Panels |  | 0.335 | 13 | 212 | 20 |  | Fixed | Roof
NJSTRE1545193901 |  | Transition Incentive Program | Hopatcong | 7843 | 1 | 9.05 | Residential | Yes | Behind the Meter | Net-metered residential rooftop and canopy |  | JCPL | Vision Solar LLC | JCP&L | Accepted | 2020-06-24 | 2020-06-30 | 2021-06-30 | ENPHASE | IQ7-60-2-US | Inverters | 0.24 |  | 27 |  |  | 0.96 |  | Other | UNDER EACH PANEL
NJSTRE1545193901 |  | Transition Incentive Program | Hopatcong | 7843 | 1 | 9.05 | Residential | Yes | Behind the Meter | Net-metered residential rooftop and canopy |  | JCPL | Vision Solar LLC | JCP&L | Accepted | 2020-06-24 | 2020-06-30 | 2021-06-30 | LG SOLAR | LG335N1K-V5 | Solar Panels |  | 0.335 | 14 | 32 | 20 |  | Fixed | Roof
NJSTRE1545193923 |  | Transition Incentive Program | Carneys Point | 8069 | 16 | 7.56 | Residential | No | Behind the Meter | Net-metered residential rooftop and canopy |  | None | Tesla Energy Operations Inc. | AC Electric | Accepted | 2020-06-24 | 2020-06-30 | 2021-06-30 | Tesla | AC Powerwall 2.0 | Electric Storage Battery |  |  | 2 |  |  |  | Lithium Ion |  | Inside garage
NJSTRE1545193923 |  | Transition Incentive Program | Carneys Point | 8069 | 16 | 7.56 | Residential | No | Behind the Meter | Net-metered residential rooftop and canopy |  | None | Tesla Energy Operations Inc. | AC Electric | Accepted | 2020-06-24 | 2020-06-30 | 2021-06-30 | Hanwha Q CELLS | Q.PEAK DUO BLK-G5/SC315 | Solar Panels |  | 0.315 | 24 | 230 | 23 |  | Fixed | Roof
NJSTRE1545193923 |  | Transition Incentive Program | Carneys Point | 8069 | 16 | 7.56 | Residential | No | Behind the Meter | Net-metered residential rooftop and canopy |  | None | Tesla Energy Operations Inc. | AC Electric | Accepted | 2020-06-24 | 2020-06-30 | 2021-06-30 | Delta Electronics | M8-TL-US [240V] | Inverters | 7680 |  | 1 |  |  | 0.975 |  | Indoor | Inside garage
NJSTRE1545198094 | NJSRRE1543691841 | Transition Incentive Program | Pleasantville | 8232 | 19 | 70.2 | Commercial | No | Behind the meter | Net-metered non-residential rooftop and canopy |  | None | Green Power Developers LLC | AC Electric | Accepted | 2019-12-24 | 2019-12-30 | 2021-10-30 | SMA | SMA STP CORE 50 kW | Inverters | 50000 |  | 1 |  |  | 0.98 |  | Outdoor | Rooftop
NJSTRE1545198094 | NJSRRE1543691841 | Transition Incentive Program | Pleasantville | 8232 | 19 | 70.2 | Commercial | No | Behind the meter | Net-metered non-residential rooftop and canopy |  | None | Green Power Developers LLC | AC Electric | Accepted | 2019-12-24 | 2019-12-30 | 2021-10-30 | Hanwha | Q.PEAK DUO L-G5. 2 390 | Solar Panels |  | 0.39 | 180 | 136 | 10 |  | Fixed | Roof
NJSTRE1545198095 | NJSRRE1543690561 | Transition Incentive Program | Pleasantville | 8232 | 19 | 63.18 | Commercial | No | Behind the meter | Net-metered non-residential rooftop and canopy |  | None | Green Power Developers LLC | AC Electric | Accepted | 2019-12-24 | 2019-12-30 | 2021-10-30 | SMA | SMA STP CORE 50 kW | Inverters | 50000 |  | 1 |  |  | 0.98 |  | Outdoor | Rooftop
NJSTRE1545198095 | NJSRRE1543690561 | Transition Incentive Program | Pleasantville | 8232 | 19 | 63.18 | Commercial | No | Behind the meter | Net-metered non-residential rooftop and canopy |  | None | Green Power Developers LLC | AC Electric | Accepted | 2019-12-24 | 2019-12-30 | 2021-10-30 | Hanwha | Q.PEAK DUO L-G5. 2 390 | Solar Panels |  | 0.39 | 162 | 207 | 10 |  | Fixed | Roof
NJSTRE1545198096 | NJSRRE1543689648 | Transition Incentive Program | Pleasantville | 8232 | 19 | 75.48 | Commercial | No | Behind the meter | Net-metered non-residential rooftop and canopy |  | None | Green Power Developers LLC | AC Electric | Accepted | 2019-12-24 | 2019-12-30 | 2021-10-30 | SolarEdge | SE 30.00 kWΓÇæUS | Inverters | 30000 |  | 2 |  |  | 0.98 |  | Outdoor | Rooftop
NJSTRE1545198096 | NJSRRE1543689648 | Transition Incentive Program | Pleasantville | 8232 | 19 | 75.48 | Commercial | No | Behind the meter | Net-metered non-residential rooftop and canopy |  | None | Green Power Developers LLC | AC Electric | Accepted | 2019-12-24 | 2019-12-30 | 2021-10-30 | CSUN | CSUN370-72M | Solar Panels |  | 0.37 | 204 | 205 | 7 |  | Fixed | Parking Lot
NJSTRE1545198097 | NJSRRE1543686965 | Transition Incentive Program | Pleasantville | 8232 | 19 | 37.74 | Commercial | No | Behind the meter | Net-metered non-residential rooftop and canopy |  | None | Green Power Developers LLC | AC Electric | Accepted | 2019-12-24 | 2019-12-30 | 2021-10-30 | SolarEdge | SE30.0KWUS | Inverters | 30000 |  | 1 |  |  | 0.98 |  | Outdoor | Rooftop
NJSTRE1545198097 | NJSRRE1543686965 | Transition Incentive Program | Pleasantville | 8232 | 19 | 37.74 | Commercial | No | Behind the meter | Net-metered non-residential rooftop and canopy |  | None | Green Power Developers LLC | AC Electric | Accepted | 2019-12-24 | 2019-12-30 | 2021-10-30 | CSun | CSUN370-72M | Solar Panels |  | 0.37 | 102 | 205 | 18 |  | Fixed | Roof
NJSTRE1545198098 | NJSRRE1540251058 | Transition Incentive Program | Piscataway | 8854 | 11 | 2449.98 | Commercial | Yes | Behind the meter | Net-metered non-residential rooftop and canopy |  | None | Green Power Developers LLC | PSE&G | Accepted | 2019-01-17 | 2019-02-11 | 2021-10-30 | SMA | STP CORE162.5KW | Inverters | 62.5 |  | 33 |  |  | 0.98 |  | Outdoor | Roof
NJSTRE1545198098 | NJSRRE1540251058 | Transition Incentive Program | Piscataway | 8854 | 11 | 2449.98 | Commercial | Yes | Behind the meter | Net-metered non-residential rooftop and canopy |  | None | Green Power Developers LLC | PSE&G | Accepted | 2019-01-17 | 2019-02-11 | 2021-10-30 | Hanwha | Q.Peak Duo L-G5.2 390W | Solar Panels |  | 0.39 | 6282 | 180 | 5 |  | Fixed | Roof
NJSTRE1545198118 |  | Transition Incentive Program | TRENTON | 8610 | 12 | 2.56 | Residential | Yes | Behind the Meter | Net-metered residential rooftop and canopy |  | None | Vivint Solar Developer, LLC | PSE&G | Accepted | 2020-07-06 | 2020-07-07 | 2021-07-07 | JINKO SOLAR | JKM320M-60HBL | Solar Panels |  | 0.32 | 2 | 86 | 29 |  | Fixed | Roof
NJSTRE1545198118 |  | Transition Incentive Program | TRENTON | 8610 | 12 | 2.56 | Residential | Yes | Behind the Meter | Net-metered residential rooftop and canopy |  | None | Vivint Solar Developer, LLC | PSE&G | Accepted | 2020-07-06 | 2020-07-07 | 2021-07-07 | Solar Edge | SE3800H-US | Inverters | 3800 |  | 1 |  |  | 0.992 |  | Outdoor | Near the Utility Meter
NJSTRE1545198118 |  | Transition Incentive Program | TRENTON | 8610 | 12 | 2.56 | Residential | Yes | Behind the Meter | Net-metered residential rooftop and canopy |  | None | Vivint Solar Developer, LLC | PSE&G | Accepted | 2020-07-06 | 2020-07-07 | 2021-07-07 | JINKO SOLAR | JKM320M-60HBL | Solar Panels |  | 0.32 | 6 | 266 | 38 |  | Fixed | Roof
NJSTRE1545204222 |  | Transition Incentive Program | Linden | 7036 | 10 | 6.93 | Residential | Yes | Behind the Meter | Net-metered residential rooftop and canopy |  | None | Suntuity Solar LLC | PSE&G | Accepted | 2020-06-25 | 2020-06-30 | 2021-06-30 | Hanwha Solar | Q-Cells 315 Mono | Solar Panels |  | 0.315 | 6 | 219 | 24 |  | Fixed | Roof
NJSTRE1545204222 |  | Transition Incentive Program | Linden | 7036 | 10 | 6.93 | Residential | Yes | Behind the Meter | Net-metered residential rooftop and canopy |  | None | Suntuity Solar LLC | PSE&G | Accepted | 2020-06-25 | 2020-06-30 | 2021-06-30 | Hanwha Solar | Q-Cells 315 Mono | Solar Panels |  | 0.315 | 4 | 39 | 24 |  | Fixed | Roof
NJSTRE1545204222 |  | Transition Incentive Program | Linden | 7036 | 10 | 6.93 | Residential | Yes | Behind the Meter | Net-metered residential rooftop and canopy |  | None | Suntuity Solar LLC | PSE&G | Accepted | 2020-06-25 | 2020-06-30 | 2021-06-30 | Hanwha Solar | Q-Cells 315 Mono | Solar Panels |  | 0.315 | 3 | 127 | 24 |  | Fixed | Roof
NJSTRE1545204222 |  | Transition Incentive Program | Linden | 7036 | 10 | 6.93 | Residential | Yes | Behind the Meter | Net-metered residential rooftop and canopy |  | None | Suntuity Solar LLC | PSE&G | Accepted | 2020-06-25 | 2020-06-30 | 2021-06-30 | Enphase Energy | IQ7-60-2-US | Inverters | 240 |  | 22 |  |  | 0.97 |  | Outdoor | Behind the PV Modules
NJSTRE1545204222 |  | Transition Incentive Program | Linden | 7036 | 10 | 6.93 | Residential | Yes | Behind the Meter | Net-metered residential rooftop and canopy |  | None | Suntuity Solar LLC | PSE&G | Accepted | 2020-06-25 | 2020-06-30 | 2021-06-30 | Hanwha Solar | Q-Cells 315 Mono | Solar Panels |  | 0.315 | 9 | 39 | 22 |  | Fixed | Roof
NJSTRE1545204226 |  | Transition Incentive Program | North Arlington | 7031 | 7 | 3.84 | Residential | No | Behind the Meter | Net-metered residential rooftop and canopy |  | None | Steve Whitman LLC | PSE&G | Accepted | 2020-06-25 | 2020-06-30 | 2021-06-30 | Hanwha Q-Cells | Q.PEAK DUO-G5 320 | Solar Panels |  | 0.32 | 12 | 211 | 35 |  | Fixed | Roof
NJSTRE1545204226 |  | Transition Incentive Program | North Arlington | 7031 | 7 | 3.84 | Residential | No | Behind the Meter | Net-metered residential rooftop and canopy |  | None | Steve Whitman LLC | PSE&G | Accepted | 2020-06-25 | 2020-06-30 | 2021-06-30 | SolarEdge | SE3800H-US | Inverters | 3800 |  | 1 |  |  | 0.99 |  | Outside | within ten feet of meter
NJSTRE1545204229 |  | Transition Incentive Program | Bridgeton | 8302 | 20 | 7.04 | Residential | No | Behind the Meter | Net-metered residential rooftop and canopy |  | None | Steve Whitman LLC | AC Electric | Accepted | 2020-06-25 | 2020-06-30 | 2021-06-30 | SolarEdge | SE5000H-US | Inverters | 5000 |  | 1 |  |  | 0.99 |  | Outside | within ten feet of meter
NJSTRE1545204229 |  | Transition Incentive Program | Bridgeton | 8302 | 20 | 7.04 | Residential | No | Behind the Meter | Net-metered residential rooftop and canopy |  | None | Steve Whitman LLC | AC Electric | Accepted | 2020-06-25 | 2020-06-30 | 2021-06-30 | Hanwha Q-Cells | Q.PEAK DUO-G5 320 | Solar Panels |  | 0.32 | 22 | 162342162 | 22 |  | Fixed | Roof
NJSTRE1545204239 |  | Transition Incentive Program | CHERRY HILL | 8002 | 14 | 11.39 | Residential | Yes | Behind the Meter | Net-metered residential rooftop and canopy |  | PSEG SL3 | Vision Solar LLC | PSE&G | Accepted | 2020-06-25 | 2020-07-24 | 2021-07-24 | LG SOLAR | LG335N1K-V5 | Solar Panels |  | 0.335 | 12 | 243 | 21 |  | Fixed | Roof
NJSTRE1545204239 |  | Transition Incentive Program | CHERRY HILL | 8002 | 14 | 11.39 | Residential | Yes | Behind the Meter | Net-metered residential rooftop and canopy |  | PSEG SL3 | Vision Solar LLC | PSE&G | Accepted | 2020-06-25 | 2020-07-24 | 2021-07-24 | LG SOLAR | LG335N1K-V5 | Solar Panels |  | 0.335 | 2 | 199 | 21 |  | Fixed | Roof
NJSTRE1545204239 |  | Transition Incentive Program | CHERRY HILL | 8002 | 14 | 11.39 | Residential | Yes | Behind the Meter | Net-metered residential rooftop and canopy |  | PSEG SL3 | Vision Solar LLC | PSE&G | Accepted | 2020-06-25 | 2020-07-24 | 2021-07-24 | LG SOLAR | LG335N1K-V5 | Solar Panels |  | 0.335 | 12 | 19 | 21 |  | Fixed | Roof
NJSTRE1545204239 |  | Transition Incentive Program | CHERRY HILL | 8002 | 14 | 11.39 | Residential | Yes | Behind the Meter | Net-metered residential rooftop and canopy |  | PSEG SL3 | Vision Solar LLC | PSE&G | Accepted | 2020-06-25 | 2020-07-24 | 2021-07-24 | LG SOLAR | LG335N1K-V5 | Solar Panels |  | 0.335 | 6 | 109 | 16 |  | Fixed | Roof
NJSTRE1545204239 |  | Transition Incentive Program | CHERRY HILL | 8002 | 14 | 11.39 | Residential | Yes | Behind the Meter | Net-metered residential rooftop and canopy |  | PSEG SL3 | Vision Solar LLC | PSE&G | Accepted | 2020-06-25 | 2020-07-24 | 2021-07-24 | ENPHASE | IQ7-60-2-US | Inverters | 0.24 |  | 34 |  |  | 0.96 |  | Other | UNDER EACH PANEL
NJSTRE1545204239 |  | Transition Incentive Program | CHERRY HILL | 8002 | 14 | 11.39 | Residential | Yes | Behind the Meter | Net-metered residential rooftop and canopy |  | PSEG SL3 | Vision Solar LLC | PSE&G | Accepted | 2020-06-25 | 2020-07-24 | 2021-07-24 | LG SOLAR | LG335N1K-V5 | Solar Panels |  | 0.335 | 2 | 289 | 16 |  | Fixed | Roof
NJSTRE1545204240 |  | Transition Incentive Program | West Orange | 7052 | 9 | 5.12 | Residential | No | Behind the Meter | Net-metered residential rooftop and canopy |  | None | Steve Whitman LLC | PSE&G | Accepted | 2020-06-25 | 2020-06-30 | 2021-06-30 | SolarEdge | SE3800H-US | Inverters | 3800 |  | 1 |  |  | 0.99 |  | Outside | within ten feet of meter
NJSTRE1545204240 |  | Transition Incentive Program | West Orange | 7052 | 9 | 5.12 | Residential | No | Behind the Meter | Net-metered residential rooftop and canopy |  | None | Steve Whitman LLC | PSE&G | Accepted | 2020-06-25 | 2020-06-30 | 2021-06-30 | Hanwha Q-Cells | Q.PEAK DUO-G5 320 | Solar Panels |  | 0.32 | 16 | 119209 | 33 |  | Fixed | Roof
NJSTRE1545204243 |  | Transition Incentive Program | Clifton | 7011 | 6 | 3.84 | Residential | No | Behind the Meter | Net-metered residential rooftop and canopy |  | None | Steve Whitman LLC | PSE&G | Accepted | 2020-06-25 | 2020-06-30 | 2021-06-30 | SolarEdge | SE3800H-US | Inverters | 3800 |  | 1 |  |  | 0.99 |  | Outside | within ten feet of meter
NJSTRE1545204243 |  | Transition Incentive Program | Clifton | 7011 | 6 | 3.84 | Residential | No | Behind the Meter | Net-metered residential rooftop and canopy |  | None | Steve Whitman LLC | PSE&G | Accepted | 2020-06-25 | 2020-06-30 | 2021-06-30 | Hanwha Q-Cells | Q.PEAK DUO-G5 320 | Solar Panels |  | 0.32 | 12 | 347167 | 37 |  | Fixed | Roof
NJSTRE1545204256 |  | Transition Incentive Program | ORANGE | 7050 | 9 | 5.36 | Residential | Yes | Behind the Meter | Net-metered residential rooftop and canopy |  | PSEG | Vision Solar LLC | PSE&G | Accepted | 2020-06-25 | 2020-06-30 | 2021-06-30 | LG SOLAR | LG335N1K-V5 | Solar Panels |  | 0.335 | 7 | 123 | 42 |  | Fixed | Roof
NJSTRE1545204256 |  | Transition Incentive Program | ORANGE | 7050 | 9 | 5.36 | Residential | Yes | Behind the Meter | Net-metered residential rooftop and canopy |  | PSEG | Vision Solar LLC | PSE&G | Accepted | 2020-06-25 | 2020-06-30 | 2021-06-30 | ENPHASE | IQ7-60-2-US | Inverters | 0.24 |  | 16 |  |  | 0.96 |  | Other | UNDER EACH PANEL
NJSTRE1545204256 |  | Transition Incentive Program | ORANGE | 7050 | 9 | 5.36 | Residential | Yes | Behind the Meter | Net-metered residential rooftop and canopy |  | PSEG | Vision Solar LLC | PSE&G | Accepted | 2020-06-25 | 2020-06-30 | 2021-06-30 | LG SOLAR | LG335N1K-V5 | Solar Panels |  | 0.335 | 9 | 213 | 42 |  | Fixed | Roof
NJSTRE1545204277 |  | Transition Incentive Program | Clementon | 8021 | 14 | 11.9 | Residential | Yes | Behind the Meter | Net-metered residential rooftop and canopy |  | None | Trinity Solar | AC Electric | Accepted | 2020-06-25 | 2020-06-30 | 2021-06-30 | Hanwha | Q.PEAK DUO BLK-G6 340 | Solar Panels |  | 0.34 | 12 | 133 | 23 |  | Fixed | Roof
NJSTRE1545204277 |  | Transition Incentive Program | Clementon | 8021 | 14 | 11.9 | Residential | Yes | Behind the Meter | Net-metered residential rooftop and canopy |  | None | Trinity Solar | AC Electric | Accepted | 2020-06-25 | 2020-06-30 | 2021-06-30 | Hanwha | Q.PEAK DUO BLK-G6 340 | Solar Panels |  | 0.34 | 12 | 313 | 23 |  | Fixed | Roof
NJSTRE1545204277 |  | Transition Incentive Program | Clementon | 8021 | 14 | 11.9 | Residential | Yes | Behind the Meter | Net-metered residential rooftop and canopy |  | None | Trinity Solar | AC Electric | Accepted | 2020-06-25 | 2020-06-30 | 2021-06-30 | Hanwha | Q.PEAK DUO BLK-G6 340 | Solar Panels |  | 0.34 | 11 | 133 | 23 |  | Fixed | Roof
NJSTRE1545204277 |  | Transition Incentive Program | Clementon | 8021 | 14 | 11.9 | Residential | Yes | Behind the Meter | Net-metered residential rooftop and canopy |  | None | Trinity Solar | AC Electric | Accepted | 2020-06-25 | 2020-06-30 | 2021-06-30 | Solar Edge | SE10000 | Inverters | 10000 |  | 1 |  |  | 0.97 |  | Outside | side of home
NJSTRE1545204315 |  | Transition Incentive Program | Oldwick | 8858 | 4 | 70.04 | Residential | No | Behind the Meter | Net-metered residential rooftop and canopy |  | None | Trinity Solar | JCP&L | Accepted | 2020-06-25 | 2020-06-30 | 2021-06-30 | HANWHA | Q.PEAK DUO BLK-G6 340 | Solar Panels |  | 0.34 | 13 | 172 | 18 |  | Fixed | Roof
NJSTRE1545204315 |  | Transition Incentive Program | Oldwick | 8858 | 4 | 70.04 | Residential | No | Behind the Meter | Net-metered residential rooftop and canopy |  | None | Trinity Solar | JCP&L | Accepted | 2020-06-25 | 2020-06-30 | 2021-06-30 | HANWHA | Q.PEAK DUO BLK-G6 340 | Solar Panels |  | 0.34 | 4 | 172 | 18 |  | Fixed | Roof
NJSTRE1545204315 |  | Transition Incentive Program | Oldwick | 8858 | 4 | 70.04 | Residential | No | Behind the Meter | Net-metered residential rooftop and canopy |  | None | Trinity Solar | JCP&L | Accepted | 2020-06-25 | 2020-06-30 | 2021-06-30 | Solar Edge | SE7600H-US000BNC4 | Inverters | 7600 |  | 1 |  |  | 0.97 |  | Outdoor | side of home
NJSTRE1545204315 |  | Transition Incentive Program | Oldwick | 8858 | 4 | 70.04 | Residential | No | Behind the Meter | Net-metered residential rooftop and canopy |  | None | Trinity Solar | JCP&L | Accepted | 2020-06-25 | 2020-06-30 | 2021-06-30 | HANWHA | Q.PEAK DUO BLK-G6 340 | Solar Panels |  | 0.34 | 77 | 172 | 18 |  | Fixed | Roof
NJSTRE1545204315 |  | Transition Incentive Program | Oldwick | 8858 | 4 | 70.04 | Residential | No | Behind the Meter | Net-metered residential rooftop and canopy |  | None | Trinity Solar | JCP&L | Accepted | 2020-06-25 | 2020-06-30 | 2021-06-30 | HANWHA | Q.PEAK DUO BLK-G6 340 | Solar Panels |  | 0.34 | 8 | 352 | 23 |  | Fixed | Roof
NJSTRE1545204315 |  | Transition Incentive Program | Oldwick | 8858 | 4 | 70.04 | Residential | No | Behind the Meter | Net-metered residential rooftop and canopy |  | None | Trinity Solar | JCP&L | Accepted | 2020-06-25 | 2020-06-30 | 2021-06-30 | Solar Edge | SE11400H-US | Inverters | 4560 |  | 4 |  |  | 0.97 |  | Outdoor | side of home
NJSTRE1545204315 |  | Transition Incentive Program | Oldwick | 8858 | 4 | 70.04 | Residential | No | Behind the Meter | Net-metered residential rooftop and canopy |  | None | Trinity Solar | JCP&L | Accepted | 2020-06-25 | 2020-06-30 | 2021-06-30 | HANWHA | Q.PEAK DUO BLK-G6 340 | Solar Panels |  | 0.34 | 35 | 262 | 18 |  | Fixed | Roof
NJSTRE1545204315 |  | Transition Incentive Program | Oldwick | 8858 | 4 | 70.04 | Residential | No | Behind the Meter | Net-metered residential rooftop and canopy |  | None | Trinity Solar | JCP&L | Accepted | 2020-06-25 | 2020-06-30 | 2021-06-30 | HANWHA | Q.PEAK DUO BLK-G6 340 | Solar Panels |  | 0.34 | 16 | 172 | 23 |  | Fixed | Roof
NJSTRE1545204315 |  | Transition Incentive Program | Oldwick | 8858 | 4 | 70.04 | Residential | No | Behind the Meter | Net-metered residential rooftop and canopy |  | None | Trinity Solar | JCP&L | Accepted | 2020-06-25 | 2020-06-30 | 2021-06-30 | HANWHA | Q.PEAK DUO BLK-G6 340 | Solar Panels |  | 0.34 | 53 | 172 | 18 |  | Fixed | Roof
NJSTRE1545204320 |  | Transition Incentive Program | Franklin | 7416 | 1 | 7.04 | Residential | No | Behind the Meter | Net-metered residential rooftop and canopy |  | None | Steve Whitman LLC | JCP&L | Accepted | 2020-06-25 | 2020-06-30 | 2021-06-30 | Hanwha Q-Cells | Q.PEAK DUO-G5 320 | Solar Panels |  | 0.32 | 22 | 212 | 41 |  | Fixed | Roof
NJSTRE1545204320 |  | Transition Incentive Program | Franklin | 7416 | 1 | 7.04 | Residential | No | Behind the Meter | Net-metered residential rooftop and canopy |  | None | Steve Whitman LLC | JCP&L | Accepted | 2020-06-25 | 2020-06-30 | 2021-06-30 | SolarEdge | SE5000H-US | Inverters | 5000 |  | 1 |  |  | 0.99 |  | Outside | within ten feet of meter
NJSTRE1545204338 |  | Transition Incentive Program | Cherry Hill Twp | 8034 | 14 | 13.68 | Residential | No | Behind the Meter | Net-metered residential rooftop and canopy |  | None | SunnyMac LLC | PSE&G | Accepted | 2020-06-25 | 2020-06-30 | 2021-06-30 | rec 360 | rec360aa | Solar Panels |  | 0.36 | 12 | 141 | 19 |  | Fixed | Roof
NJSTRE1545204338 |  | Transition Incentive Program | Cherry Hill Twp | 8034 | 14 | 13.68 | Residential | No | Behind the Meter | Net-metered residential rooftop and canopy |  | None | SunnyMac LLC | PSE&G | Accepted | 2020-06-25 | 2020-06-30 | 2021-06-30 | rec360 | rec 360aa | Solar Panels |  | 0.36 | 12 | 51 | 19 |  | Fixed | Roof
NJSTRE1545204338 |  | Transition Incentive Program | Cherry Hill Twp | 8034 | 14 | 13.68 | Residential | No | Behind the Meter | Net-metered residential rooftop and canopy |  | None | SunnyMac LLC | PSE&G | Accepted | 2020-06-25 | 2020-06-30 | 2021-06-30 | rec360 | rec 360aa | Solar Panels |  | 0.36 | 3 | 321 | 19 |  | Fixed | Roof
NJSTRE1545204338 |  | Transition Incentive Program | Cherry Hill Twp | 8034 | 14 | 13.68 | Residential | No | Behind the Meter | Net-metered residential rooftop and canopy |  | None | SunnyMac LLC | PSE&G | Accepted | 2020-06-25 | 2020-06-30 | 2021-06-30 | solaredge | SE 11400H us | Inverters | 11.4 |  | 1 |  |  | 0.99 |  | Outdoor | roof
NJSTRE1545204338 |  | Transition Incentive Program | Cherry Hill Twp | 8034 | 14 | 13.68 | Residential | No | Behind the Meter | Net-metered residential rooftop and canopy |  | None | SunnyMac LLC | PSE&G | Accepted | 2020-06-25 | 2020-06-30 | 2021-06-30 | Rec 360 | 360 aa | Solar Panels |  | 0.36 | 2 | 141 | 27 |  | Fixed | Roof
NJSTRE1545204338 |  | Transition Incentive Program | Cherry Hill Twp | 8034 | 14 | 13.68 | Residential | No | Behind the Meter | Net-metered residential rooftop and canopy |  | None | SunnyMac LLC | PSE&G | Accepted | 2020-06-25 | 2020-06-30 | 2021-06-30 | rec 360 | rec 360aa | Solar Panels |  | 0.36 | 9 | 231 | 19 |  | Fixed | Roof
NJSTRE1545204344 |  | Transition Incentive Program | KEARNY | 7032 | 8 | 9.1 | Residential | No | Behind the Meter | Net-metered residential rooftop and canopy |  | None | Infinity Solar Systems | PSE&G | Accepted | 2020-06-25 | 2020-06-30 | 2021-06-30 | LG | LG350N1C-V5 | Solar Panels |  | 0.35 | 10 | 37 | 30 |  | Fixed | Roof
NJSTRE1545204344 |  | Transition Incentive Program | KEARNY | 7032 | 8 | 9.1 | Residential | No | Behind the Meter | Net-metered residential rooftop and canopy |  | None | Infinity Solar Systems | PSE&G | Accepted | 2020-06-25 | 2020-06-30 | 2021-06-30 | LG | LG350N1C-V5 | Solar Panels |  | 0.35 | 16 | 217 | 30 |  | Fixed | Roof
NJSTRE1545204344 |  | Transition Incentive Program | KEARNY | 7032 | 8 | 9.1 | Residential | No | Behind the Meter | Net-metered residential rooftop and canopy |  | None | Infinity Solar Systems | PSE&G | Accepted | 2020-06-25 | 2020-06-30 | 2021-06-30 | ENPHASE | IQ7-60-X-US | Inverters | 240 |  | 26 |  |  | 0.97 |  | Outside | MICROINVERTERS
NJSTRE1545204354 |  | Transition Incentive Program | CLEMENTON | 8021 | 14 | 5.36 | Residential | Yes | Behind the Meter | Net-metered residential rooftop and canopy |  | ACE | Vision Solar LLC | AC Electric | Accepted | 2020-06-25 | 2020-06-30 | 2021-06-30 | LG SOLAR | LG335N1K-V5 | Solar Panels |  | 0.335 | 11 | 200 | 22 |  | Fixed | Roof
NJSTRE1545204354 |  | Transition Incentive Program | CLEMENTON | 8021 | 14 | 5.36 | Residential | Yes | Behind the Meter | Net-metered residential rooftop and canopy |  | ACE | Vision Solar LLC | AC Electric | Accepted | 2020-06-25 | 2020-06-30 | 2021-06-30 | ENPHASE | IQ7-60-2-US | Inverters | 0.24 |  | 16 |  |  | 0.96 |  | Other | UNDER EACH PANEL
NJSTRE1545204354 |  | Transition Incentive Program | CLEMENTON | 8021 | 14 | 5.36 | Residential | Yes | Behind the Meter | Net-metered residential rooftop and canopy |  | ACE | Vision Solar LLC | AC Electric | Accepted | 2020-06-25 | 2020-06-30 | 2021-06-30 | LG SOLAR | LG335N1K-V5 | Solar Panels |  | 0.335 | 3 | 20 | 12 |  | Fixed | Roof
NJSTRE1545204354 |  | Transition Incentive Program | CLEMENTON | 8021 | 14 | 5.36 | Residential | Yes | Behind the Meter | Net-metered residential rooftop and canopy |  | ACE | Vision Solar LLC | AC Electric | Accepted | 2020-06-25 | 2020-06-30 | 2021-06-30 | LG SOLAR | LG335N1K-V5 | Solar Panels |  | 0.335 | 1 | 290 | 20 |  | Fixed | Roof
NJSTRE1545204354 |  | Transition Incentive Program | CLEMENTON | 8021 | 14 | 5.36 | Residential | Yes | Behind the Meter | Net-metered residential rooftop and canopy |  | ACE | Vision Solar LLC | AC Electric | Accepted | 2020-06-25 | 2020-06-30 | 2021-06-30 | LG SOLAR | LG335N1K-V5 | Solar Panels |  | 0.335 | 1 | 110 | 20 |  | Fixed | Roof
NJSTRE1545204389 |  | Transition Incentive Program | FRANKLINVILLE | 8322 | 15 | 27.47 | Residential | Yes | Behind the Meter | Net-metered residential rooftop and canopy |  | ACE2 | Vision Solar LLC | AC Electric | Accepted | 2020-06-25 | 2020-06-30 | 2021-06-30 | LG SOLAR | LG335N1K-V5 | Solar Panels |  | 0.335 | 18 | 268 | 20 |  | Fixed | Roof
NJSTRE1545204389 |  | Transition Incentive Program | FRANKLINVILLE | 8322 | 15 | 27.47 | Residential | Yes | Behind the Meter | Net-metered residential rooftop and canopy |  | ACE2 | Vision Solar LLC | AC Electric | Accepted | 2020-06-25 | 2020-06-30 | 2021-06-30 | LG SOLAR | LG335N1K-V5 | Solar Panels |  | 0.335 | 8 | 268 | 25 |  | Fixed | Roof
NJSTRE1545204389 |  | Transition Incentive Program | FRANKLINVILLE | 8322 | 15 | 27.47 | Residential | Yes | Behind the Meter | Net-metered residential rooftop and canopy |  | ACE2 | Vision Solar LLC | AC Electric | Accepted | 2020-06-25 | 2020-06-30 | 2021-06-30 | LG SOLAR | LG335N1K-V5 | Solar Panels |  | 0.335 | 22 | 358 | 39 |  | Fixed | Roof
NJSTRE1545204389 |  | Transition Incentive Program | FRANKLINVILLE | 8322 | 15 | 27.47 | Residential | Yes | Behind the Meter | Net-metered residential rooftop and canopy |  | ACE2 | Vision Solar LLC | AC Electric | Accepted | 2020-06-25 | 2020-06-30 | 2021-06-30 | ENPHASE | IQ7-60-2-US | Inverters | 0.24 |  | 82 |  |  | 0.96 |  | Other | UNDER EACH PANEL
NJSTRE1545204389 |  | Transition Incentive Program | FRANKLINVILLE | 8322 | 15 | 27.47 | Residential | Yes | Behind the Meter | Net-metered residential rooftop and canopy |  | ACE2 | Vision Solar LLC | AC Electric | Accepted | 2020-06-25 | 2020-06-30 | 2021-06-30 | LG SOLAR | LG335N1K-V5 | Solar Panels |  | 0.335 | 2 | 88 | 20 |  | Fixed | Roof
NJSTRE1545204389 |  | Transition Incentive Program | FRANKLINVILLE | 8322 | 15 | 27.47 | Residential | Yes | Behind the Meter | Net-metered residential rooftop and canopy |  | ACE2 | Vision Solar LLC | AC Electric | Accepted | 2020-06-25 | 2020-06-30 | 2021-06-30 | LG SOLAR | LG335N1K-V5 | Solar Panels |  | 0.335 | 4 | 88 | 20 |  | Fixed | Roof
NJSTRE1545204389 |  | Transition Incentive Program | FRANKLINVILLE | 8322 | 15 | 27.47 | Residential | Yes | Behind the Meter | Net-metered residential rooftop and canopy |  | ACE2 | Vision Solar LLC | AC Electric | Accepted | 2020-06-25 | 2020-06-30 | 2021-06-30 | LG SOLAR | LG335N1K-V5 | Solar Panels |  | 0.335 | 2 | 268 | 20 |  | Fixed | Roof
NJSTRE1545204389 |  | Transition Incentive Program | FRANKLINVILLE | 8322 | 15 | 27.47 | Residential | Yes | Behind the Meter | Net-metered residential rooftop and canopy |  | ACE2 | Vision Solar LLC | AC Electric | Accepted | 2020-06-25 | 2020-06-30 | 2021-06-30 | LG SOLAR | LG335N1K-V5 | Solar Panels |  | 0.335 | 20 | 88 | 10 |  | Fixed | Roof
NJSTRE1545204389 |  | Transition Incentive Program | FRANKLINVILLE | 8322 | 15 | 27.47 | Residential | Yes | Behind the Meter | Net-metered residential rooftop and canopy |  | ACE2 | Vision Solar LLC | AC Electric | Accepted | 2020-06-25 | 2020-06-30 | 2021-06-30 | LG SOLAR | LG335N1K-V5 | Solar Panels |  | 0.335 | 6 | 178 | 39 |  | Fixed | Roof
NJSTRE1545204395 |  | Transition Incentive Program | Chesterfield | 8515 | 13 | 10.37 | Residential | Yes | Behind the Meter | Net-metered residential rooftop and canopy |  | None | Sunrun, Inc. | PSE&G | Accepted | 2020-06-25 | 2020-06-30 | 2021-06-30 | LONGi Green Energy Technology Co Ltd | LR6-60HPB-305M | Solar Panels |  | 0.305 | 12 | 272 | 40 |  | Fixed | Roof
NJSTRE1545204395 |  | Transition Incentive Program | Chesterfield | 8515 | 13 | 10.37 | Residential | Yes | Behind the Meter | Net-metered residential rooftop and canopy |  | None | Sunrun, Inc. | PSE&G | Accepted | 2020-06-25 | 2020-06-30 | 2021-06-30 | LONGi Green Energy Technology Co Ltd | LR6-60HPB-305M | Solar Panels |  | 0.305 | 12 | 92 | 40 |  | Fixed | Roof
NJSTRE1545204395 |  | Transition Incentive Program | Chesterfield | 8515 | 13 | 10.37 | Residential | Yes | Behind the Meter | Net-metered residential rooftop and canopy |  | None | Sunrun, Inc. | PSE&G | Accepted | 2020-06-25 | 2020-06-30 | 2021-06-30 | LONGi Green Energy Technology Co Ltd | LR6-60HPB-305M | Solar Panels |  | 0.305 | 10 | 272 | 27 |  | Fixed | Roof
NJSTRE1545204395 |  | Transition Incentive Program | Chesterfield | 8515 | 13 | 10.37 | Residential | Yes | Behind the Meter | Net-metered residential rooftop and canopy |  | None | Sunrun, Inc. | PSE&G | Accepted | 2020-06-25 | 2020-06-30 | 2021-06-30 | Enphase Energy | IQ7-60-x-US | Inverters | 240 |  | 34 |  |  | 0.98 |  | Outdoor | roof
NJSTRE1545204462 |  | Transition Incentive Program | Somers Point | 8244 | 19 | 3.74 | Residential | Yes | Behind the Meter | Net-metered residential rooftop and canopy |  | None | Trinity Solar | AC Electric | Accepted | 2020-06-25 | 2020-06-30 | 2021-06-30 | Hanwha | Q.PEAK DUO BLK-G6 340 | Solar Panels |  | 0.34 | 3 | 206 | 37 |  | Fixed | Roof
NJSTRE1545204462 |  | Transition Incentive Program | Somers Point | 8244 | 19 | 3.74 | Residential | Yes | Behind the Meter | Net-metered residential rooftop and canopy |  | None | Trinity Solar | AC Electric | Accepted | 2020-06-25 | 2020-06-30 | 2021-06-30 | Hanwha | Q.PEAK DUO BLK-G6 340 | Solar Panels |  | 0.34 | 8 | 206 | 5 |  | Fixed | Roof
NJSTRE1545204462 |  | Transition Incentive Program | Somers Point | 8244 | 19 | 3.74 | Residential | Yes | Behind the Meter | Net-metered residential rooftop and canopy |  | None | Trinity Solar | AC Electric | Accepted | 2020-06-25 | 2020-06-30 | 2021-06-30 | Solar Edge | SE3000 | Inverters | 3000 |  | 1 |  |  | 0.97 |  | Outside | side of home
NJSTRE1545205008 |  | Transition Incentive Program | Monmouth Junction | 8852 | 11 | 8.5 | Residential | No | Behind the Meter | Net-metered residential ground mount |  | None | Evoke Solar, Inc | PSE&G | Accepted | 2020-06-25 | 2020-06-30 | 2021-06-30 | SunPower | SPR-E20-327 | Solar Panels |  | 0.327 | 26 | 180 | 26 |  | Fixed | Ground
NJSTRE1545205008 |  | Transition Incentive Program | Monmouth Junction | 8852 | 11 | 8.5 | Residential | No | Behind the Meter | Net-metered residential ground mount |  | None | Evoke Solar, Inc | PSE&G | Accepted | 2020-06-25 | 2020-06-30 | 2021-06-30 | SunPower | Type E | Inverters | 320 |  | 26 |  |  | 0.975 |  | Outside | back of each panel
NJSTRE1545205584 |  | Transition Incentive Program | PALMYRA | 8065 | 13 | 13.86 | Residential | No | Behind the Meter | Net-metered residential rooftop and canopy |  | None | Infinity Solar Systems | PSE&G | Accepted | 2020-06-25 | 2020-06-30 | 2021-06-30 | HANWHA | Q.PEAK DUO BLK-G5 315 | Solar Panels |  | 0.315 | 20 | 200 | 20 |  | Fixed | Roof
NJSTRE1545205584 |  | Transition Incentive Program | PALMYRA | 8065 | 13 | 13.86 | Residential | No | Behind the Meter | Net-metered residential rooftop and canopy |  | None | Infinity Solar Systems | PSE&G | Accepted | 2020-06-25 | 2020-06-30 | 2021-06-30 | ENPHASE | IQ7-60-X-US | Inverters | 240 |  | 44 |  |  | 0.97 |  | Outside | MICROINVERTERS
NJSTRE1545205584 |  | Transition Incentive Program | PALMYRA | 8065 | 13 | 13.86 | Residential | No | Behind the Meter | Net-metered residential rooftop and canopy |  | None | Infinity Solar Systems | PSE&G | Accepted | 2020-06-25 | 2020-06-30 | 2021-06-30 | HANWHA | Q.PEAK DUO BLK-G5 315 | Solar Panels |  | 0.315 | 24 | 20 | 20 |  | Fixed | Roof
NJSTRE1545206528 |  | Transition Incentive Program | Nutley | 7110 | 9 | 8.04 | Residential | Yes | Behind the Meter | Net-metered residential rooftop and canopy |  | None | Pro Custom Solar dba Momentum Solar | PSE&G | Accepted | 2020-06-25 | 2020-06-30 | 2021-06-30 | HANWHA | Q.PEAK DUO BLK G6+ 335 | Solar Panels |  | 0.335 | 9 | 301 | 22 |  | Fixed | Roof
NJSTRE1545206528 |  | Transition Incentive Program | Nutley | 7110 | 9 | 8.04 | Residential | Yes | Behind the Meter | Net-metered residential rooftop and canopy |  | None | Pro Custom Solar dba Momentum Solar | PSE&G | Accepted | 2020-06-25 | 2020-06-30 | 2021-06-30 | HANWHA | Q.PEAK DUO BLK G6+ 335 | Solar Panels |  | 0.335 | 9 | 211 | 30 |  | Fixed | Roof
NJSTRE1545206528 |  | Transition Incentive Program | Nutley | 7110 | 9 | 8.04 | Residential | Yes | Behind the Meter | Net-metered residential rooftop and canopy |  | None | Pro Custom Solar dba Momentum Solar | PSE&G | Accepted | 2020-06-25 | 2020-06-30 | 2021-06-30 | HANWHA | Q.PEAK DUO BLK G6+ 335 | Solar Panels |  | 0.335 | 6 | 121 | 24 |  | Fixed | Roof
NJSTRE1545206528 |  | Transition Incentive Program | Nutley | 7110 | 9 | 8.04 | Residential | Yes | Behind the Meter | Net-metered residential rooftop and canopy |  | None | Pro Custom Solar dba Momentum Solar | PSE&G | Accepted | 2020-06-25 | 2020-06-30 | 2021-06-30 | Enphase | IQ7-60-2-US | Inverters | 240 |  | 24 |  |  | 0.97 |  | Outdoor | Roof
NJSTRE1545206537 |  | Transition Incentive Program | JERSEY CITY | 7305 | 8 | 9.05 | Residential | Yes | Behind the Meter | Net-metered residential rooftop and canopy |  | PSEG | Vision Solar LLC | PSE&G | Accepted | 2020-06-25 | 2020-06-30 | 2021-06-30 | LG SOLAR | LG335N1K-V5 | Solar Panels |  | 0.335 | 7 | 28 | 77 |  | Fixed | Roof
NJSTRE1545206537 |  | Transition Incentive Program | JERSEY CITY | 7305 | 8 | 9.05 | Residential | Yes | Behind the Meter | Net-metered residential rooftop and canopy |  | PSEG | Vision Solar LLC | PSE&G | Accepted | 2020-06-25 | 2020-06-30 | 2021-06-30 | LG SOLAR | LG335N1K-V5 | Solar Panels |  | 0.335 | 20 | 228 | 44 |  | Fixed | Roof
NJSTRE1545206537 |  | Transition Incentive Program | JERSEY CITY | 7305 | 8 | 9.05 | Residential | Yes | Behind the Meter | Net-metered residential rooftop and canopy |  | PSEG | Vision Solar LLC | PSE&G | Accepted | 2020-06-25 | 2020-06-30 | 2021-06-30 | ENPHASE | IQ7-60-2-US | Inverters | 0.24 |  | 27 |  |  | 0.96 |  | Other | UNDER EACH PANEL
NJSTRE1545206565 |  | Transition Incentive Program | Port Republic | 8241 | 19 | 6.46 | Residential | Yes | Behind the Meter | Net-metered residential rooftop and canopy |  | None | Trinity Solar | AC Electric | Accepted | 2020-06-25 | 2020-06-30 | 2021-06-30 | Hanwha | Q.PEAK DUO BLK-G6 340 | Solar Panels |  | 0.34 | 6 | 141 | 45 |  | Fixed | Roof
NJSTRE1545206565 |  | Transition Incentive Program | Port Republic | 8241 | 19 | 6.46 | Residential | Yes | Behind the Meter | Net-metered residential rooftop and canopy |  | None | Trinity Solar | AC Electric | Accepted | 2020-06-25 | 2020-06-30 | 2021-06-30 | Solar Edge | SE5000 | Inverters | 5000 |  | 1 |  |  | 0.97 |  | Outside | side of home
NJSTRE1545206565 |  | Transition Incentive Program | Port Republic | 8241 | 19 | 6.46 | Residential | Yes | Behind the Meter | Net-metered residential rooftop and canopy |  | None | Trinity Solar | AC Electric | Accepted | 2020-06-25 | 2020-06-30 | 2021-06-30 | Hanwha | Q.PEAK DUO BLK-G6 340 | Solar Panels |  | 0.34 | 13 | 141 | 27 |  | Fixed | Roof
NJSTRE1545206598 |  | Transition Incentive Program | Princeton | 8540 | 12 | 19.08 | Residential | No | Behind the Meter | Net-metered residential rooftop and canopy |  | None | Green Power Energy | PSE&G | Accepted | 2020-06-25 | 2020-07-01 | 2021-07-01 | LG Electronics | LG360Q1C-V5 | Solar Panels |  | 0.36 | 8 | 117 | 34 |  | Fixed | Roof
NJSTRE1545206598 |  | Transition Incentive Program | Princeton | 8540 | 12 | 19.08 | Residential | No | Behind the Meter | Net-metered residential rooftop and canopy |  | None | Green Power Energy | PSE&G | Accepted | 2020-06-25 | 2020-07-01 | 2021-07-01 | LG Electronics | LG360Q1C-V5 | Solar Panels |  | 0.36 | 8 | 117 | 34 |  | Fixed | Roof
NJSTRE1545206598 |  | Transition Incentive Program | Princeton | 8540 | 12 | 19.08 | Residential | No | Behind the Meter | Net-metered residential rooftop and canopy |  | None | Green Power Energy | PSE&G | Accepted | 2020-06-25 | 2020-07-01 | 2021-07-01 | LG Electronics | LG360Q1C-V5 | Solar Panels |  | 0.36 | 5 | 117 | 27 |  | Fixed | Roof
NJSTRE1545206598 |  | Transition Incentive Program | Princeton | 8540 | 12 | 19.08 | Residential | No | Behind the Meter | Net-metered residential rooftop and canopy |  | None | Green Power Energy | PSE&G | Accepted | 2020-06-25 | 2020-07-01 | 2021-07-01 | Solar Edge | SE10000H-US | Inverters | 10000 |  | 1 |  |  | 0.97 |  | Outside | next to meter
NJSTRE1545206598 |  | Transition Incentive Program | Princeton | 8540 | 12 | 19.08 | Residential | No | Behind the Meter | Net-metered residential rooftop and canopy |  | None | Green Power Energy | PSE&G | Accepted | 2020-06-25 | 2020-07-01 | 2021-07-01 | LG Electronics | LG360Q1C-V5 | Solar Panels |  | 0.36 | 8 | 208 | 23 |  | Fixed | Roof
NJSTRE1545206598 |  | Transition Incentive Program | Princeton | 8540 | 12 | 19.08 | Residential | No | Behind the Meter | Net-metered residential rooftop and canopy |  | None | Green Power Energy | PSE&G | Accepted | 2020-06-25 | 2020-07-01 | 2021-07-01 | LG Electronics | LG360Q1C-V5 | Solar Panels |  | 0.36 | 24 | 209 | 30 |  | Fixed | Roof
NJSTRE1545206598 |  | Transition Incentive Program | Princeton | 8540 | 12 | 19.08 | Residential | No | Behind the Meter | Net-metered residential rooftop and canopy |  | None | Green Power Energy | PSE&G | Accepted | 2020-06-25 | 2020-07-01 | 2021-07-01 | Solar Edge | SE7600H-US | Inverters | 7600 |  | 1 |  |  | 0.97 |  | Outside | next to meter
NJSTRE1545206602 |  | Transition Incentive Program | BELFORD | 7718 | 17 | 2.88 | Residential | Yes | Behind the Meter | Net-metered residential rooftop and canopy |  | None | Vivint Solar Developer, LLC | JCP&L | Accepted | 2020-07-03 | 2020-07-06 | 2021-07-06 | JINKO SOLAR | JKM320M-60HBL | Solar Panels |  | 0.32 | 2 | 110 | 17 |  | Fixed | Roof
NJSTRE1545206602 |  | Transition Incentive Program | BELFORD | 7718 | 17 | 2.88 | Residential | Yes | Behind the Meter | Net-metered residential rooftop and canopy |  | None | Vivint Solar Developer, LLC | JCP&L | Accepted | 2020-07-03 | 2020-07-06 | 2021-07-06 | JINKO SOLAR | JKM320M-60HBL | Solar Panels |  | 0.32 | 7 | 110 | 19 |  | Fixed | Roof
NJSTRE1545206602 |  | Transition Incentive Program | BELFORD | 7718 | 17 | 2.88 | Residential | Yes | Behind the Meter | Net-metered residential rooftop and canopy |  | None | Vivint Solar Developer, LLC | JCP&L | Accepted | 2020-07-03 | 2020-07-06 | 2021-07-06 | Solar Edge | SE3800H-US | Inverters | 3800 |  | 1 |  |  | 0.992 |  | Outdoor | Near the Utility Meter
NJSTRE1545206623 |  | Transition Incentive Program | Bloomfield | 7003 | 9 | 7.71 | Residential | Yes | Behind the Meter | Net-metered residential rooftop and canopy |  | None | Pro Custom Solar dba Momentum Solar | PSE&G | Accepted | 2020-06-25 | 2020-07-01 | 2021-07-01 | HANWHA | Q.PEAK DUO BLK-G6+ 335 | Solar Panels |  | 0.335 | 12 | 170 | 34 |  | Fixed | Roof
NJSTRE1545206623 |  | Transition Incentive Program | Bloomfield | 7003 | 9 | 7.71 | Residential | Yes | Behind the Meter | Net-metered residential rooftop and canopy |  | None | Pro Custom Solar dba Momentum Solar | PSE&G | Accepted | 2020-06-25 | 2020-07-01 | 2021-07-01 | HANWHA | Q.PEAK DUO BLK-G6+ 335 | Solar Panels |  | 0.335 | 11 | 350 | 34 |  | Fixed | Roof
NJSTRE1545206623 |  | Transition Incentive Program | Bloomfield | 7003 | 9 | 7.71 | Residential | Yes | Behind the Meter | Net-metered residential rooftop and canopy |  | None | Pro Custom Solar dba Momentum Solar | PSE&G | Accepted | 2020-06-25 | 2020-07-01 | 2021-07-01 | ENPHASE | IQ7-60-2-US | Inverters | 240 |  | 23 |  |  | 0.97 |  | Outdoor | Roof
NJSTRE1545206639 |  | Transition Incentive Program | N BRUNSWICK | 8902 | 11 | 2.6 | Residential | Yes | Behind the Meter | Net-metered residential rooftop and canopy |  | None | Vivint Solar Developer, LLC | PSE&G | Accepted | 2020-07-03 | 2020-07-06 | 2021-10-30 | Jinko Solar | JKM325M-60HBL | Solar Panels |  | 0.325 | 6 | 334 | 40 |  | Fixed | Roof
NJSTRE1545206639 |  | Transition Incentive Program | N BRUNSWICK | 8902 | 11 | 2.6 | Residential | Yes | Behind the Meter | Net-metered residential rooftop and canopy |  | None | Vivint Solar Developer, LLC | PSE&G | Accepted | 2020-07-03 | 2020-07-06 | 2021-10-30 | Jinko Solar | JKM325M-60HBL | Solar Panels |  | 0.325 | 2 | 154 | 40 |  | Fixed | Roof
NJSTRE1545206639 |  | Transition Incentive Program | N BRUNSWICK | 8902 | 11 | 2.6 | Residential | Yes | Behind the Meter | Net-metered residential rooftop and canopy |  | None | Vivint Solar Developer, LLC | PSE&G | Accepted | 2020-07-03 | 2020-07-06 | 2021-10-30 | SolarEdge | SE3800H-US | Inverters | 3800 |  | 1 |  |  | 0.992 |  | Outdoor | Near the Utility Meter
NJSTRE1545206683 |  | Transition Incentive Program | BLOOMSBURY | 8804 | 4 | 6.83 | Residential | Yes | Behind the Meter | Net-metered residential rooftop and canopy |  | None | Vivint Solar Developer, LLC | JCP&L | Accepted | 2020-07-03 | 2020-07-06 | 2021-07-06 | Jinko Solar | JKM325M-60HBL | Solar Panels |  | 0.325 | 10 | 154 | 10 |  | Fixed | Roof
NJSTRE1545206683 |  | Transition Incentive Program | BLOOMSBURY | 8804 | 4 | 6.83 | Residential | Yes | Behind the Meter | Net-metered residential rooftop and canopy |  | None | Vivint Solar Developer, LLC | JCP&L | Accepted | 2020-07-03 | 2020-07-06 | 2021-07-06 | Jinko Solar | JKM325M-60HBL | Solar Panels |  | 0.325 | 11 | 154 | 38 |  | Fixed | Roof
NJSTRE1545206683 |  | Transition Incentive Program | BLOOMSBURY | 8804 | 4 | 6.83 | Residential | Yes | Behind the Meter | Net-metered residential rooftop and canopy |  | None | Vivint Solar Developer, LLC | JCP&L | Accepted | 2020-07-03 | 2020-07-06 | 2021-07-06 | Solar Edge | SE7600H-US | Inverters | 7600 |  | 1 |  |  | 0.992 |  | Outdoor | Near the Utility Meter
NJSTRE1545206860 |  | Transition Incentive Program | Wood-Ridge | 7075 | 7 | 11.34 | Residential | No | Behind the Meter | Net-metered residential rooftop and canopy |  | None | Tesla Energy Operations Inc. | PSE&G | Accepted | 2020-06-25 | 2020-07-01 | 2021-07-01 | SolarEdge Technologies | SE10000H-US [240V] | Inverters | 10000 |  | 1 |  |  | 0.99 |  | Outside | Outside
NJSTRE1545206860 |  | Transition Incentive Program | Wood-Ridge | 7075 | 7 | 11.34 | Residential | No | Behind the Meter | Net-metered residential rooftop and canopy |  | None | Tesla Energy Operations Inc. | PSE&G | Accepted | 2020-06-25 | 2020-07-01 | 2021-07-01 | Hanwha Q CELLS | Q.PEAK DUO BLK-G5/SC315 | Solar Panels |  | 0.315 | 18 | 217 | 43 |  | Fixed | Roof
NJSTRE1545206860 |  | Transition Incentive Program | Wood-Ridge | 7075 | 7 | 11.34 | Residential | No | Behind the Meter | Net-metered residential rooftop and canopy |  | None | Tesla Energy Operations Inc. | PSE&G | Accepted | 2020-06-25 | 2020-07-01 | 2021-07-01 | Hanwha Q CELLS | Q.PEAK DUO BLK-G5/SC315 | Solar Panels |  | 0.315 | 10 | 37 | 43 |  | Fixed | Roof
NJSTRE1545206860 |  | Transition Incentive Program | Wood-Ridge | 7075 | 7 | 11.34 | Residential | No | Behind the Meter | Net-metered residential rooftop and canopy |  | None | Tesla Energy Operations Inc. | PSE&G | Accepted | 2020-06-25 | 2020-07-01 | 2021-07-01 | Hanwha Q CELLS | Q.PEAK DUO BLK-G5/SC315 | Solar Panels |  | 0.315 | 8 | 307 | 27 |  | Fixed | Roof
NJSTRE1545206869 | NJSRRE1543565769 | Transition Incentive Program | Millville | 8332 | 20 | 45.6 | Commercial | No | Behind the Meter | Net-metered non-residential rooftop and canopy |  | None | Kaitanna Solar, LLC | AC Electric | Accepted | 2019-12-18 | 2019-12-23 | 2021-10-30 | Enphase | Envoy | Meters |  |  | 1 |  |  |  | Yes
NJSTRE1545206869 | NJSRRE1543565769 | Transition Incentive Program | Millville | 8332 | 20 | 45.6 | Commercial | No | Behind the Meter | Net-metered non-residential rooftop and canopy |  | None | Kaitanna Solar, LLC | AC Electric | Accepted | 2019-12-18 | 2019-12-23 | 2021-10-30 | Trina Solar | 380 | Solar Panels |  | 0.38 | 120 | 283 | 8 |  | Fixed | Roof
NJSTRE1545206869 | NJSRRE1543565769 | Transition Incentive Program | Millville | 8332 | 20 | 45.6 | Commercial | No | Behind the Meter | Net-metered non-residential rooftop and canopy |  | None | Kaitanna Solar, LLC | AC Electric | Accepted | 2019-12-18 | 2019-12-23 | 2021-10-30 | Enphase | IQ7+ | Inverters | 290 |  | 120 |  |  | 0.97 |  | Outdoor | Under Module
NJSTRE1545206887 | NJSRRE1541851271 | Transition Incentive Program | Ridgewood | 7450 | 7 | 89.25 | Non Profit | Yes | Behind the meter | Net-metered non-residential rooftop and canopy |  | None | Green Energy Construction & Consulting | PSE&G | Accepted | 2019-08-16 | 2019-09-03 | 2021-10-30 | Chint Power Systems | SC20KT | Inverters | 20000 |  | 4 |  |  | 0.95 |  | Outside | next to meter
NJSTRE1545206887 | NJSRRE1541851271 | Transition Incentive Program | Ridgewood | 7450 | 7 | 89.25 | Non Profit | Yes | Behind the meter | Net-metered non-residential rooftop and canopy |  | None | Green Energy Construction & Consulting | PSE&G | Accepted | 2019-08-16 | 2019-09-03 | 2021-10-30 | GCL | GCL M6/72H 375 | Solar Panels |  | 0.375 | 238 | 188 | 10 |  | Fixed | Roof
NJSTRE1545206898 |  | Transition Incentive Program | VINCENTOWN | 8088 | 13 | 13.12 | Residential | Yes | Behind the Meter | Net-metered residential rooftop and canopy |  | None | Vivint Solar Developer, LLC | PSE&G | Accepted | 2020-07-03 | 2020-07-06 | 2021-07-06 | Jinko Solar | JKM320M-60HBL | Solar Panels |  | 0.32 | 8 | 92 | 22 |  | Fixed | Roof
NJSTRE1545206898 |  | Transition Incentive Program | VINCENTOWN | 8088 | 13 | 13.12 | Residential | Yes | Behind the Meter | Net-metered residential rooftop and canopy |  | None | Vivint Solar Developer, LLC | PSE&G | Accepted | 2020-07-03 | 2020-07-06 | 2021-07-06 | Jinko Solar | JKM320M-60HBL | Solar Panels |  | 0.32 | 8 | 92 | 23 |  | Fixed | Roof
NJSTRE1545206898 |  | Transition Incentive Program | VINCENTOWN | 8088 | 13 | 13.12 | Residential | Yes | Behind the Meter | Net-metered residential rooftop and canopy |  | None | Vivint Solar Developer, LLC | PSE&G | Accepted | 2020-07-03 | 2020-07-06 | 2021-07-06 | Jinko Solar | JKM320M-60HBL | Solar Panels |  | 0.32 | 25 | 272 | 23 |  | Fixed | Roof
NJSTRE1545206898 |  | Transition Incentive Program | VINCENTOWN | 8088 | 13 | 13.12 | Residential | Yes | Behind the Meter | Net-metered residential rooftop and canopy |  | None | Vivint Solar Developer, LLC | PSE&G | Accepted | 2020-07-03 | 2020-07-06 | 2021-07-06 | SolarEdge | SE10000H-US | Inverters | 10000 |  | 1 |  |  | 0.992 |  | Outdoor | Near the Utility Meter
NJSTRE1545206945 |  | Transition Incentive Program | Montgomery TWP | 8540 | 12 | 10.58 | Residential | No | Behind the Meter | Net-metered residential rooftop and canopy |  | None | Tesla Energy Operations Inc. | PSE&G | Accepted | 2020-06-25 | 2020-07-01 | 2021-07-01 | Tesla | SR60T1 | Solar Panels |  | 0.05847 | 80 | 192 | 18 |  | Fixed | Roof
NJSTRE1545206945 |  | Transition Incentive Program | Montgomery TWP | 8540 | 12 | 10.58 | Residential | No | Behind the Meter | Net-metered residential rooftop and canopy |  | None | Tesla Energy Operations Inc. | PSE&G | Accepted | 2020-06-25 | 2020-07-01 | 2021-07-01 | Delta Electronics | M8-TL-US [240V] | Inverters | 7680 |  | 1 |  |  | 0.975 |  | Outside | Outside
NJSTRE1545206945 |  | Transition Incentive Program | Montgomery TWP | 8540 | 12 | 10.58 | Residential | No | Behind the Meter | Net-metered residential rooftop and canopy |  | None | Tesla Energy Operations Inc. | PSE&G | Accepted | 2020-06-25 | 2020-07-01 | 2021-07-01 | Delta Electronics | M4-TL-US [240V] | Inverters | 3840 |  | 1 |  |  | 0.975 |  | Outside | Outside
NJSTRE1545206945 |  | Transition Incentive Program | Montgomery TWP | 8540 | 12 | 10.58 | Residential | No | Behind the Meter | Net-metered residential rooftop and canopy |  | None | Tesla Energy Operations Inc. | PSE&G | Accepted | 2020-06-25 | 2020-07-01 | 2021-07-01 | Tesla | SR60T1 | Solar Panels |  | 0.05847 | 85 | 192 | 18 |  | Fixed | Roof
NJSTRE1545206945 |  | Transition Incentive Program | Montgomery TWP | 8540 | 12 | 10.58 | Residential | No | Behind the Meter | Net-metered residential rooftop and canopy |  | None | Tesla Energy Operations Inc. | PSE&G | Accepted | 2020-06-25 | 2020-07-01 | 2021-07-01 | Tesla | SR60T1 | Solar Panels |  | 0.05847 | 16 | 12 | 18 |  | Fixed | Roof
NJSTRE1545206953 |  | Transition Incentive Program | Trenton | 8610 | 12 | 7.37 | Residential | Yes | Behind the Meter | Net-metered residential rooftop and canopy |  | None | Pro Custom Solar dba Momentum Solar | PSE&G | Accepted | 2020-06-25 | 2020-07-01 | 2021-07-01 | HANWHA | Q.PEAK DUO BLK G6+ 335 | Solar Panels |  | 0.335 | 4 | 119 | 27 |  | Fixed | Roof
NJSTRE1545206953 |  | Transition Incentive Program | Trenton | 8610 | 12 | 7.37 | Residential | Yes | Behind the Meter | Net-metered residential rooftop and canopy |  | None | Pro Custom Solar dba Momentum Solar | PSE&G | Accepted | 2020-06-25 | 2020-07-01 | 2021-07-01 | HANWHA | Q.PEAK DUO BLK G6+ 335 | Solar Panels |  | 0.335 | 8 | 28 | 22 |  | Fixed | Roof
NJSTRE1545206953 |  | Transition Incentive Program | Trenton | 8610 | 12 | 7.37 | Residential | Yes | Behind the Meter | Net-metered residential rooftop and canopy |  | None | Pro Custom Solar dba Momentum Solar | PSE&G | Accepted | 2020-06-25 | 2020-07-01 | 2021-07-01 | Enphase | IQ7-60-2-US | Inverters | 240 |  | 22 |  |  | 0.97 |  | Outdoor | Roof
NJSTRE1545206953 |  | Transition Incentive Program | Trenton | 8610 | 12 | 7.37 | Residential | Yes | Behind the Meter | Net-metered residential rooftop and canopy |  | None | Pro Custom Solar dba Momentum Solar | PSE&G | Accepted | 2020-06-25 | 2020-07-01 | 2021-07-01 | HANWHA | Q.PEAK DUO BLK G6+ 335 | Solar Panels |  | 0.335 | 10 | 208 | 22 |  | Fixed | Roof
NJSTRE1545206969 |  | Transition Incentive Program | Irvington | 7111 | 9 | 5.76 | Residential | Yes | Behind the Meter | Net-metered residential rooftop and canopy |  | None | Vivint Solar Developer, LLC | PSE&G | Accepted | 2020-07-03 | 2020-07-06 | 2021-07-06 | Jinko Solar | JKM320M-60HBL | Solar Panels |  | 0.32 | 10 | 104 | 32 |  | Fixed | Roof
NJSTRE1545206969 |  | Transition Incentive Program | Irvington | 7111 | 9 | 5.76 | Residential | Yes | Behind the Meter | Net-metered residential rooftop and canopy |  | None | Vivint Solar Developer, LLC | PSE&G | Accepted | 2020-07-03 | 2020-07-06 | 2021-07-06 | JinkoSolar | JKM320M-60HBL | Solar Panels |  | 0.32 | 4 | 284 | 16 |  | Fixed | Roof
NJSTRE1545206969 |  | Transition Incentive Program | Irvington | 7111 | 9 | 5.76 | Residential | Yes | Behind the Meter | Net-metered residential rooftop and canopy |  | None | Vivint Solar Developer, LLC | PSE&G | Accepted | 2020-07-03 | 2020-07-06 | 2021-07-06 | JinkoSolar | JKM320M-60HBL | Solar Panels |  | 0.32 | 4 | 284 | 32 |  | Fixed | Roof
NJSTRE1545206969 |  | Transition Incentive Program | Irvington | 7111 | 9 | 5.76 | Residential | Yes | Behind the Meter | Net-metered residential rooftop and canopy |  | None | Vivint Solar Developer, LLC | PSE&G | Accepted | 2020-07-03 | 2020-07-06 | 2021-07-06 | SOLAR EDGE | SE3800H-US | Inverters | 3800 |  | 1 |  |  | 0.992 |  | Outdoor | Near the Utility Meter
NJSTRE1545206993 |  | Transition Incentive Program | Washington Township | 8012 | 14 | 7.71 | Residential | No | Behind the Meter | Net-metered residential rooftop and canopy |  | None | Ad Energy | AC Electric | Accepted | 2020-06-25 | 2020-07-01 | 2021-07-01 | SunPower | SPR-X21-335-BLK-E-AC | Solar Panels |  | 0.335 | 11 | 146 | 23 |  | Fixed | Roof
NJSTRE1545206993 |  | Transition Incentive Program | Washington Township | 8012 | 14 | 7.71 | Residential | No | Behind the Meter | Net-metered residential rooftop and canopy |  | None | Ad Energy | AC Electric | Accepted | 2020-06-25 | 2020-07-01 | 2021-07-01 | Enphase Energy | IQ7XS-96-ACM-US | Inverters | 315 |  | 23 |  |  | 0.975 |  | Outdoor | At each panel
NJSTRE1545206993 |  | Transition Incentive Program | Washington Township | 8012 | 14 | 7.71 | Residential | No | Behind the Meter | Net-metered residential rooftop and canopy |  | None | Ad Energy | AC Electric | Accepted | 2020-06-25 | 2020-07-01 | 2021-07-01 | SunPower | SPR-X21-335-BLK-E-AC | Solar Panels |  | 0.335 | 12 | 146 | 25 |  | Fixed | Roof
NJSTRE1545207023 |  | Transition Incentive Program | Willingboro | 8046 | 13 | 5.03 | Residential | Yes | Behind the Meter | Net-metered residential rooftop and canopy |  | None | Pro Custom Solar dba Momentum Solar | PSE&G | Accepted | 2020-06-25 | 2020-07-01 | 2021-07-01 | HANWHA | Q.PEAK DUO BLK G6+ 335 | Solar Panels |  | 0.335 | 3 | 227 | 20 |  | Fixed | Roof
NJSTRE1545207023 |  | Transition Incentive Program | Willingboro | 8046 | 13 | 5.03 | Residential | Yes | Behind the Meter | Net-metered residential rooftop and canopy |  | None | Pro Custom Solar dba Momentum Solar | PSE&G | Accepted | 2020-06-25 | 2020-07-01 | 2021-07-01 | Enphase | IQ7-60-2-US | Inverters | 240 |  | 15 |  |  | 0.97 |  | Outdoor | Roof
NJSTRE1545207023 |  | Transition Incentive Program | Willingboro | 8046 | 13 | 5.03 | Residential | Yes | Behind the Meter | Net-metered residential rooftop and canopy |  | None | Pro Custom Solar dba Momentum Solar | PSE&G | Accepted | 2020-06-25 | 2020-07-01 | 2021-07-01 | HANWHA | Q.PEAK DUO BLK G6+ 335 | Solar Panels |  | 0.335 | 12 | 227 | 37 |  | Fixed | Roof
NJSTRE1545207038 |  | Transition Incentive Program | Del Haven | 8251 | 21 | 6.4 | Residential | Yes | Behind the Meter | Net-metered residential rooftop and canopy |  | None | All Season Solar | AC Electric | Accepted | 2020-06-25 | 2020-07-01 | 2021-07-01 | Trina | TSMDD06M.05II | Solar Panels |  | 0.32 | 20 | 213 | 18 |  | Fixed | Roof
NJSTRE1545207038 |  | Transition Incentive Program | Del Haven | 8251 | 21 | 6.4 | Residential | Yes | Behind the Meter | Net-metered residential rooftop and canopy |  | None | All Season Solar | AC Electric | Accepted | 2020-06-25 | 2020-07-01 | 2021-07-01 | Enphase | IQ7 | Inverters | 240 |  | 20 |  |  | 0.97 |  | Outdoor | under module
NJSTRE1545211596 | NJSRRE1541851248 | Transition Incentive Program | Lyndhurst | 7071 | 7 | 75 | School Other | Yes | Behind the meter | Net-metered non-residential rooftop and canopy |  | None | Green Energy Construction & Consulting | PSE&G | Accepted | 2019-08-16 | 2019-09-03 | 2021-10-30 | Chint Power Systems | SCA20KTL | Inverters | 20000 |  | 3 |  |  | 0.95 |  | Outdoor | Next to Meter
NJSTRE1545211596 | NJSRRE1541851248 | Transition Incentive Program | Lyndhurst | 7071 | 7 | 75 | School Other | Yes | Behind the meter | Net-metered non-residential rooftop and canopy |  | None | Green Energy Construction & Consulting | PSE&G | Accepted | 2019-08-16 | 2019-09-03 | 2021-10-30 | GCL | GCLM6/72H 375 | Solar Panels |  | 0.375 | 200 | 217 | 10 |  | Fixed | Roof
NJSTRE1545211599 | NJSRRE1541851319 | Transition Incentive Program | Elmwood Park | 7407 | 7 | 142.5 | Non Profit | Yes | Behind the meter | Net-metered non-residential rooftop and canopy |  | None | Green Energy Construction & Consulting | PSE&G | Accepted | 2019-08-16 | 2019-09-03 | 2021-10-30 | Chint Power Systems | SCA60KTl | Inverters | 60000 |  | 2 |  |  | 0.95 |  | Outside | Next to Meter
NJSTRE1545211599 | NJSRRE1541851319 | Transition Incentive Program | Elmwood Park | 7407 | 7 | 142.5 | Non Profit | Yes | Behind the meter | Net-metered non-residential rooftop and canopy |  | None | Green Energy Construction & Consulting | PSE&G | Accepted | 2019-08-16 | 2019-09-03 | 2021-10-30 | GCL | GCL-M6/72H 375W | Solar Panels |  | 0.375 | 380 | 192 | 10 |  | Fixed | Roof
NJSTRE1545211634 |  | Transition Incentive Program | Glendora | 8029 | 14 | 5.1 | Residential | Yes | Behind the Meter | Net-metered residential rooftop and canopy |  | None | Trinity Solar | PSE&G | Accepted | 2020-06-26 | 2020-07-01 | 2021-07-01 | HANWHA | Q.PEAK DUO BLK-G6 340 | Solar Panels |  | 0.34 | 6 | 256 | 23 |  | Fixed | Roof
NJSTRE1545211634 |  | Transition Incentive Program | Glendora | 8029 | 14 | 5.1 | Residential | Yes | Behind the Meter | Net-metered residential rooftop and canopy |  | None | Trinity Solar | PSE&G | Accepted | 2020-06-26 | 2020-07-01 | 2021-07-01 | SOLAR EDGE | SE3800H-US | Inverters | 3800 |  | 1 |  |  | 0.97 |  | Outside | SIDE OF HOME
NJSTRE1545211634 |  | Transition Incentive Program | Glendora | 8029 | 14 | 5.1 | Residential | Yes | Behind the Meter | Net-metered residential rooftop and canopy |  | None | Trinity Solar | PSE&G | Accepted | 2020-06-26 | 2020-07-01 | 2021-07-01 | HANWHA | Q.PEAK DUO BLK-G6 340 | Solar Panels |  | 0.34 | 4 | 256 | 23 |  | Fixed | Roof
NJSTRE1545211634 |  | Transition Incentive Program | Glendora | 8029 | 14 | 5.1 | Residential | Yes | Behind the Meter | Net-metered residential rooftop and canopy |  | None | Trinity Solar | PSE&G | Accepted | 2020-06-26 | 2020-07-01 | 2021-07-01 | HANWHA | Q.PEAK DUO BLK-G6 340 | Solar Panels |  | 0.34 | 5 | 166 | 23 |  | Fixed | Roof
NJSTRE1545211680 |  | Transition Incentive Program | RIO GRANDE | 8242 | 21 | 5.1 | Residential | No | Behind the Meter | Net-metered residential rooftop and canopy |  | None | Trinity Solar | AC Electric | Accepted | 2020-06-26 | 2020-07-01 | 2021-07-01 | HANWHA | Q.PEAK DUO BLK-G6 340 | Solar Panels |  | 0.34 | 15 | 186 | 29 |  | Fixed | Roof
NJSTRE1545211680 |  | Transition Incentive Program | RIO GRANDE | 8242 | 21 | 5.1 | Residential | No | Behind the Meter | Net-metered residential rooftop and canopy |  | None | Trinity Solar | AC Electric | Accepted | 2020-06-26 | 2020-07-01 | 2021-07-01 | Solar Edge | SE3800H-US000BNC4 | Inverters | 3800 |  | 1 |  |  | 0.97 |  | Outdoor | side of home
NJSTRE1545211686 |  | Transition Incentive Program | Sicklerville | 8081 | 14 | 7.15 | Residential | Yes | Behind the Meter | Net-metered residential rooftop and canopy |  | None | Vivint Solar Developer, LLC | AC Electric | Accepted | 2020-07-06 | 2020-07-07 | 2021-07-07 | JinkoSolar | JKM325M-60HBL | Solar Panels |  | 0.325 | 8 | 97 | 32 |  | Fixed | Roof
NJSTRE1545211686 |  | Transition Incentive Program | Sicklerville | 8081 | 14 | 7.15 | Residential | Yes | Behind the Meter | Net-metered residential rooftop and canopy |  | None | Vivint Solar Developer, LLC | AC Electric | Accepted | 2020-07-06 | 2020-07-07 | 2021-07-07 | JinkoSolar | JKM325M-60HBL | Solar Panels |  | 0.325 | 10 | 277 | 32 |  | Fixed | Roof
NJSTRE1545211686 |  | Transition Incentive Program | Sicklerville | 8081 | 14 | 7.15 | Residential | Yes | Behind the Meter | Net-metered residential rooftop and canopy |  | None | Vivint Solar Developer, LLC | AC Electric | Accepted | 2020-07-06 | 2020-07-07 | 2021-07-07 | Jinko Solar | JKM325M-60HBL | Solar Panels |  | 0.325 | 4 | 97 | 32 |  | Fixed | Roof
NJSTRE1545211686 |  | Transition Incentive Program | Sicklerville | 8081 | 14 | 7.15 | Residential | Yes | Behind the Meter | Net-metered residential rooftop and canopy |  | None | Vivint Solar Developer, LLC | AC Electric | Accepted | 2020-07-06 | 2020-07-07 | 2021-07-07 | Solar Edge | SE7600H-US | Inverters | 7600 |  | 1 |  |  | 0.992 |  | Outdoor | Near the Utility Meter
NJSTRE1545211689 |  | Transition Incentive Program | Sewell | 8080 | 15 | 17.42 | Residential | Yes | Behind the Meter | Net-metered residential rooftop and canopy |  | None | Trinity Solar | AC Electric | Accepted | 2020-06-26 | 2020-07-01 | 2021-07-01 | Hanwha | Q.PEAK DUO BLK-G6 335 | Solar Panels |  | 0.335 | 13 | 98 | 37 |  | Fixed | Roof
NJSTRE1545211689 |  | Transition Incentive Program | Sewell | 8080 | 15 | 17.42 | Residential | Yes | Behind the Meter | Net-metered residential rooftop and canopy |  | None | Trinity Solar | AC Electric | Accepted | 2020-06-26 | 2020-07-01 | 2021-07-01 | Hanwha | Q.PEAK DUO BLK-G6 335 | Solar Panels |  | 0.335 | 16 | 278 | 18 |  | Fixed | Roof
NJSTRE1545211689 |  | Transition Incentive Program | Sewell | 8080 | 15 | 17.42 | Residential | Yes | Behind the Meter | Net-metered residential rooftop and canopy |  | None | Trinity Solar | AC Electric | Accepted | 2020-06-26 | 2020-07-01 | 2021-07-01 | Solar Edge | SE10000 | Inverters | 10000 |  | 1 |  |  | 0.97 |  | Outside | side of home
NJSTRE1545211689 |  | Transition Incentive Program | Sewell | 8080 | 15 | 17.42 | Residential | Yes | Behind the Meter | Net-metered residential rooftop and canopy |  | None | Trinity Solar | AC Electric | Accepted | 2020-06-26 | 2020-07-01 | 2021-07-01 | Solar Edge | SE3000 | Inverters | 3000 |  | 1 |  |  | 0.97 |  | Outside | side of home
NJSTRE1545211689 |  | Transition Incentive Program | Sewell | 8080 | 15 | 17.42 | Residential | Yes | Behind the Meter | Net-metered residential rooftop and canopy |  | None | Trinity Solar | AC Electric | Accepted | 2020-06-26 | 2020-07-01 | 2021-07-01 | Hanwha | Q.PEAK DUO BLK-G6 335 | Solar Panels |  | 0.335 | 9 | 98 | 18 |  | Fixed | Roof
NJSTRE1545211689 |  | Transition Incentive Program | Sewell | 8080 | 15 | 17.42 | Residential | Yes | Behind the Meter | Net-metered residential rooftop and canopy |  | None | Trinity Solar | AC Electric | Accepted | 2020-06-26 | 2020-07-01 | 2021-07-01 | Hanwha | Q.PEAK DUO BLK-G6 335 | Solar Panels |  | 0.335 | 14 | 98 | 18 |  | Fixed | Roof
NJSTRE1545211740 |  | Transition Incentive Program | Vineland | 8361 | 20 | 6.7 | Residential | Yes | Behind the Meter | Net-metered residential rooftop and canopy |  | None | Vision Solar LLC | Vineland Muni Electric | Accepted | 2020-06-26 | 2020-07-01 | 2021-07-01 | LG SOLAR | LG335N1K-V5 | Solar Panels |  | 0.335 | 10 | 274 | 20 |  | Fixed | Roof
NJSTRE1545211740 |  | Transition Incentive Program | Vineland | 8361 | 20 | 6.7 | Residential | Yes | Behind the Meter | Net-metered residential rooftop and canopy |  | None | Vision Solar LLC | Vineland Muni Electric | Accepted | 2020-06-26 | 2020-07-01 | 2021-07-01 | LG SOALR | LG335N1K-V5 | Solar Panels |  | 0.335 | 10 | 94 | 20 |  | Fixed | Roof
NJSTRE1545214538 |  | Transition Incentive Program | Bridgeton | 8302 | 20 | 9.6 | Residential | No | Behind the Meter | Net-metered residential rooftop and canopy |  | None | Steve Whitman LLC | AC Electric | Accepted | 2020-06-26 | 2020-07-01 | 2021-07-01 | SolarEdge | SE7600H-US | Inverters | 7600 |  | 1 |  |  | 0.99 |  | Outside | within ten feet of meter
NJSTRE1545214538 |  | Transition Incentive Program | Bridgeton | 8302 | 20 | 9.6 | Residential | No | Behind the Meter | Net-metered residential rooftop and canopy |  | None | Steve Whitman LLC | AC Electric | Accepted | 2020-06-26 | 2020-07-01 | 2021-07-01 | Hanwha Q-Cells | Q.PEAK DUO-G5 320 | Solar Panels |  | 0.32 | 30 | 179,359,89 | 21 |  | Fixed | Roof
NJSTRE1545217442 |  | Transition Incentive Program | Union Beach | 7735 | 17 | 7.04 | Residential | No | Behind the Meter | Net-metered residential rooftop and canopy |  | None | Steve Whitman LLC | JCP&L | Accepted | 2020-06-26 | 2020-07-01 | 2021-07-01 | SolarEdge | SE5000H-US | Inverters | 5000 |  | 1 |  |  | 0.99 |  | Outside | within ten feet of meter
NJSTRE1545217442 |  | Transition Incentive Program | Union Beach | 7735 | 17 | 7.04 | Residential | No | Behind the Meter | Net-metered residential rooftop and canopy |  | None | Steve Whitman LLC | JCP&L | Accepted | 2020-06-26 | 2020-07-01 | 2021-07-01 | Hanwha Q-Cells | Q.PEAK DUO-G5 320 | Solar Panels |  | 0.32 | 22 | 196,16,106 | 12 |  | Fixed | Roof
NJSTRE1545219038 |  | Transition Incentive Program | Clifton | 7013 | 6 | 4.14 | Residential | No | Behind the Meter | Net-metered residential rooftop and canopy |  | None | Sunrun Installation Services, Inc. | PSE&G | Accepted | 2020-06-26 | 2020-07-01 | 2021-10-30 | LG Electronics | LG345N1C-V5 | Solar Panels |  | 0.345 | 12 | 290 | 18 |  | Fixed | Roof
NJSTRE1545219038 |  | Transition Incentive Program | Clifton | 7013 | 6 | 4.14 | Residential | No | Behind the Meter | Net-metered residential rooftop and canopy |  | None | Sunrun Installation Services, Inc. | PSE&G | Accepted | 2020-06-26 | 2020-07-01 | 2021-10-30 | Delta Electronics | M4-TL-US | Inverters | 4000 |  | 1 |  |  | 0.96 |  | Outdoor | Next To Meter
NJSTRE1545220948 |  | Transition Incentive Program | Cinnaminson | 8077 | 13 | 17.42 | Residential | Yes | Behind the Meter | Net-metered residential rooftop and canopy |  | PSEG | Vision Solar LLC | PSE&G | Accepted | 2020-06-26 | 2020-07-01 | 2021-07-01 | LG Solar | LG335N1K-V5 | Solar Panels |  | 0.335 | 11 | 180 | 20 |  | Fixed | Roof
NJSTRE1545220948 |  | Transition Incentive Program | Cinnaminson | 8077 | 13 | 17.42 | Residential | Yes | Behind the Meter | Net-metered residential rooftop and canopy |  | PSEG | Vision Solar LLC | PSE&G | Accepted | 2020-06-26 | 2020-07-01 | 2021-07-01 | LG Solar | lg335n1k-v5 | Solar Panels |  | 0.335 | 3 | 211 | 20 |  | Fixed | Roof
NJSTRE1545220948 |  | Transition Incentive Program | Cinnaminson | 8077 | 13 | 17.42 | Residential | Yes | Behind the Meter | Net-metered residential rooftop and canopy |  | PSEG | Vision Solar LLC | PSE&G | Accepted | 2020-06-26 | 2020-07-01 | 2021-07-01 | LG Solar | lg335n1k-v5 | Solar Panels |  | 0.335 | 3 | 31 | 20 |  | Fixed | Roof
NJSTRE1545220948 |  | Transition Incentive Program | Cinnaminson | 8077 | 13 | 17.42 | Residential | Yes | Behind the Meter | Net-metered residential rooftop and canopy |  | PSEG | Vision Solar LLC | PSE&G | Accepted | 2020-06-26 | 2020-07-01 | 2021-07-01 | LG Solar | lg335n1k-v5 | Solar Panels |  | 0.335 | 1 | 212 | 10 |  | Fixed | Roof
NJSTRE1545220948 |  | Transition Incentive Program | Cinnaminson | 8077 | 13 | 17.42 | Residential | Yes | Behind the Meter | Net-metered residential rooftop and canopy |  | PSEG | Vision Solar LLC | PSE&G | Accepted | 2020-06-26 | 2020-07-01 | 2021-07-01 | LG Solar | LG335N1K-V5 | Solar Panels |  | 0.335 | 24 | 32 | 20 |  | Fixed | Roof
NJSTRE1545220948 |  | Transition Incentive Program | Cinnaminson | 8077 | 13 | 17.42 | Residential | Yes | Behind the Meter | Net-metered residential rooftop and canopy |  | PSEG | Vision Solar LLC | PSE&G | Accepted | 2020-06-26 | 2020-07-01 | 2021-07-01 | LG Solar | lg335n1k-v5 | Solar Panels |  | 0.335 | 6 | 212 | 19 |  | Fixed | Roof
NJSTRE1545220948 |  | Transition Incentive Program | Cinnaminson | 8077 | 13 | 17.42 | Residential | Yes | Behind the Meter | Net-metered residential rooftop and canopy |  | PSEG | Vision Solar LLC | PSE&G | Accepted | 2020-06-26 | 2020-07-01 | 2021-07-01 | LG Solar | lg335n1k-v5 | Solar Panels |  | 0.335 | 4 | 212 | 10 |  | Fixed | Roof
NJSTRE1545220948 |  | Transition Incentive Program | Cinnaminson | 8077 | 13 | 17.42 | Residential | Yes | Behind the Meter | Net-metered residential rooftop and canopy |  | PSEG | Vision Solar LLC | PSE&G | Accepted | 2020-06-26 | 2020-07-01 | 2021-07-01 | Enphase | IQ7-60-2-US | Inverters | 0.25 |  | 52 |  |  | 0.96 |  | Other | under each panel
NJSTRE1545221217 |  | Transition Incentive Program | Lyndhurst | 7071 | 7 | 5.8 | Residential | Yes | Behind the Meter | Net-metered residential rooftop and canopy |  | None | Sunrun, Inc. | PSE&G | Accepted | 2020-06-26 | 2020-07-08 | 2021-07-08 | LONGi Green Energy Technology Co Ltd | LR6-60HPB-305M | Solar Panels |  | 0.305 | 9 | 306 | 26 |  | Fixed | Roof
NJSTRE1545221217 |  | Transition Incentive Program | Lyndhurst | 7071 | 7 | 5.8 | Residential | Yes | Behind the Meter | Net-metered residential rooftop and canopy |  | None | Sunrun, Inc. | PSE&G | Accepted | 2020-06-26 | 2020-07-08 | 2021-07-08 | LONGi Green Energy Technology Co Ltd | LR6-60HPB-305M | Solar Panels |  | 0.305 | 3 | 215 | 27 |  | Fixed | Roof
NJSTRE1545221217 |  | Transition Incentive Program | Lyndhurst | 7071 | 7 | 5.8 | Residential | Yes | Behind the Meter | Net-metered residential rooftop and canopy |  | None | Sunrun, Inc. | PSE&G | Accepted | 2020-06-26 | 2020-07-08 | 2021-07-08 | Tesla | Powerwall 2 AC | Electric Storage Battery |  |  | 1 |  |  |  | Lithium Ion |  | outside
NJSTRE1545221217 |  | Transition Incentive Program | Lyndhurst | 7071 | 7 | 5.8 | Residential | Yes | Behind the Meter | Net-metered residential rooftop and canopy |  | None | Sunrun, Inc. | PSE&G | Accepted | 2020-06-26 | 2020-07-08 | 2021-07-08 | LONGi Green Energy Technology Co Ltd | LR6-60HPB-305M | Solar Panels |  | 0.305 | 2 | 35 | 27 |  | Fixed | Roof
NJSTRE1545221217 |  | Transition Incentive Program | Lyndhurst | 7071 | 7 | 5.8 | Residential | Yes | Behind the Meter | Net-metered residential rooftop and canopy |  | None | Sunrun, Inc. | PSE&G | Accepted | 2020-06-26 | 2020-07-08 | 2021-07-08 | Enphase Energy | IQ7-60-x-US (240V) | Inverters | 240 |  | 19 |  |  | 0.96 |  | Outdoor | Rooftop
NJSTRE1545221217 |  | Transition Incentive Program | Lyndhurst | 7071 | 7 | 5.8 | Residential | Yes | Behind the Meter | Net-metered residential rooftop and canopy |  | None | Sunrun, Inc. | PSE&G | Accepted | 2020-06-26 | 2020-07-08 | 2021-07-08 | LONGi Green Energy Technology Co Ltd | LR6-60HPB-305M | Solar Panels |  | 0.305 | 5 | 126 | 26 |  | Fixed | Roof
NJSTRE1545221542 |  | Transition Incentive Program | UNION | 7083 | 10 | 5.53 | Residential | Yes | Behind the Meter | Net-metered residential rooftop and canopy |  | None | Vivint Solar Developer, LLC | PSE&G | Accepted | 2020-07-03 | 2020-07-06 | 2021-07-06 | JinkoSolar | JKM325M-60HBL | Solar Panels |  | 0.325 | 7 | 299 | 23 |  | Fixed | Roof
NJSTRE1545221542 |  | Transition Incentive Program | UNION | 7083 | 10 | 5.53 | Residential | Yes | Behind the Meter | Net-metered residential rooftop and canopy |  | None | Vivint Solar Developer, LLC | PSE&G | Accepted | 2020-07-03 | 2020-07-06 | 2021-07-06 | SolarEdge | SE7600H-US | Inverters | 7600 |  | 1 |  |  | 0.992 |  | Outdoor | Near the Utility Meter
NJSTRE1545221542 |  | Transition Incentive Program | UNION | 7083 | 10 | 5.53 | Residential | Yes | Behind the Meter | Net-metered residential rooftop and canopy |  | None | Vivint Solar Developer, LLC | PSE&G | Accepted | 2020-07-03 | 2020-07-06 | 2021-07-06 | JinkoSolar | JKM325M-60HBL | Solar Panels |  | 0.325 | 10 | 29 | 23 |  | Fixed | Roof
NJSTRE1545221625 |  | Transition Incentive Program | Willingboro | 8046 | 13 | 5.49 | Residential | Yes | Behind the Meter | Net-metered residential rooftop and canopy |  | None | Sunrun, Inc. | PSE&G | Accepted | 2020-06-26 | 2020-07-01 | 2021-07-01 | LONGi Green Energy Technology Co Ltd | LR6-60HPB-305M | Solar Panels |  | 0.305 | 9 | 94 | 27 |  | Fixed | Roof
NJSTRE1545221625 |  | Transition Incentive Program | Willingboro | 8046 | 13 | 5.49 | Residential | Yes | Behind the Meter | Net-metered residential rooftop and canopy |  | None | Sunrun, Inc. | PSE&G | Accepted | 2020-06-26 | 2020-07-01 | 2021-07-01 | Delta Electronics | M5-TL-US | Inverters | 5000 |  | 1 |  |  | 0.96 |  | Outdoor | Next To Meter
NJSTRE1545221625 |  | Transition Incentive Program | Willingboro | 8046 | 13 | 5.49 | Residential | Yes | Behind the Meter | Net-metered residential rooftop and canopy |  | None | Sunrun, Inc. | PSE&G | Accepted | 2020-06-26 | 2020-07-01 | 2021-07-01 | LONGi Green Energy Technology Co Ltd | LR6-60HPB-305M | Solar Panels |  | 0.305 | 9 | 274 | 27 |  | Fixed | Roof
NJSTRE1545221652 |  | Transition Incentive Program | Bloomfield | 7003 | 9 | 7.37 | Residential | Yes | Behind the Meter | Net-metered residential rooftop and canopy |  | None | Pro Custom Solar dba Momentum Solar | PSE&G | Accepted | 2020-06-26 | 2020-07-01 | 2021-07-01 | Enphase | IQ7-60-2-US | Inverters | 240 |  | 22 |  |  | 0.97 |  | Outdoor | Roof
NJSTRE1545221652 |  | Transition Incentive Program | Bloomfield | 7003 | 9 | 7.37 | Residential | Yes | Behind the Meter | Net-metered residential rooftop and canopy |  | None | Pro Custom Solar dba Momentum Solar | PSE&G | Accepted | 2020-06-26 | 2020-07-01 | 2021-07-01 | HANWHA | Q.PEAK DUO BLK G6+ 335 | Solar Panels |  | 0.335 | 10 | 45 | 32 |  | Fixed | Roof
NJSTRE1545221652 |  | Transition Incentive Program | Bloomfield | 7003 | 9 | 7.37 | Residential | Yes | Behind the Meter | Net-metered residential rooftop and canopy |  | None | Pro Custom Solar dba Momentum Solar | PSE&G | Accepted | 2020-06-26 | 2020-07-01 | 2021-07-01 | HANWHA | Q.PEAK DUO BLK G6+ 335 | Solar Panels |  | 0.335 | 12 | 225 | 32 |  | Fixed | Roof
NJSTRE1545221700 |  | Transition Incentive Program | Point Pleasant | 8742 | 18 | 8.71 | Residential | Yes | Behind the Meter | Net-metered residential rooftop and canopy |  | JCPL | Vision Solar LLC | JCP&L | Accepted | 2020-06-26 | 2020-07-02 | 2021-07-02 | LG Solar | lg335n1k-v5 | Solar Panels |  | 0.335 | 20 | 90 | 20 |  | Fixed | Roof
NJSTRE1545221700 |  | Transition Incentive Program | Point Pleasant | 8742 | 18 | 8.71 | Residential | Yes | Behind the Meter | Net-metered residential rooftop and canopy |  | JCPL | Vision Solar LLC | JCP&L | Accepted | 2020-06-26 | 2020-07-02 | 2021-07-02 | Enphase | IQ7-60-2-US | Inverters | 0.25 |  | 26 |  |  | 0.96 |  | Other | under each panel
NJSTRE1545221700 |  | Transition Incentive Program | Point Pleasant | 8742 | 18 | 8.71 | Residential | Yes | Behind the Meter | Net-metered residential rooftop and canopy |  | JCPL | Vision Solar LLC | JCP&L | Accepted | 2020-06-26 | 2020-07-02 | 2021-07-02 | LG Solar | lg335n1k-v5 | Solar Panels |  | 0.335 | 6 | 270 | 20 |  | Fixed | Roof
NJSTRE1545221717 | NJSRRE1541621605 | Transition Incentive Program | Hamilton | 8619 | 12 | 880.38 | Commercial | Yes | Behind the meter | Net-metered non-residential rooftop and canopy |  | None | Amergy Solar | PSE&G | Accepted | 2019-07-08 | 2019-07-10 | 2021-10-30 | Trina | TSM365-DD | Solar Panels |  | 0.365 | 2412 | 98 | 23 |  | Fixed | Roof
NJSTRE1545221717 | NJSRRE1541621605 | Transition Incentive Program | Hamilton | 8619 | 12 | 880.38 | Commercial | Yes | Behind the meter | Net-metered non-residential rooftop and canopy |  | None | Amergy Solar | PSE&G | Accepted | 2019-07-08 | 2019-07-10 | 2021-10-30 | ABB | PVS800-MWS | Inverters | 800000 |  | 1 |  |  | 0.97 |  | Outside | Adjacent to utility meter
NJSTRE1545221720 |  | Transition Incentive Program | Linden | 7036 | 10 | 5.7 | Residential | Yes | Behind the Meter | Net-metered residential rooftop and canopy |  | None | Pro Custom Solar dba Momentum Solar | PSE&G | Accepted | 2020-06-26 | 2020-07-02 | 2021-07-02 | HANWHA | Q.PEAK DUO BLK G6+ 335 | Solar Panels |  | 0.335 | 2 | 241 | 34 |  | Fixed | Roof
NJSTRE1545221720 |  | Transition Incentive Program | Linden | 7036 | 10 | 5.7 | Residential | Yes | Behind the Meter | Net-metered residential rooftop and canopy |  | None | Pro Custom Solar dba Momentum Solar | PSE&G | Accepted | 2020-06-26 | 2020-07-02 | 2021-07-02 | Enphase | IQ7-60-2-US | Inverters | 240 |  | 17 |  |  | 0.97 |  | Outdoor | Roof
NJSTRE1545221720 |  | Transition Incentive Program | Linden | 7036 | 10 | 5.7 | Residential | Yes | Behind the Meter | Net-metered residential rooftop and canopy |  | None | Pro Custom Solar dba Momentum Solar | PSE&G | Accepted | 2020-06-26 | 2020-07-02 | 2021-07-02 | HANWHA | Q.PEAK DUO BLK G6+ 335 | Solar Panels |  | 0.335 | 10 | 61 | 39 |  | Fixed | Roof
NJSTRE1545221720 |  | Transition Incentive Program | Linden | 7036 | 10 | 5.7 | Residential | Yes | Behind the Meter | Net-metered residential rooftop and canopy |  | None | Pro Custom Solar dba Momentum Solar | PSE&G | Accepted | 2020-06-26 | 2020-07-02 | 2021-07-02 | HANWHA | Q.PEAK DUO BLK G6+ 335 | Solar Panels |  | 0.335 | 5 | 241 | 39 |  | Fixed | Roof
NJSTRE1545221728 | NJSRRE1544549991 | Transition Incentive Program | North Caldwell | 7006 | 9 | 21.78 | Residential | No | Behind the meter | Net-metered residential rooftop and canopy |  | None | Premier Solar Solutions | PSE&G | Accepted | 2020-02-28 | 2020-03-12 | 2021-10-30 | Canadian Solar | CS1H-330MS | Solar Panels |  | 0.33 | 66 | 175 | 12 |  | Fixed | Roof
NJSTRE1545221728 | NJSRRE1544549991 | Transition Incentive Program | North Caldwell | 7006 | 9 | 21.78 | Residential | No | Behind the meter | Net-metered residential rooftop and canopy |  | None | Premier Solar Solutions | PSE&G | Accepted | 2020-02-28 | 2020-03-12 | 2021-10-30 | SOLAREDGE | SE7600H-US | Inverters | 7600 |  | 1 |  |  | 0.99 |  | Outdoor | North Wall
NJSTRE1545221728 | NJSRRE1544549991 | Transition Incentive Program | North Caldwell | 7006 | 9 | 21.78 | Residential | No | Behind the meter | Net-metered residential rooftop and canopy |  | None | Premier Solar Solutions | PSE&G | Accepted | 2020-02-28 | 2020-03-12 | 2021-10-30 | SOLAREDGE | SE10000H-US | Inverters | 10000 |  | 1 |  |  | 0.99 |  | Outdoor | North wall
NJSTRE1545221773 |  | Transition Incentive Program | Mendham | 7945 | 3 | 12.6 | Residential | No | Behind the Meter | Net-metered residential rooftop and canopy |  | None | Green Power Energy | JCP&L | Accepted | 2020-06-26 | 2020-07-02 | 2021-07-02 | LG Electronics | LG360Q1C-V5 | Solar Panels |  | 0.36 | 6 | 282 | 15 |  | Fixed | Roof
NJSTRE1545221773 |  | Transition Incentive Program | Mendham | 7945 | 3 | 12.6 | Residential | No | Behind the Meter | Net-metered residential rooftop and canopy |  | None | Green Power Energy | JCP&L | Accepted | 2020-06-26 | 2020-07-02 | 2021-07-02 | Solar Edge | SE6000H-US | Inverters | 6000 |  | 2 |  |  | 0.97 |  | Outside | next to meter
NJSTRE1545221773 |  | Transition Incentive Program | Mendham | 7945 | 3 | 12.6 | Residential | No | Behind the Meter | Net-metered residential rooftop and canopy |  | None | Green Power Energy | JCP&L | Accepted | 2020-06-26 | 2020-07-02 | 2021-07-02 | LG Electronics | LG360Q1C-V5 | Solar Panels |  | 0.36 | 16 | 282 | 30 |  | Fixed | Roof
NJSTRE1545221773 |  | Transition Incentive Program | Mendham | 7945 | 3 | 12.6 | Residential | No | Behind the Meter | Net-metered residential rooftop and canopy |  | None | Green Power Energy | JCP&L | Accepted | 2020-06-26 | 2020-07-02 | 2021-07-02 | LG Electronics | LG360Q1C-V5 | Solar Panels |  | 0.36 | 3 | 282 | 15 |  | Fixed | Roof
NJSTRE1545221773 |  | Transition Incentive Program | Mendham | 7945 | 3 | 12.6 | Residential | No | Behind the Meter | Net-metered residential rooftop and canopy |  | None | Green Power Energy | JCP&L | Accepted | 2020-06-26 | 2020-07-02 | 2021-07-02 | LG Electronics | LG360Q1C-V5 | Solar Panels |  | 0.36 | 10 | 282 | 30 |  | Fixed | Roof
NJSTRE1545222034 |  | Transition Incentive Program | Southampton Township | 8088 | 13 | 3.97 | Residential | Yes | Behind the Meter | Net-metered residential rooftop and canopy |  | None | Sunrun, Inc. | PSE&G | Accepted | 2020-06-26 | 2020-07-08 | 2021-07-08 | Tesla | Powerwall 2 AC | Electric Storage Battery |  |  | 1 |  |  |  | Lithium Ion |  | Outside
NJSTRE1545222034 |  | Transition Incentive Program | Southampton Township | 8088 | 13 | 3.97 | Residential | Yes | Behind the Meter | Net-metered residential rooftop and canopy |  | None | Sunrun, Inc. | PSE&G | Accepted | 2020-06-26 | 2020-07-08 | 2021-07-08 | LONGi Green Energy Technology Co Ltd | LR6-60HPB-305M | Solar Panels |  | 0.305 | 13 | 163 | 25 |  | Fixed | Roof
NJSTRE1545222034 |  | Transition Incentive Program | Southampton Township | 8088 | 13 | 3.97 | Residential | Yes | Behind the Meter | Net-metered residential rooftop and canopy |  | None | Sunrun, Inc. | PSE&G | Accepted | 2020-06-26 | 2020-07-08 | 2021-07-08 | Enphase Energy | IQ7-60-x-US (240V) | Inverters | 240 |  | 13 |  |  | 0.96 |  | Outdoor | Rooftop
NJSTRE1545225153 |  | Transition Incentive Program | POMONA | 8240 | 19 | 13.07 | Residential | Yes | Behind the Meter | Net-metered residential rooftop and canopy |  | ACE2 | Vision Solar LLC | AC Electric | Accepted | 2020-06-27 | 2020-07-02 | 2021-07-02 | LG SOLAR | LG335N1K-V5 | Solar Panels |  | 0.335 | 21 | 233 | 20 |  | Fixed | Roof
NJSTRE1545225153 |  | Transition Incentive Program | POMONA | 8240 | 19 | 13.07 | Residential | Yes | Behind the Meter | Net-metered residential rooftop and canopy |  | ACE2 | Vision Solar LLC | AC Electric | Accepted | 2020-06-27 | 2020-07-02 | 2021-07-02 | LG SOLAR | LG335N1K-V5 | Solar Panels |  | 0.335 | 4 | 143 | 20 |  | Fixed | Roof
NJSTRE1545225153 |  | Transition Incentive Program | POMONA | 8240 | 19 | 13.07 | Residential | Yes | Behind the Meter | Net-metered residential rooftop and canopy |  | ACE2 | Vision Solar LLC | AC Electric | Accepted | 2020-06-27 | 2020-07-02 | 2021-07-02 | ENPHASE | IQ7-60-2-US | Inverters | 0.24 |  | 39 |  |  | 0.96 |  | Other | UNDER EACH PANEL
NJSTRE1545225153 |  | Transition Incentive Program | POMONA | 8240 | 19 | 13.07 | Residential | Yes | Behind the Meter | Net-metered residential rooftop and canopy |  | ACE2 | Vision Solar LLC | AC Electric | Accepted | 2020-06-27 | 2020-07-02 | 2021-07-02 | LG SOLAR | LG335N1K-V5 | Solar Panels |  | 0.335 | 14 | 53 | 20 |  | Fixed | Roof
NJSTRE1545225165 |  | Transition Incentive Program | LITTLE EGG HARBOR TWP | 8087 | 18 | 5.76 | Residential | Yes | Behind the Meter | Net-metered residential rooftop and canopy |  | None | Vivint Solar Developer, LLC | AC Electric | Accepted | 2020-07-06 | 2020-07-07 | 2021-07-07 | SOLAREDGE | SE3800H-US000BNC4 | Meters |  |  | 1 |  |  |  | Yes | Outdoor
NJSTRE1545225165 |  | Transition Incentive Program | LITTLE EGG HARBOR TWP | 8087 | 18 | 5.76 | Residential | Yes | Behind the Meter | Net-metered residential rooftop and canopy |  | None | Vivint Solar Developer, LLC | AC Electric | Accepted | 2020-07-06 | 2020-07-07 | 2021-07-07 | Solar Edge | SE3800H-US | Inverters | 3800 |  | 1 |  |  | 0.992 |  | Outdoor | Near the Utility Meter
NJSTRE1545225165 |  | Transition Incentive Program | LITTLE EGG HARBOR TWP | 8087 | 18 | 5.76 | Residential | Yes | Behind the Meter | Net-metered residential rooftop and canopy |  | None | Vivint Solar Developer, LLC | AC Electric | Accepted | 2020-07-06 | 2020-07-07 | 2021-07-07 | JINKO SOLAR | JKM320M-60HBL | Solar Panels |  | 0.32 | 6 | 15 | 20 |  | Fixed | Roof
NJSTRE1545225165 |  | Transition Incentive Program | LITTLE EGG HARBOR TWP | 8087 | 18 | 5.76 | Residential | Yes | Behind the Meter | Net-metered residential rooftop and canopy |  | None | Vivint Solar Developer, LLC | AC Electric | Accepted | 2020-07-06 | 2020-07-07 | 2021-07-07 | JINKO SOLAR | JKM320M-60HBL | Solar Panels |  | 0.32 | 12 | 285 | 14 |  | Fixed | Roof
NJSTRE1545226089 |  | Transition Incentive Program | Monroeville | 8343 | 16 | 9.45 | Residential | No | Behind the Meter | Net-metered residential rooftop and canopy |  | None | Tesla Energy Operations Inc. | AC Electric | Accepted | 2020-06-28 | 2020-07-02 | 2021-07-02 | Tesla | AC Powerwall 2.0 | Electric Storage Battery |  |  | 4 |  |  |  | Lithium Ion |  | Inside
NJSTRE1545226089 |  | Transition Incentive Program | Monroeville | 8343 | 16 | 9.45 | Residential | No | Behind the Meter | Net-metered residential rooftop and canopy |  | None | Tesla Energy Operations Inc. | AC Electric | Accepted | 2020-06-28 | 2020-07-02 | 2021-07-02 | Hanwha Q CELLS | Q.PEAK DUO BLK-G5/SC315 | Solar Panels |  | 0.315 | 3 | 102 | 23 |  | Fixed | Roof
NJSTRE1545226089 |  | Transition Incentive Program | Monroeville | 8343 | 16 | 9.45 | Residential | No | Behind the Meter | Net-metered residential rooftop and canopy |  | None | Tesla Energy Operations Inc. | AC Electric | Accepted | 2020-06-28 | 2020-07-02 | 2021-07-02 | SolarEdge Technologies | SE10000H-US [240V] | Inverters | 10000 |  | 1 |  |  | 0.99 |  | Outside | Outside
NJSTRE1545226089 |  | Transition Incentive Program | Monroeville | 8343 | 16 | 9.45 | Residential | No | Behind the Meter | Net-metered residential rooftop and canopy |  | None | Tesla Energy Operations Inc. | AC Electric | Accepted | 2020-06-28 | 2020-07-02 | 2021-07-02 | Hanwha Q CELLS | Q.PEAK DUO BLK-G5/SC315 | Solar Panels |  | 0.315 | 3 | 68 | 23 |  | Fixed | Roof
NJSTRE1545226089 |  | Transition Incentive Program | Monroeville | 8343 | 16 | 9.45 | Residential | No | Behind the Meter | Net-metered residential rooftop and canopy |  | None | Tesla Energy Operations Inc. | AC Electric | Accepted | 2020-06-28 | 2020-07-02 | 2021-07-02 | Hanwha Q CELLS | Q.PEAK DUO BLK-G5/SC315 | Solar Panels |  | 0.315 | 6 | 192 | 9 |  | Fixed | Roof
NJSTRE1545226089 |  | Transition Incentive Program | Monroeville | 8343 | 16 | 9.45 | Residential | No | Behind the Meter | Net-metered residential rooftop and canopy |  | None | Tesla Energy Operations Inc. | AC Electric | Accepted | 2020-06-28 | 2020-07-02 | 2021-07-02 | Hanwha Q CELLS | Q.PEAK DUO BLK-G5/SC315 | Solar Panels |  | 0.315 | 10 | 192 | 23 |  | Fixed | Roof
NJSTRE1545226089 |  | Transition Incentive Program | Monroeville | 8343 | 16 | 9.45 | Residential | No | Behind the Meter | Net-metered residential rooftop and canopy |  | None | Tesla Energy Operations Inc. | AC Electric | Accepted | 2020-06-28 | 2020-07-02 | 2021-07-02 | Hanwha Q CELLS | Q.PEAK DUO BLK-G5/SC315 | Solar Panels |  | 0.315 | 3 | 12 | 23 |  | Fixed | Roof
NJSTRE1545226089 |  | Transition Incentive Program | Monroeville | 8343 | 16 | 9.45 | Residential | No | Behind the Meter | Net-metered residential rooftop and canopy |  | None | Tesla Energy Operations Inc. | AC Electric | Accepted | 2020-06-28 | 2020-07-02 | 2021-07-02 | Hanwha Q CELLS | Q.PEAK DUO BLK-G5/SC315 | Solar Panels |  | 0.315 | 5 | 248 | 23 |  | Fixed | Roof
NJSTRE1545226100 |  | Transition Incentive Program | Paramus | 7652 | 7 | 7.56 | Residential | No | Behind the Meter | Net-metered residential rooftop and canopy |  | None | Tesla Energy Operations Inc. | PSE&G | Accepted | 2020-06-28 | 2020-07-02 | 2021-07-02 | Hanwha Q CELLS | Q.PEAK DUO BLK-G5/SC315 | Solar Panels |  | 0.315 | 9 | 277 | 23 |  | Fixed | Roof
NJSTRE1545226100 |  | Transition Incentive Program | Paramus | 7652 | 7 | 7.56 | Residential | No | Behind the Meter | Net-metered residential rooftop and canopy |  | None | Tesla Energy Operations Inc. | PSE&G | Accepted | 2020-06-28 | 2020-07-02 | 2021-07-02 | Tesla | AC Powerwall 2.0 | Electric Storage Battery |  |  | 2 |  |  |  | Lithium Ion |  | Inside garage
NJSTRE1545226100 |  | Transition Incentive Program | Paramus | 7652 | 7 | 7.56 | Residential | No | Behind the Meter | Net-metered residential rooftop and canopy |  | None | Tesla Energy Operations Inc. | PSE&G | Accepted | 2020-06-28 | 2020-07-02 | 2021-07-02 | SolarEdge Technologies | SE7600H-US [240V] | Inverters | 7600 |  | 1 |  |  | 0.99 |  | Outside | Outside
NJSTRE1545226100 |  | Transition Incentive Program | Paramus | 7652 | 7 | 7.56 | Residential | No | Behind the Meter | Net-metered residential rooftop and canopy |  | None | Tesla Energy Operations Inc. | PSE&G | Accepted | 2020-06-28 | 2020-07-02 | 2021-07-02 | Hanwha Q CELLS | Q.PEAK DUO BLK-G5/SC315 | Solar Panels |  | 0.315 | 9 | 97 | 23 |  | Fixed | Roof
NJSTRE1545226100 |  | Transition Incentive Program | Paramus | 7652 | 7 | 7.56 | Residential | No | Behind the Meter | Net-metered residential rooftop and canopy |  | None | Tesla Energy Operations Inc. | PSE&G | Accepted | 2020-06-28 | 2020-07-02 | 2021-07-02 | Hanwha Q CELLS | Q.PEAK DUO BLK-G5/SC315 | Solar Panels |  | 0.315 | 6 | 187 | 23 |  | Fixed | Roof
NJSTRE1545227995 |  | Transition Incentive Program | LINDEN | 7036 | 10 | 7.25 | Residential | Yes | Behind the Meter | Net-metered residential rooftop and canopy |  | None | Suntuity Solar LLC | PSE&G | Accepted | 2020-06-29 | 2020-07-02 | 2021-07-02 | Hanwha Solar | Q-Cells 315 Mono | Solar Panels |  | 0.315 | 10 | 219 | 27 |  | Fixed | Roof
NJSTRE1545227995 |  | Transition Incentive Program | LINDEN | 7036 | 10 | 7.25 | Residential | Yes | Behind the Meter | Net-metered residential rooftop and canopy |  | None | Suntuity Solar LLC | PSE&G | Accepted | 2020-06-29 | 2020-07-02 | 2021-07-02 | Hanwha Solar | Q-Cells 315 Mono | Solar Panels |  | 0.315 | 5 | 219 | 21 |  | Fixed | Roof
NJSTRE1545227995 |  | Transition Incentive Program | LINDEN | 7036 | 10 | 7.25 | Residential | Yes | Behind the Meter | Net-metered residential rooftop and canopy |  | None | Suntuity Solar LLC | PSE&G | Accepted | 2020-06-29 | 2020-07-02 | 2021-07-02 | Hanwha Solar | Q-Cells 315 Mono | Solar Panels |  | 0.315 | 8 | 39 | 27 |  | Fixed | Roof
NJSTRE1545227995 |  | Transition Incentive Program | LINDEN | 7036 | 10 | 7.25 | Residential | Yes | Behind the Meter | Net-metered residential rooftop and canopy |  | None | Suntuity Solar LLC | PSE&G | Accepted | 2020-06-29 | 2020-07-02 | 2021-07-02 | Enphase Energy | IQ7-60-2-US | Inverters | 240 |  | 23 |  |  | 0.97 |  | Outdoor | Behind the PV Modules
NJSTRE1545228000 |  | Transition Incentive Program | Clementon | 8021 | 14 | 9.6 | Residential | No | Behind the Meter | Net-metered residential rooftop and canopy |  | None | Steve Whitman LLC | AC Electric | Accepted | 2020-06-29 | 2020-07-06 | 2021-07-06 | SolarEdge | SE7600H-US | Inverters | 7600 |  | 1 |  |  | 0.99 |  | Outside | within ten feet of meter
NJSTRE1545228000 |  | Transition Incentive Program | Clementon | 8021 | 14 | 9.6 | Residential | No | Behind the Meter | Net-metered residential rooftop and canopy |  | None | Steve Whitman LLC | AC Electric | Accepted | 2020-06-29 | 2020-07-06 | 2021-07-06 | Hanwha Q-Cells | Q.PEAK DUO-G5 320 | Solar Panels |  | 0.32 | 30 | 32212 | 20 |  | Fixed | Roof
NJSTRE1545228003 |  | Transition Incentive Program | Hackensack | 7601 | 7 | 5.12 | Residential | No | Behind the Meter | Net-metered residential rooftop and canopy |  | None | Steve Whitman LLC | PSE&G | Accepted | 2020-06-29 | 2020-07-06 | 2021-07-06 | Hanwha Q-Cells | Q.PEAK DUO-G5 320 | Solar Panels |  | 0.32 | 16 | 127 | 28 |  | Fixed | Roof
NJSTRE1545228003 |  | Transition Incentive Program | Hackensack | 7601 | 7 | 5.12 | Residential | No | Behind the Meter | Net-metered residential rooftop and canopy |  | None | Steve Whitman LLC | PSE&G | Accepted | 2020-06-29 | 2020-07-06 | 2021-07-06 | SolarEdge | SE3800H-US | Inverters | 3800 |  | 1 |  |  | 0.99 |  | Outside | within ten feet of meter
NJSTRE1545228019 |  | Transition Incentive Program | Bridgeton | 8302 | 20 | 9.18 | Residential | Yes | Behind the Meter | Net-metered residential rooftop and canopy |  | None | Trinity Solar | AC Electric | Accepted | 2020-06-29 | 2020-07-02 | 2021-07-02 | HANWHA | Q.PEAK DUO BLK-G6 340 | Solar Panels |  | 0.34 | 24 | 174 | 34 |  | Fixed | Roof
NJSTRE1545228019 |  | Transition Incentive Program | Bridgeton | 8302 | 20 | 9.18 | Residential | Yes | Behind the Meter | Net-metered residential rooftop and canopy |  | None | Trinity Solar | AC Electric | Accepted | 2020-06-29 | 2020-07-02 | 2021-07-02 | HANWHA | Q.PEAK DUO BLK-G6 340 | Solar Panels |  | 0.34 | 3 | 264 | 18 |  | Fixed | Roof
NJSTRE1545228019 |  | Transition Incentive Program | Bridgeton | 8302 | 20 | 9.18 | Residential | Yes | Behind the Meter | Net-metered residential rooftop and canopy |  | None | Trinity Solar | AC Electric | Accepted | 2020-06-29 | 2020-07-02 | 2021-07-02 | SOLAR EDGE | SE7600H-US | Inverters | 7600 |  | 1 |  |  | 0.97 |  | Outside | SIDE OF HOME
NJSTRE1545228026 |  | Transition Incentive Program | Sicklerville | 8081 | 14 | 7.14 | Residential | No | Behind the Meter | Net-metered residential rooftop and canopy |  | None | Impact Solar LLC | AC Electric | Accepted | 2020-06-29 | 2020-07-02 | 2021-07-02 | hanwha | Q.PEAKDUO-G5340 | Solar Panels |  | 0.34 | 6 | 31 | 27 |  | Fixed | Roof
NJSTRE1545228026 |  | Transition Incentive Program | Sicklerville | 8081 | 14 | 7.14 | Residential | No | Behind the Meter | Net-metered residential rooftop and canopy |  | None | Impact Solar LLC | AC Electric | Accepted | 2020-06-29 | 2020-07-02 | 2021-07-02 | solaredge | SE6000H-US | Inverters | 6000 |  | 1 |  |  | 0.96 |  | Indoor | garage
NJSTRE1545228026 |  | Transition Incentive Program | Sicklerville | 8081 | 14 | 7.14 | Residential | No | Behind the Meter | Net-metered residential rooftop and canopy |  | None | Impact Solar LLC | AC Electric | Accepted | 2020-06-29 | 2020-07-02 | 2021-07-02 | hanwha | Q.PEAKDUO-G5340 | Solar Panels |  | 0.34 | 11 | 211 | 27 |  | Fixed | Roof
NJSTRE1545228026 |  | Transition Incentive Program | Sicklerville | 8081 | 14 | 7.14 | Residential | No | Behind the Meter | Net-metered residential rooftop and canopy |  | None | Impact Solar LLC | AC Electric | Accepted | 2020-06-29 | 2020-07-02 | 2021-07-02 | hanwha | Q.PEAKDUO-G5340 | Solar Panels |  | 0.34 | 4 | 211 | 27 |  | Fixed | Roof
NJSTRE1545228026 |  | Transition Incentive Program | Sicklerville | 8081 | 14 | 7.14 | Residential | No | Behind the Meter | Net-metered residential rooftop and canopy |  | None | Impact Solar LLC | AC Electric | Accepted | 2020-06-29 | 2020-07-02 | 2021-07-02 | solaredge | solaredge direct | Meters |  |  | 1 |  |  |  | Yes | Indoor
NJSTRE1545228081 |  | Transition Incentive Program | TOMS RIVER | 8753 | 18 | 9.1 | Residential | Yes | Behind the Meter | Net-metered residential rooftop and canopy |  | None | Vivint Solar Developer, LLC | JCP&L | Accepted | 2020-07-06 | 2020-07-07 | 2021-07-07 | Jinko Solar | JKM325M-60HBL | Solar Panels |  | 0.325 | 17 | 3 | 33 |  | Fixed | Roof
NJSTRE1545228081 |  | Transition Incentive Program | TOMS RIVER | 8753 | 18 | 9.1 | Residential | Yes | Behind the Meter | Net-metered residential rooftop and canopy |  | None | Vivint Solar Developer, LLC | JCP&L | Accepted | 2020-07-06 | 2020-07-07 | 2021-07-07 | SolarEdge | SE7600H-US | Inverters | 7600 |  | 1 |  |  | 0.992 |  | Outdoor | Near the Utility Meter
NJSTRE1545228081 |  | Transition Incentive Program | TOMS RIVER | 8753 | 18 | 9.1 | Residential | Yes | Behind the Meter | Net-metered residential rooftop and canopy |  | None | Vivint Solar Developer, LLC | JCP&L | Accepted | 2020-07-06 | 2020-07-07 | 2021-07-07 | Jinko Solar | JKM325M-60HBL | Solar Panels |  | 0.325 | 8 | 273 | 45 |  | Fixed | Roof
NJSTRE1545228081 |  | Transition Incentive Program | TOMS RIVER | 8753 | 18 | 9.1 | Residential | Yes | Behind the Meter | Net-metered residential rooftop and canopy |  | None | Vivint Solar Developer, LLC | JCP&L | Accepted | 2020-07-06 | 2020-07-07 | 2021-07-07 | Jinko Solar | JKM325M-60HBL | Solar Panels |  | 0.325 | 3 | 183 | 33 |  | Fixed | Roof
NJSTRE1545228165 |  | Transition Incentive Program | RAHWAY | 7065 | 10 | 8.5 | Residential | No | Behind the Meter | Net-metered residential rooftop and canopy |  | None | Pro Custom Solar dba Momentum Solar | PSE&G | Accepted | 2020-06-29 | 2020-07-02 | 2021-07-02 | HANWHA | Q.PEAK DUO BLK G6+ 340 | Solar Panels |  | 0.34 | 3 | 130 | 20 |  | Fixed | Roof
NJSTRE1545228165 |  | Transition Incentive Program | RAHWAY | 7065 | 10 | 8.5 | Residential | No | Behind the Meter | Net-metered residential rooftop and canopy |  | None | Pro Custom Solar dba Momentum Solar | PSE&G | Accepted | 2020-06-29 | 2020-07-02 | 2021-07-02 | HANWHA | Q.PEAK DUO BLK G6+ 340 | Solar Panels |  | 0.34 | 8 | 40 | 20 |  | Fixed | Roof
NJSTRE1545228165 |  | Transition Incentive Program | RAHWAY | 7065 | 10 | 8.5 | Residential | No | Behind the Meter | Net-metered residential rooftop and canopy |  | None | Pro Custom Solar dba Momentum Solar | PSE&G | Accepted | 2020-06-29 | 2020-07-02 | 2021-07-02 | Enphase | IQ7-60-2-US | Inverters | 240 |  | 25 |  |  | 0.97 |  | Outdoor | Roof
NJSTRE1545228165 |  | Transition Incentive Program | RAHWAY | 7065 | 10 | 8.5 | Residential | No | Behind the Meter | Net-metered residential rooftop and canopy |  | None | Pro Custom Solar dba Momentum Solar | PSE&G | Accepted | 2020-06-29 | 2020-07-02 | 2021-07-02 | HANWHA | Q.PEAK DUO BLK G6+ 340 | Solar Panels |  | 0.34 | 14 | 220 | 20 |  | Fixed | Roof
NJSTRE1545228168 |  | Transition Incentive Program | WOODBRIDGE TWP | 8830 | 11 | 5.19 | Residential | Yes | Behind the Meter | Net-metered residential rooftop and canopy |  | None | Bright Planet Solar | PSE&G | Accepted | 2020-06-29 | 2020-07-02 | 2021-07-02 | LONGi Green Energy | LR6-60HPB-310M | Solar Panels |  | 0.305 | 14 | 178 | 40 |  | Fixed | Roof
NJSTRE1545228168 |  | Transition Incentive Program | WOODBRIDGE TWP | 8830 | 11 | 5.19 | Residential | Yes | Behind the Meter | Net-metered residential rooftop and canopy |  | None | Bright Planet Solar | PSE&G | Accepted | 2020-06-29 | 2020-07-02 | 2021-07-02 | LONGi Green Energy | LR6-60HPB-310M | Solar Panels |  | 0.305 | 3 | 359 | 40 |  | Fixed | Roof
NJSTRE1545228168 |  | Transition Incentive Program | WOODBRIDGE TWP | 8830 | 11 | 5.19 | Residential | Yes | Behind the Meter | Net-metered residential rooftop and canopy |  | None | Bright Planet Solar | PSE&G | Accepted | 2020-06-29 | 2020-07-02 | 2021-07-02 | Solar Edge | SE5000H-USRGM | Inverters | 5000 |  | 1 |  |  | 0.98 |  | Outdoor | OUTSIDE
NJSTRE1545228180 |  | Transition Incentive Program | Clayton | 8312 | 15 | 9.52 | Residential | Yes | Behind the Meter | Net-metered residential rooftop and canopy |  | None | Trinity Solar | AC Electric | Accepted | 2020-06-29 | 2020-07-02 | 2021-07-02 | Hanwha | Q.PEAK DUO BLK-G6 340 | Solar Panels |  | 0.34 | 3 | 77 | 40 |  | Fixed | Roof
NJSTRE1545228180 |  | Transition Incentive Program | Clayton | 8312 | 15 | 9.52 | Residential | Yes | Behind the Meter | Net-metered residential rooftop and canopy |  | None | Trinity Solar | AC Electric | Accepted | 2020-06-29 | 2020-07-02 | 2021-07-02 | Solar Edge | SE7600 | Inverters | 7600 |  | 1 |  |  | 0.97 |  | Outside | side of home
NJSTRE1545228180 |  | Transition Incentive Program | Clayton | 8312 | 15 | 9.52 | Residential | Yes | Behind the Meter | Net-metered residential rooftop and canopy |  | None | Trinity Solar | AC Electric | Accepted | 2020-06-29 | 2020-07-02 | 2021-07-02 | Hanwha | Q.PEAK DUO BLK-G6 340 | Solar Panels |  | 0.34 | 10 | 257 | 14 |  | Fixed | Roof
NJSTRE1545228180 |  | Transition Incentive Program | Clayton | 8312 | 15 | 9.52 | Residential | Yes | Behind the Meter | Net-metered residential rooftop and canopy |  | None | Trinity Solar | AC Electric | Accepted | 2020-06-29 | 2020-07-02 | 2021-07-02 | Hanwha | Q.PEAK DUO BLK-G6 340 | Solar Panels |  | 0.34 | 13 | 167 | 40 |  | Fixed | Roof
NJSTRE1545228180 |  | Transition Incentive Program | Clayton | 8312 | 15 | 9.52 | Residential | Yes | Behind the Meter | Net-metered residential rooftop and canopy |  | None | Trinity Solar | AC Electric | Accepted | 2020-06-29 | 2020-07-02 | 2021-07-02 | Hanwha | Q.PEAK DUO BLK-G6 340 | Solar Panels |  | 0.34 | 2 | 257 | 40 |  | Fixed | Roof
NJSTRE1545228269 |  | Transition Incentive Program | Middlesex | 8846 | 11 | 4.55 | Residential | Yes | Behind the Meter | Net-metered residential rooftop and canopy |  | None | Pro Custom Solar dba Momentum Solar | PSE&G | Accepted | 2020-06-29 | 2020-07-02 | 2021-07-02 | LG ELECTRONICS | LG 350N1C-V5 | Solar Panels |  | 0.35 | 13 | 211 | 40 |  | Fixed | Roof
NJSTRE1545228269 |  | Transition Incentive Program | Middlesex | 8846 | 11 | 4.55 | Residential | Yes | Behind the Meter | Net-metered residential rooftop and canopy |  | None | Pro Custom Solar dba Momentum Solar | PSE&G | Accepted | 2020-06-29 | 2020-07-02 | 2021-07-02 | Enphase | IQ7Plus-72-2-US | Inverters | 290 |  | 13 |  |  | 0.97 |  | Outdoor | Roof
NJSTRE1545228301 |  | Transition Incentive Program | Hillborough | 8844 | 5 | 12.24 | Residential | No | Behind the Meter | Net-metered residential rooftop and canopy |  | None | Tesla Energy Operations Inc. | PSE&G | Accepted | 2020-06-29 | 2020-07-02 | 2021-07-02 | Hanwha Q-Cells | Q.Peak DUO BLK-G6/SC340 | Solar Panels |  | 0.34 | 2 | 180 | 18 |  | Fixed | Roof
NJSTRE1545228301 |  | Transition Incentive Program | Hillborough | 8844 | 5 | 12.24 | Residential | No | Behind the Meter | Net-metered residential rooftop and canopy |  | None | Tesla Energy Operations Inc. | PSE&G | Accepted | 2020-06-29 | 2020-07-02 | 2021-07-02 | Hanwha Q-Cells | Q.Peak DUO BLK-G6/SC340 | Solar Panels |  | 0.34 | 2 | 270 | 26 |  | Fixed | Roof
NJSTRE1545228301 |  | Transition Incentive Program | Hillborough | 8844 | 5 | 12.24 | Residential | No | Behind the Meter | Net-metered residential rooftop and canopy |  | None | Tesla Energy Operations Inc. | PSE&G | Accepted | 2020-06-29 | 2020-07-02 | 2021-07-02 | SolarEdge Technologies | SE11400H-US [240V] | Inverters | 11400 |  | 1 |  |  | 0.99 |  | Outside | Outside
NJSTRE1545228301 |  | Transition Incentive Program | Hillborough | 8844 | 5 | 12.24 | Residential | No | Behind the Meter | Net-metered residential rooftop and canopy |  | None | Tesla Energy Operations Inc. | PSE&G | Accepted | 2020-06-29 | 2020-07-02 | 2021-07-02 | Hanwha Q-Cells | Q.Peak DUO BLK-G6/SC340 | Solar Panels |  | 0.34 | 6 | 180 | 23 |  | Fixed | Roof
NJSTRE1545228301 |  | Transition Incentive Program | Hillborough | 8844 | 5 | 12.24 | Residential | No | Behind the Meter | Net-metered residential rooftop and canopy |  | None | Tesla Energy Operations Inc. | PSE&G | Accepted | 2020-06-29 | 2020-07-02 | 2021-07-02 | Hanwha Q-Cells | Q.Peak DUO BLK-G6/SC340 | Solar Panels |  | 0.34 | 7 | 90 | 34 |  | Fixed | Roof
NJSTRE1545228301 |  | Transition Incentive Program | Hillborough | 8844 | 5 | 12.24 | Residential | No | Behind the Meter | Net-metered residential rooftop and canopy |  | None | Tesla Energy Operations Inc. | PSE&G | Accepted | 2020-06-29 | 2020-07-02 | 2021-07-02 | Hanwha Q-Cells | Q.Peak DUO BLK-G6/SC340 | Solar Panels |  | 0.34 | 4 | 270 | 30 |  | Fixed | Roof
NJSTRE1545228301 |  | Transition Incentive Program | Hillborough | 8844 | 5 | 12.24 | Residential | No | Behind the Meter | Net-metered residential rooftop and canopy |  | None | Tesla Energy Operations Inc. | PSE&G | Accepted | 2020-06-29 | 2020-07-02 | 2021-07-02 | Hanwha Q-Cells | Q.Peak DUO BLK-G6/SC340 | Solar Panels |  | 0.34 | 9 | 180 | 23 |  | Fixed | Roof
NJSTRE1545228301 |  | Transition Incentive Program | Hillborough | 8844 | 5 | 12.24 | Residential | No | Behind the Meter | Net-metered residential rooftop and canopy |  | None | Tesla Energy Operations Inc. | PSE&G | Accepted | 2020-06-29 | 2020-07-02 | 2021-07-02 | Hanwha Q-Cells | Q.Peak DUO BLK-G6/SC340 | Solar Panels |  | 0.34 | 4 | 90 | 30 |  | Fixed | Roof
NJSTRE1545228301 |  | Transition Incentive Program | Hillborough | 8844 | 5 | 12.24 | Residential | No | Behind the Meter | Net-metered residential rooftop and canopy |  | None | Tesla Energy Operations Inc. | PSE&G | Accepted | 2020-06-29 | 2020-07-02 | 2021-07-02 | Hanwha Q-Cells | Q.Peak DUO BLK-G6/SC340 | Solar Panels |  | 0.34 | 2 | 90 | 26 |  | Fixed | Roof
NJSTRE1545228332 |  | Transition Incentive Program | Hammonton | 8037 | 19 | 32.13 | Residential | No | Behind the Meter | Net-metered residential rooftop and canopy |  | None | All Season Solar | AC Electric | Accepted | 2020-06-29 | 2020-07-02 | 2021-07-02 | Certainteed | CT315HC11-04 | Solar Panels |  | 0.315 | 18 | 77 | 22 |  | Fixed | Roof
NJSTRE1545228332 |  | Transition Incentive Program | Hammonton | 8037 | 19 | 32.13 | Residential | No | Behind the Meter | Net-metered residential rooftop and canopy |  | None | All Season Solar | AC Electric | Accepted | 2020-06-29 | 2020-07-02 | 2021-07-02 | Certainteed | CT315HC11-04 | Solar Panels |  | 0.315 | 35 | 257 | 17 |  | Fixed | Roof
NJSTRE1545228332 |  | Transition Incentive Program | Hammonton | 8037 | 19 | 32.13 | Residential | No | Behind the Meter | Net-metered residential rooftop and canopy |  | None | All Season Solar | AC Electric | Accepted | 2020-06-29 | 2020-07-02 | 2021-07-02 | Certainteed | CT315HC11-04 | Solar Panels |  | 0.315 | 29 | 257 | 22 |  | Fixed | Roof
NJSTRE1545228332 |  | Transition Incentive Program | Hammonton | 8037 | 19 | 32.13 | Residential | No | Behind the Meter | Net-metered residential rooftop and canopy |  | None | All Season Solar | AC Electric | Accepted | 2020-06-29 | 2020-07-02 | 2021-07-02 | Certainteed | CT315HC11-04 | Solar Panels |  | 0.315 | 20 | 77 | 17 |  | Fixed | Roof
NJSTRE1545228332 |  | Transition Incentive Program | Hammonton | 8037 | 19 | 32.13 | Residential | No | Behind the Meter | Net-metered residential rooftop and canopy |  | None | All Season Solar | AC Electric | Accepted | 2020-06-29 | 2020-07-02 | 2021-07-02 | Enphase | IQ7 | Inverters | 240 |  | 102 |  |  | 0.97 |  | Outdoor | under module
NJSTRE1545228468 |  | Transition Incentive Program | LITTLE FERRY | 7643 | 7 | 5.85 | Residential | Yes | Behind the Meter | Net-metered residential rooftop and canopy |  | None | Vivint Solar Developer, LLC | PSE&G | Accepted | 2020-07-06 | 2020-07-07 | 2021-07-07 | Jinko Solar | JKM325M-60HBL | Solar Panels |  | 0.325 | 18 | 138 | 14 |  | Fixed | Roof
NJSTRE1545228468 |  | Transition Incentive Program | LITTLE FERRY | 7643 | 7 | 5.85 | Residential | Yes | Behind the Meter | Net-metered residential rooftop and canopy |  | None | Vivint Solar Developer, LLC | PSE&G | Accepted | 2020-07-06 | 2020-07-07 | 2021-07-07 | SolarEdge | SE7600H-US | Inverters | 7600 |  | 1 |  |  | 0.992 |  | Outdoor | Near the Utility Meter
NJSTRE1545228601 |  | Transition Incentive Program | Sicklerville | 8081 | 14 | 5.25 | Residential | Yes | Behind the Meter | Net-metered residential rooftop and canopy |  | None | Pro Custom Solar dba Momentum Solar | AC Electric | Accepted | 2020-06-29 | 2020-07-02 | 2021-07-02 | LG ELECTRONICS | LG 350N1C-V5 | Solar Panels |  | 0.35 | 15 | 157 | 22 |  | Fixed | Roof
NJSTRE1545228601 |  | Transition Incentive Program | Sicklerville | 8081 | 14 | 5.25 | Residential | Yes | Behind the Meter | Net-metered residential rooftop and canopy |  | None | Pro Custom Solar dba Momentum Solar | AC Electric | Accepted | 2020-06-29 | 2020-07-02 | 2021-07-02 | Enphase | IQ7Plus-72-2-US | Inverters | 290 |  | 15 |  |  | 0.97 |  | Outdoor | Roof
NJSTRE1545228625 |  | Transition Incentive Program | gibbstown | 8027 | 15 | 10.88 | Residential | No | Behind the Meter | Net-metered residential rooftop and canopy |  | None | Orbit Energy & Power, LLC | AC Electric | Accepted | 2020-06-29 | 2020-07-02 | 2021-07-02 | hanwha qcells | qpeak 320w | Solar Panels |  | 0.32 | 26 | 172 | 24 |  | Fixed | Roof
NJSTRE1545228625 |  | Transition Incentive Program | gibbstown | 8027 | 15 | 10.88 | Residential | No | Behind the Meter | Net-metered residential rooftop and canopy |  | None | Orbit Energy & Power, LLC | AC Electric | Accepted | 2020-06-29 | 2020-07-02 | 2021-07-02 | hanwha qcells | qpeak 320w | Solar Panels |  | 0.32 | 8 | 172 | 24 |  | Fixed | Roof
NJSTRE1545228625 |  | Transition Incentive Program | gibbstown | 8027 | 15 | 10.88 | Residential | No | Behind the Meter | Net-metered residential rooftop and canopy |  | None | Orbit Energy & Power, LLC | AC Electric | Accepted | 2020-06-29 | 2020-07-02 | 2021-07-02 | enphase | iq7-60-2-us | Inverters | 0.24 |  | 34 |  |  | 0.96 |  | Other | behind panels
NJSTRE1545228650 |  | Transition Incentive Program | Willingboro | 8046 | 13 | 9.72 | Residential | Yes | Behind the Meter | Net-metered residential rooftop and canopy |  | None | Pro Custom Solar dba Momentum Solar | PSE&G | Accepted | 2020-06-29 | 2020-07-02 | 2021-07-02 | Enphase | IQ7-60-2-US | Inverters | 240 |  | 29 |  |  | 0.97 |  | Outdoor | Roof
NJSTRE1545228650 |  | Transition Incentive Program | Willingboro | 8046 | 13 | 9.72 | Residential | Yes | Behind the Meter | Net-metered residential rooftop and canopy |  | None | Pro Custom Solar dba Momentum Solar | PSE&G | Accepted | 2020-06-29 | 2020-07-02 | 2021-07-02 | HANWHA | Q.PEAK DUO BLK G6+ 335 | Solar Panels |  | 0.335 | 9 | 288 | 19 |  | Fixed | Roof
NJSTRE1545228650 |  | Transition Incentive Program | Willingboro | 8046 | 13 | 9.72 | Residential | Yes | Behind the Meter | Net-metered residential rooftop and canopy |  | None | Pro Custom Solar dba Momentum Solar | PSE&G | Accepted | 2020-06-29 | 2020-07-02 | 2021-07-02 | HANWHA | Q.PEAK DUO BLK G6+ 335 | Solar Panels |  | 0.335 | 20 | 108 | 18 |  | Fixed | Roof
NJSTRE1545228686 |  | Transition Incentive Program | Union | 7083 | 10 | 6.03 | Residential | No | Behind the Meter | Net-metered residential rooftop and canopy |  | None | Seabright Solar | PSE&G | Accepted | 2020-06-29 | 2020-07-02 | 2021-07-02 | Sunpower | SPR-X21-335 | Solar Panels |  | 0.335 | 8 | 163 | 25 |  | Fixed | Roof
NJSTRE1545228686 |  | Transition Incentive Program | Union | 7083 | 10 | 6.03 | Residential | No | Behind the Meter | Net-metered residential rooftop and canopy |  | None | Seabright Solar | PSE&G | Accepted | 2020-06-29 | 2020-07-02 | 2021-07-02 | Sunpower | SPR-X21-335 | Inverters | 0.32 |  | 18 |  |  | 0.99 |  | Outside | Roof
NJSTRE1545228686 |  | Transition Incentive Program | Union | 7083 | 10 | 6.03 | Residential | No | Behind the Meter | Net-metered residential rooftop and canopy |  | None | Seabright Solar | PSE&G | Accepted | 2020-06-29 | 2020-07-02 | 2021-07-02 | Sunpower | SPR-X21-335 | Solar Panels |  | 0.335 | 10 | 162 | 25 |  | Fixed | Roof
NJSTRE1545228702 |  | Transition Incentive Program | South Orange | 7079 | 9 | 6.37 | Residential | Yes | Behind the Meter | Net-metered residential rooftop and canopy |  | None | Pro Custom Solar dba Momentum Solar | PSE&G | Accepted | 2020-06-29 | 2020-07-02 | 2021-07-02 | LG ELECTRONICS | LG 335N1K-V5 | Solar Panels |  | 0.335 | 19 | 127 | 39 |  | Fixed | Roof
NJSTRE1545228702 |  | Transition Incentive Program | South Orange | 7079 | 9 | 6.37 | Residential | Yes | Behind the Meter | Net-metered residential rooftop and canopy |  | None | Pro Custom Solar dba Momentum Solar | PSE&G | Accepted | 2020-06-29 | 2020-07-02 | 2021-07-02 | Enphase | IQ7-60-2-US | Inverters | 240 |  | 19 |  |  | 0.97 |  | Outdoor | Roof
NJSTRE1545228729 |  | Transition Incentive Program | MANAHAWKIN | 8050 | 18 | 4.55 | Residential | Yes | Behind the Meter | Net-metered residential rooftop and canopy |  | None | Vivint Solar Developer, LLC | AC Electric | Accepted | 2020-07-06 | 2020-07-07 | 2021-07-07 | SolarEdge | SE3800H-US | Inverters | 3800 |  | 1 |  |  | 0.992 |  | Outdoor | Near the Utility Meter
NJSTRE1545228729 |  | Transition Incentive Program | MANAHAWKIN | 8050 | 18 | 4.55 | Residential | Yes | Behind the Meter | Net-metered residential rooftop and canopy |  | None | Vivint Solar Developer, LLC | AC Electric | Accepted | 2020-07-06 | 2020-07-07 | 2021-07-07 | Jinko Solar | JKM325M-60HBL | Solar Panels |  | 0.325 | 14 | 97 | 22 |  | Fixed | Roof
NJSTRE1545228730 |  | Transition Incentive Program | RUTHERFORD | 7070 | 7 | 4.48 | Residential | Yes | Behind the Meter | Net-metered residential rooftop and canopy |  | None | Vivint Solar Developer, LLC | PSE&G | Accepted | 2020-07-06 | 2020-07-07 | 2021-07-07 | Enphase | 800-00069-r05 | Meters |  |  | 1 |  |  |  | Yes | Outdoor
NJSTRE1545228730 |  | Transition Incentive Program | RUTHERFORD | 7070 | 7 | 4.48 | Residential | Yes | Behind the Meter | Net-metered residential rooftop and canopy |  | None | Vivint Solar Developer, LLC | PSE&G | Accepted | 2020-07-06 | 2020-07-07 | 2021-07-07 | Enphase | S230-60-LL-2-US | Inverters | 230 |  | 16 |  |  | 0.972 |  | Other | Underneath each module
NJSTRE1545228730 |  | Transition Incentive Program | RUTHERFORD | 7070 | 7 | 4.48 | Residential | Yes | Behind the Meter | Net-metered residential rooftop and canopy |  | None | Vivint Solar Developer, LLC | PSE&G | Accepted | 2020-07-06 | 2020-07-07 | 2021-07-07 | Trina Solar | TSM-280DD05A.05 | Solar Panels |  | 0.28 | 16 | 37 | 12 |  | Fixed | Roof
NJSTRE1545230566 |  | Transition Incentive Program | EWING | 8618 | 12 | 11.03 | Residential | Yes | Behind the Meter | Net-metered residential rooftop and canopy |  | None | Suntuity Solar LLC | PSE&G | Accepted | 2020-06-30 | 2020-07-06 | 2021-07-06 | Enphase Energy | IQ7-60-2-US | Inverters | 240 |  | 35 |  |  | 0.97 |  | Outdoor | Behind the PV Modules
NJSTRE1545230566 |  | Transition Incentive Program | EWING | 8618 | 12 | 11.03 | Residential | Yes | Behind the Meter | Net-metered residential rooftop and canopy |  | None | Suntuity Solar LLC | PSE&G | Accepted | 2020-06-30 | 2020-07-06 | 2021-07-06 | Hanwha Solar | Q-Cells 315 Mono | Solar Panels |  | 0.315 | 21 | 247 | 33 |  | Fixed | Roof
NJSTRE1545230566 |  | Transition Incentive Program | EWING | 8618 | 12 | 11.03 | Residential | Yes | Behind the Meter | Net-metered residential rooftop and canopy |  | None | Suntuity Solar LLC | PSE&G | Accepted | 2020-06-30 | 2020-07-06 | 2021-07-06 | Hanwha Solar | Q-Cells 315 Mono | Solar Panels |  | 0.315 | 14 | 67 | 33 |  | Fixed | Roof
NJSTRE1545230567 |  | Transition Incentive Program | WILLINGBORO TWP | 8046 | 13 | 7.88 | Residential | Yes | Behind the Meter | Net-metered residential rooftop and canopy |  | None | Suntuity Solar LLC | PSE&G | Accepted | 2020-06-30 | 2020-07-06 | 2021-07-06 | Hanwha Solar | Q-Cells 315 Mono | Solar Panels |  | 0.315 | 4 | 220 | 18 |  | Fixed | Roof
NJSTRE1545230567 |  | Transition Incentive Program | WILLINGBORO TWP | 8046 | 13 | 7.88 | Residential | Yes | Behind the Meter | Net-metered residential rooftop and canopy |  | None | Suntuity Solar LLC | PSE&G | Accepted | 2020-06-30 | 2020-07-06 | 2021-07-06 | Hanwha Solar | Q-Cells 315 Mono | Solar Panels |  | 0.315 | 6 | 40 | 27 |  | Fixed | Roof
NJSTRE1545230567 |  | Transition Incentive Program | WILLINGBORO TWP | 8046 | 13 | 7.88 | Residential | Yes | Behind the Meter | Net-metered residential rooftop and canopy |  | None | Suntuity Solar LLC | PSE&G | Accepted | 2020-06-30 | 2020-07-06 | 2021-07-06 | Enphase Energy | IQ7-60-2-US | Inverters | 240 |  | 25 |  |  | 0.97 |  | Outdoor | Behind the PV Modules
NJSTRE1545230567 |  | Transition Incentive Program | WILLINGBORO TWP | 8046 | 13 | 7.88 | Residential | Yes | Behind the Meter | Net-metered residential rooftop and canopy |  | None | Suntuity Solar LLC | PSE&G | Accepted | 2020-06-30 | 2020-07-06 | 2021-07-06 | Hanwha Solar | Q-Cells 315 Mono | Solar Panels |  | 0.315 | 6 | 130 | 27 |  | Fixed | Roof
NJSTRE1545230567 |  | Transition Incentive Program | WILLINGBORO TWP | 8046 | 13 | 7.88 | Residential | Yes | Behind the Meter | Net-metered residential rooftop and canopy |  | None | Suntuity Solar LLC | PSE&G | Accepted | 2020-06-30 | 2020-07-06 | 2021-07-06 | Hanwha Solar | Q-Cells 315 Mono | Solar Panels |  | 0.315 | 9 | 40 | 18 |  | Fixed | Roof
NJSTRE1545230568 |  | Transition Incentive Program | PENNS GROVE | 8069 | 16 | 12.92 | Residential | No | Behind the Meter | Net-metered residential rooftop and canopy |  | None | Suntuity Solar LLC | AC Electric | Accepted | 2020-06-30 | 2020-07-20 | 2021-07-20 | Enphase Energy | IQ7-60-2-US | Inverters | 240 |  | 41 |  |  | 0.97 |  | Outdoor | Behind the PV Modules
NJSTRE1545230568 |  | Transition Incentive Program | PENNS GROVE | 8069 | 16 | 12.92 | Residential | No | Behind the Meter | Net-metered residential rooftop and canopy |  | None | Suntuity Solar LLC | AC Electric | Accepted | 2020-06-30 | 2020-07-20 | 2021-07-20 | Hanwha Solar | Q-Cells 315 Mono | Solar Panels |  | 0.315 | 6 | 50 | 23 |  | Fixed | Roof
NJSTRE1545230568 |  | Transition Incentive Program | PENNS GROVE | 8069 | 16 | 12.92 | Residential | No | Behind the Meter | Net-metered residential rooftop and canopy |  | None | Suntuity Solar LLC | AC Electric | Accepted | 2020-06-30 | 2020-07-20 | 2021-07-20 | Hanwha Solar | Q-Cells 315 Mono | Solar Panels |  | 0.315 | 27 | 140 | 23 |  | Fixed | Roof
NJSTRE1545230568 |  | Transition Incentive Program | PENNS GROVE | 8069 | 16 | 12.92 | Residential | No | Behind the Meter | Net-metered residential rooftop and canopy |  | None | Suntuity Solar LLC | AC Electric | Accepted | 2020-06-30 | 2020-07-20 | 2021-07-20 | Hanwha Solar | Q-Cells 315 Mono | Solar Panels |  | 0.315 | 8 | 320 | 23 |  | Fixed | Roof
NJSTRE1545230583 |  | Transition Incentive Program | Basking Ridge | 7920 | 5 | 11.39 | Residential | Yes | Behind the Meter | Net-metered residential rooftop and canopy |  | JCPL | Vision Solar LLC | JCP&L | Accepted | 2020-06-30 | 2020-07-06 | 2021-07-06 | LG SOLAR | LG335N1K-V5 | Solar Panels |  | 0.335 | 34 | 161 | 29 |  | Fixed | Roof
NJSTRE1545230583 |  | Transition Incentive Program | Basking Ridge | 7920 | 5 | 11.39 | Residential | Yes | Behind the Meter | Net-metered residential rooftop and canopy |  | JCPL | Vision Solar LLC | JCP&L | Accepted | 2020-06-30 | 2020-07-06 | 2021-07-06 | ENPHASE ENERGY | IQ7-60-2-US | Inverters | 0.24 |  | 34 |  |  | 0.96 |  | Other | Behind each panel
NJSTRE1545230681 |  | Transition Incentive Program | Hancocks Bridge | 8038 | 16 | 25.62 | Residential | No | Behind the Meter | Net-metered residential rooftop and canopy |  | None | Bright Planet Solar | AC Electric | Accepted | 2020-06-30 | 2020-07-06 | 2021-07-06 | LONGI | LR6-60PB-305M | Solar Panels |  | 0.305 | 84 | 145 | 25 |  | Fixed | Roof
NJSTRE1545230681 |  | Transition Incentive Program | Hancocks Bridge | 8038 | 16 | 25.62 | Residential | No | Behind the Meter | Net-metered residential rooftop and canopy |  | None | Bright Planet Solar | AC Electric | Accepted | 2020-06-30 | 2020-07-06 | 2021-07-06 | SOLAR EDGE | SE10000H-US000BNC4 | Inverters | 10000 |  | 1 |  |  | 0.98 |  | Outdoor | OUTSIDE
NJSTRE1545230687 |  | Transition Incentive Program | Montgomery | 8502 | 5 | 16.14 | Residential | No | Behind the Meter | Net-metered residential rooftop and canopy |  | None | Tesla Energy Operations Inc. | PSE&G | Accepted | 2020-06-30 | 2020-07-06 | 2021-07-06 | Tesla | AC Powerwall 2.0 | Electric Storage Battery |  |  | 2 |  |  |  | Lithium Ion |  | Inside
NJSTRE1545230687 |  | Transition Incentive Program | Montgomery | 8502 | 5 | 16.14 | Residential | No | Behind the Meter | Net-metered residential rooftop and canopy |  | None | Tesla Energy Operations Inc. | PSE&G | Accepted | 2020-06-30 | 2020-07-06 | 2021-07-06 | Tesla | SR60T1 | Solar Panels |  | 0.05847 | 32 | 69 | 37 |  | Fixed | Roof
NJSTRE1545230687 |  | Transition Incentive Program | Montgomery | 8502 | 5 | 16.14 | Residential | No | Behind the Meter | Net-metered residential rooftop and canopy |  | None | Tesla Energy Operations Inc. | PSE&G | Accepted | 2020-06-30 | 2020-07-06 | 2021-07-06 | Delta Electronics | M8-TL-US [240V] | Inverters | 7680 |  | 2 |  |  | 0.975 |  | Indoor | Indoors, opposite side of meter
NJSTRE1545230687 |  | Transition Incentive Program | Montgomery | 8502 | 5 | 16.14 | Residential | No | Behind the Meter | Net-metered residential rooftop and canopy |  | None | Tesla Energy Operations Inc. | PSE&G | Accepted | 2020-06-30 | 2020-07-06 | 2021-07-06 | Tesla | SR60T1 | Solar Panels |  | 0.05847 | 30 | 159 | 37 |  | Fixed | Roof
NJSTRE1545230687 |  | Transition Incentive Program | Montgomery | 8502 | 5 | 16.14 | Residential | No | Behind the Meter | Net-metered residential rooftop and canopy |  | None | Tesla Energy Operations Inc. | PSE&G | Accepted | 2020-06-30 | 2020-07-06 | 2021-07-06 | Tesla | SR60T1 | Solar Panels |  | 0.05847 | 12 | 69 | 37 |  | Fixed | Roof
NJSTRE1545230687 |  | Transition Incentive Program | Montgomery | 8502 | 5 | 16.14 | Residential | No | Behind the Meter | Net-metered residential rooftop and canopy |  | None | Tesla Energy Operations Inc. | PSE&G | Accepted | 2020-06-30 | 2020-07-06 | 2021-07-06 | Tesla | SR60T1 | Solar Panels |  | 0.05847 | 78 | 339 | 37 |  | Fixed | Roof
NJSTRE1545230687 |  | Transition Incentive Program | Montgomery | 8502 | 5 | 16.14 | Residential | No | Behind the Meter | Net-metered residential rooftop and canopy |  | None | Tesla Energy Operations Inc. | PSE&G | Accepted | 2020-06-30 | 2020-07-06 | 2021-07-06 | Tesla | SR60T1 | Solar Panels |  | 0.05847 | 64 | 249 | 37 |  | Fixed | Roof
NJSTRE1545230687 |  | Transition Incentive Program | Montgomery | 8502 | 5 | 16.14 | Residential | No | Behind the Meter | Net-metered residential rooftop and canopy |  | None | Tesla Energy Operations Inc. | PSE&G | Accepted | 2020-06-30 | 2020-07-06 | 2021-07-06 | Tesla | SR60T1 | Solar Panels |  | 0.05847 | 16 | 159 | 37 |  | Fixed | Roof
NJSTRE1545230687 |  | Transition Incentive Program | Montgomery | 8502 | 5 | 16.14 | Residential | No | Behind the Meter | Net-metered residential rooftop and canopy |  | None | Tesla Energy Operations Inc. | PSE&G | Accepted | 2020-06-30 | 2020-07-06 | 2021-07-06 | Tesla | SR60T1 | Solar Panels |  | 0.05847 | 22 | 249 | 37 |  | Fixed | Roof
NJSTRE1545230687 |  | Transition Incentive Program | Montgomery | 8502 | 5 | 16.14 | Residential | No | Behind the Meter | Net-metered residential rooftop and canopy |  | None | Tesla Energy Operations Inc. | PSE&G | Accepted | 2020-06-30 | 2020-07-06 | 2021-07-06 | Tesla | SR60T1 | Solar Panels |  | 0.05847 | 22 | 339 | 14 |  | Fixed | Roof
NJSTRE1545230858 |  | Transition Incentive Program | WALL | 7719 | 17 | 600.6 | Commercial | No | Behind the Meter | Net-metered non-residential rooftop and canopy |  | None | UNITED SOLAR LLC | JCP&L | Accepted | 2020-07-15 | 2020-07-15 | 2021-10-30 | SMA | SUNNY TRI POWER CORE ONE | Inverters | 53000 |  | 9 |  |  | 0.98 |  | Outdoor | ROOF
NJSTRE1545230858 |  | Transition Incentive Program | WALL | 7719 | 17 | 600.6 | Commercial | No | Behind the Meter | Net-metered non-residential rooftop and canopy |  | None | UNITED SOLAR LLC | JCP&L | Accepted | 2020-07-15 | 2020-07-15 | 2021-10-30 | AXITEC | AC-400MH/144S | Solar Panels |  | 0.385 | 1560 | EAST/WEST | 8 |  | Fixed | Roof
NJSTRE1545230908 |  | Transition Incentive Program | sicklerville | 8081 | 14 | 8.04 | Residential | Yes | Behind the Meter | Net-metered residential rooftop and canopy |  | ACE | Vision Solar LLC | AC Electric | Accepted | 2020-06-30 | 2020-07-06 | 2021-07-06 | LG SOLAR | LG335N1K-V5 | Solar Panels |  | 0.335 | 3 | 245 | 20 |  | Fixed | Roof
NJSTRE1545230908 |  | Transition Incentive Program | sicklerville | 8081 | 14 | 8.04 | Residential | Yes | Behind the Meter | Net-metered residential rooftop and canopy |  | ACE | Vision Solar LLC | AC Electric | Accepted | 2020-06-30 | 2020-07-06 | 2021-07-06 | Enphase | IQ7-60-2-US | Inverters | 0.24 |  | 24 |  |  | 0.96 |  | Other | BEHIND EACH PANEL
NJSTRE1545230908 |  | Transition Incentive Program | sicklerville | 8081 | 14 | 8.04 | Residential | Yes | Behind the Meter | Net-metered residential rooftop and canopy |  | ACE | Vision Solar LLC | AC Electric | Accepted | 2020-06-30 | 2020-07-06 | 2021-07-06 | LG SOLAR | LG335N1K-V5 | Solar Panels |  | 0.335 | 3 | 65 | 20 |  | Fixed | Roof
NJSTRE1545230908 |  | Transition Incentive Program | sicklerville | 8081 | 14 | 8.04 | Residential | Yes | Behind the Meter | Net-metered residential rooftop and canopy |  | ACE | Vision Solar LLC | AC Electric | Accepted | 2020-06-30 | 2020-07-06 | 2021-07-06 | LG SOLAR | LG335N1K-V5 | Solar Panels |  | 0.335 | 4 | 335 | 20 |  | Fixed | Roof
NJSTRE1545230908 |  | Transition Incentive Program | sicklerville | 8081 | 14 | 8.04 | Residential | Yes | Behind the Meter | Net-metered residential rooftop and canopy |  | ACE | Vision Solar LLC | AC Electric | Accepted | 2020-06-30 | 2020-07-06 | 2021-07-06 | LG SOLAR | LG335N1K-V5 | Solar Panels |  | 0.335 | 11 | 155 | 20 |  | Fixed | Roof
NJSTRE1545230908 |  | Transition Incentive Program | sicklerville | 8081 | 14 | 8.04 | Residential | Yes | Behind the Meter | Net-metered residential rooftop and canopy |  | ACE | Vision Solar LLC | AC Electric | Accepted | 2020-06-30 | 2020-07-06 | 2021-07-06 | LG SOLAR | LG335N1K-V5 | Solar Panels |  | 0.335 | 3 | 155 | 20 |  | Fixed | Roof
NJSTRE1545230920 |  | Transition Incentive Program | Pleasantville | 8232 | 19 | 9.61 | Residential | Yes | Behind the Meter | Net-metered residential rooftop and canopy |  | None | Bright Planet Solar | AC Electric | Accepted | 2020-06-30 | 2020-07-06 | 2021-07-06 | LONGI | LR6-60HPB-310M | Solar Panels |  | 0.31 | 15 | 115 | 26 |  | Fixed | Roof
NJSTRE1545230920 |  | Transition Incentive Program | Pleasantville | 8232 | 19 | 9.61 | Residential | Yes | Behind the Meter | Net-metered residential rooftop and canopy |  | None | Bright Planet Solar | AC Electric | Accepted | 2020-06-30 | 2020-07-06 | 2021-07-06 | LONGI | LR6-60HPB-310M | Solar Panels |  | 0.31 | 16 | 295 | 26 |  | Fixed | Roof
NJSTRE1545230920 |  | Transition Incentive Program | Pleasantville | 8232 | 19 | 9.61 | Residential | Yes | Behind the Meter | Net-metered residential rooftop and canopy |  | None | Bright Planet Solar | AC Electric | Accepted | 2020-06-30 | 2020-07-06 | 2021-07-06 | SOLAR EDGE | SE7600H-USRGM | Inverters | 7600 |  | 1 |  |  | 0.98 |  | Outdoor | OUTSIDE
NJSTRE1545230921 |  | Transition Incentive Program | Vorhees Twp | 8043 | 14 | 9.81 | Residential | Yes | Behind the Meter | Net-metered residential rooftop and canopy |  | None | Castle Energy, LLC | AC Electric | Accepted | 2020-06-30 | 2020-07-06 | 2021-07-06 | SunPower | SPR-E20-327-C-AC | Solar Panels |  | 0.327 | 20 | 138 | 22 |  | Fixed | Roof
NJSTRE1545230921 |  | Transition Incentive Program | Vorhees Twp | 8043 | 14 | 9.81 | Residential | Yes | Behind the Meter | Net-metered residential rooftop and canopy |  | None | Castle Energy, LLC | AC Electric | Accepted | 2020-06-30 | 2020-07-06 | 2021-07-06 | SunPower | SPR-E20-327-C-AC | Inverters | 320 |  | 30 |  |  | 0.975 |  | Outdoor | on the rooftop under each solar panel
NJSTRE1545230921 |  | Transition Incentive Program | Vorhees Twp | 8043 | 14 | 9.81 | Residential | Yes | Behind the Meter | Net-metered residential rooftop and canopy |  | None | Castle Energy, LLC | AC Electric | Accepted | 2020-06-30 | 2020-07-06 | 2021-07-06 | SunPower | SPR-E20-327-C-AC | Solar Panels |  | 0.327 | 7 | 318 | 22 |  | Fixed | Roof
NJSTRE1545230921 |  | Transition Incentive Program | Vorhees Twp | 8043 | 14 | 9.81 | Residential | Yes | Behind the Meter | Net-metered residential rooftop and canopy |  | None | Castle Energy, LLC | AC Electric | Accepted | 2020-06-30 | 2020-07-06 | 2021-07-06 | SunPower | SPR-E20-327-C-AC | Solar Panels |  | 0.327 | 3 | 138 | 24 |  | Fixed | Roof
NJSTRE1545230930 |  | Transition Incentive Program | Willingboro | 8046 | 13 | 9.6 | Residential | No | Behind the Meter | Net-metered residential rooftop and canopy |  | None | Steve Whitman LLC | PSE&G | Accepted | 2020-06-30 | 2020-07-06 | 2021-07-06 | Hanwha Q-Cells | Q.PEAK DUO-G5 320 | Solar Panels |  | 0.32 | 30 | 256 | 28 |  | Fixed | Roof
NJSTRE1545230930 |  | Transition Incentive Program | Willingboro | 8046 | 13 | 9.6 | Residential | No | Behind the Meter | Net-metered residential rooftop and canopy |  | None | Steve Whitman LLC | PSE&G | Accepted | 2020-06-30 | 2020-07-06 | 2021-07-06 | SolarEdge | SE7600H-US | Inverters | 7600 |  | 1 |  |  | 0.99 |  | Outside | within ten feet of meter
NJSTRE1545231156 |  | Transition Incentive Program | Pleasantville | 8232 | 19 | 6.51 | Residential | Yes | Behind the Meter | Net-metered residential rooftop and canopy |  | None | Bright Planet Solar | AC Electric | Accepted | 2020-06-30 | 2020-07-06 | 2021-07-06 | LONG | LR6-60HPB-310M | Solar Panels |  | 0.31 | 3 | 204 | 26 |  | Fixed | Roof
NJSTRE1545231156 |  | Transition Incentive Program | Pleasantville | 8232 | 19 | 6.51 | Residential | Yes | Behind the Meter | Net-metered residential rooftop and canopy |  | None | Bright Planet Solar | AC Electric | Accepted | 2020-06-30 | 2020-07-06 | 2021-07-06 | SOLAR EDGE | SE6000H-USRGM | Inverters | 6000 |  | 1 |  |  | 0.98 |  | Outdoor | OUTSIDE
NJSTRE1545231156 |  | Transition Incentive Program | Pleasantville | 8232 | 19 | 6.51 | Residential | Yes | Behind the Meter | Net-metered residential rooftop and canopy |  | None | Bright Planet Solar | AC Electric | Accepted | 2020-06-30 | 2020-07-06 | 2021-07-06 | LONGI | LR6-60HPB-310M | Solar Panels |  | 0.31 | 3 | 206 | 33 |  | Fixed | Roof
NJSTRE1545231156 |  | Transition Incentive Program | Pleasantville | 8232 | 19 | 6.51 | Residential | Yes | Behind the Meter | Net-metered residential rooftop and canopy |  | None | Bright Planet Solar | AC Electric | Accepted | 2020-06-30 | 2020-07-06 | 2021-07-06 | LONGI | LR6-60HPB-310M | Solar Panels |  | 0.31 | 9 | 117 | 18 |  | Fixed | Roof
NJSTRE1545231156 |  | Transition Incentive Program | Pleasantville | 8232 | 19 | 6.51 | Residential | Yes | Behind the Meter | Net-metered residential rooftop and canopy |  | None | Bright Planet Solar | AC Electric | Accepted | 2020-06-30 | 2020-07-06 | 2021-07-06 | LONGI | LR6-60HPB-310M | Solar Panels |  | 0.31 | 6 | 296 | 18 |  | Fixed | Roof
NJSTRE1545231194 |  | Transition Incentive Program | Somers Point | 8244 | 19 | 5.44 | Residential | Yes | Behind the Meter | Net-metered residential rooftop and canopy |  | None | Trinity Solar | AC Electric | Accepted | 2020-06-30 | 2020-07-06 | 2021-07-06 | SOLAR EDGE | SE5000H-US | Inverters | 5000 |  | 1 |  |  | 0.97 |  | Outside | SIDE OF HOME
NJSTRE1545231194 |  | Transition Incentive Program | Somers Point | 8244 | 19 | 5.44 | Residential | Yes | Behind the Meter | Net-metered residential rooftop and canopy |  | None | Trinity Solar | AC Electric | Accepted | 2020-06-30 | 2020-07-06 | 2021-07-06 | HANWHA | Q.PEAK DUO BLK-G6 340 | Solar Panels |  | 0.34 | 6 | 133 | 23 |  | Fixed | Roof
NJSTRE1545231194 |  | Transition Incentive Program | Somers Point | 8244 | 19 | 5.44 | Residential | Yes | Behind the Meter | Net-metered residential rooftop and canopy |  | None | Trinity Solar | AC Electric | Accepted | 2020-06-30 | 2020-07-06 | 2021-07-06 | HANWHA | Q.PEAK DUO BLK-G6 340 | Solar Panels |  | 0.34 | 10 | 133 | 23 |  | Fixed | Roof
NJSTRE1545231199 |  | Transition Incentive Program | Waretown | 8758 | 18 | 9.3 | Residential | Yes | Behind the Meter | Net-metered residential rooftop and canopy |  | None | Bright Planet Solar | JCP&L | Accepted | 2020-06-30 | 2020-07-06 | 2021-07-06 | LONGI | LR-60HPB-310M | Solar Panels |  | 0.31 | 19 | 42 | 26 |  | Fixed | Roof
NJSTRE1545231199 |  | Transition Incentive Program | Waretown | 8758 | 18 | 9.3 | Residential | Yes | Behind the Meter | Net-metered residential rooftop and canopy |  | None | Bright Planet Solar | JCP&L | Accepted | 2020-06-30 | 2020-07-06 | 2021-07-06 | SOLAR EDGE | SE7600H-USRGM | Inverters | 7600 |  | 1 |  |  | 0.98 |  | Outdoor | OUTSIDE
NJSTRE1545231199 |  | Transition Incentive Program | Waretown | 8758 | 18 | 9.3 | Residential | Yes | Behind the Meter | Net-metered residential rooftop and canopy |  | None | Bright Planet Solar | JCP&L | Accepted | 2020-06-30 | 2020-07-06 | 2021-07-06 | LONGI | LR-60HPB-310M | Solar Panels |  | 0.31 | 11 | 220 | 12 |  | Fixed | Roof
NJSTRE1545231221 |  | Transition Incentive Program | Livingston | 7039 | 9 | 12.24 | Residential | No | Behind the Meter | Net-metered residential rooftop and canopy |  | None | Tesla Energy Operations Inc. | PSE&G | Accepted | 2020-06-30 | 2020-07-06 | 2021-07-06 | Hanwha Q-Cells | Q.Peak DUO BLK-G6/SC340 | Solar Panels |  | 0.34 | 30 | 149 | 29 |  | Fixed | Roof
NJSTRE1545231221 |  | Transition Incentive Program | Livingston | 7039 | 9 | 12.24 | Residential | No | Behind the Meter | Net-metered residential rooftop and canopy |  | None | Tesla Energy Operations Inc. | PSE&G | Accepted | 2020-06-30 | 2020-07-06 | 2021-07-06 | Hanwha Q-Cells | Q.Peak DUO BLK-G6/SC340 | Solar Panels |  | 0.34 | 6 | 329 | 29 |  | Fixed | Roof
NJSTRE1545231221 |  | Transition Incentive Program | Livingston | 7039 | 9 | 12.24 | Residential | No | Behind the Meter | Net-metered residential rooftop and canopy |  | None | Tesla Energy Operations Inc. | PSE&G | Accepted | 2020-06-30 | 2020-07-06 | 2021-07-06 | SolarEdge Technologies | SE11400H-US [240V] | Inverters | 11400 |  | 1 |  |  | 0.99 |  | Outside | Outside
NJSTRE1545231234 |  | Transition Incentive Program | Morris Plains | 7950 | 3 | 5.63 | Residential | No | Behind the Meter | Net-metered residential rooftop and canopy |  | None | Public Service Solar | JCP&L | Accepted | 2020-06-30 | 2020-07-06 | 2021-07-06 | LG | Q1C-V5 | Solar Panels |  | 0.375 | 15 | 174 | 30 |  | Fixed | Roof
NJSTRE1545231234 |  | Transition Incentive Program | Morris Plains | 7950 | 3 | 5.63 | Residential | No | Behind the Meter | Net-metered residential rooftop and canopy |  | None | Public Service Solar | JCP&L | Accepted | 2020-06-30 | 2020-07-06 | 2021-07-06 | Enphase | IQ7X | Inverters | 0.315 |  | 15 |  |  | 0.96 |  | Outside | Under Panels
NJSTRE1545231270 |  | Transition Incentive Program | SEWELL | 8080 | 15 | 7.82 | Residential | Yes | Behind the Meter | Net-metered residential rooftop and canopy |  | None | Trinity Solar | AC Electric | Accepted | 2020-06-30 | 2020-07-06 | 2021-07-06 | HANWHA | Q.PEAK DUO BLK-G6 340 | Solar Panels |  | 0.34 | 7 | 90 | 23 |  | Fixed | Roof
NJSTRE1545231270 |  | Transition Incentive Program | SEWELL | 8080 | 15 | 7.82 | Residential | Yes | Behind the Meter | Net-metered residential rooftop and canopy |  | None | Trinity Solar | AC Electric | Accepted | 2020-06-30 | 2020-07-06 | 2021-07-06 | HANWHA | Q.PEAK DUO BLK-G6 340 | Solar Panels |  | 0.34 | 16 | 270 | 23 |  | Fixed | Roof
NJSTRE1545231270 |  | Transition Incentive Program | SEWELL | 8080 | 15 | 7.82 | Residential | Yes | Behind the Meter | Net-metered residential rooftop and canopy |  | None | Trinity Solar | AC Electric | Accepted | 2020-06-30 | 2020-07-06 | 2021-07-06 | Solar Edge | SE6000H-US000BNC4 | Inverters | 6000 |  | 1 |  |  | 0.97 |  | Outdoor | side of home
NJSTRE1545231384 |  | Transition Incentive Program | Forked River | 8731 | 18 | 6.93 | Residential | No | Behind the Meter | Net-metered residential rooftop and canopy |  | None | Kopp Electric Company | JCP&L | Accepted | 2020-06-30 | 2020-07-06 | 2021-07-06 | Solar Edge | SE6000H-US | Inverters | 6000 |  | 1 |  |  | 0.975 |  | Outdoor | Next to meter
NJSTRE1545231384 |  | Transition Incentive Program | Forked River | 8731 | 18 | 6.93 | Residential | No | Behind the Meter | Net-metered residential rooftop and canopy |  | None | Kopp Electric Company | JCP&L | Accepted | 2020-06-30 | 2020-07-06 | 2021-07-06 | CertainTeed | CT315HC11-04 | Solar Panels |  | 0.315 | 22 | 103 | 35 |  | Fixed | Roof
NJSTRE1545231435 |  | Transition Incentive Program | PISCATAWAY | 8854 | 11 | 5.36 | Residential | No | Behind the Meter | Net-metered residential rooftop and canopy |  | None | Infinity Solar Systems | PSE&G | Accepted | 2020-06-30 | 2020-07-06 | 2021-07-06 | LG | LG335N1K-V5 | Solar Panels |  | 0.335 | 16 | 156 | 25 |  | Fixed | Roof
NJSTRE1545231435 |  | Transition Incentive Program | PISCATAWAY | 8854 | 11 | 5.36 | Residential | No | Behind the Meter | Net-metered residential rooftop and canopy |  | None | Infinity Solar Systems | PSE&G | Accepted | 2020-06-30 | 2020-07-06 | 2021-07-06 | ENPHASE | IQ7-60-X-US | Inverters | 240 |  | 16 |  |  | 0.97 |  | Outside | MICROINVERTERS
NJSTRE1545232246 |  | Transition Incentive Program | woodbridge | 7095 | 11 | 5.36 | Residential | Yes | Behind the Meter | Net-metered residential rooftop and canopy |  | PSEG | Vision Solar LLC | PSE&G | Accepted | 2020-06-30 | 2020-07-06 | 2021-07-06 | LG SOLAR | LG335N1K-V5 | Solar Panels |  | 0.335 | 2 | 61 | 10 |  | Fixed | Roof
NJSTRE1545232246 |  | Transition Incentive Program | woodbridge | 7095 | 11 | 5.36 | Residential | Yes | Behind the Meter | Net-metered residential rooftop and canopy |  | PSEG | Vision Solar LLC | PSE&G | Accepted | 2020-06-30 | 2020-07-06 | 2021-07-06 | LG SOLAR | LG335N1K-V5 | Solar Panels |  | 0.335 | 1 | 61 | 34 |  | Fixed | Roof
NJSTRE1545232246 |  | Transition Incentive Program | woodbridge | 7095 | 11 | 5.36 | Residential | Yes | Behind the Meter | Net-metered residential rooftop and canopy |  | PSEG | Vision Solar LLC | PSE&G | Accepted | 2020-06-30 | 2020-07-06 | 2021-07-06 | LG SOLAR | LG335N1K-V5 | Solar Panels |  | 0.335 | 1 | 241 | 18 |  | Fixed | Roof
NJSTRE1545232246 |  | Transition Incentive Program | woodbridge | 7095 | 11 | 5.36 | Residential | Yes | Behind the Meter | Net-metered residential rooftop and canopy |  | PSEG | Vision Solar LLC | PSE&G | Accepted | 2020-06-30 | 2020-07-06 | 2021-07-06 | LG SOLAR | LG335N1KV5 | Solar Panels |  | 0.336 | 4 | 151 | 30 |  | Fixed | Roof
NJSTRE1545232246 |  | Transition Incentive Program | woodbridge | 7095 | 11 | 5.36 | Residential | Yes | Behind the Meter | Net-metered residential rooftop and canopy |  | PSEG | Vision Solar LLC | PSE&G | Accepted | 2020-06-30 | 2020-07-06 | 2021-07-06 | ENPHAS | 1Q7-60-2-US | Inverters | 0.24 |  | 16 |  |  | 0.96 |  | Other | BEHIND EACH PANEL
NJSTRE1545232246 |  | Transition Incentive Program | woodbridge | 7095 | 11 | 5.36 | Residential | Yes | Behind the Meter | Net-metered residential rooftop and canopy |  | PSEG | Vision Solar LLC | PSE&G | Accepted | 2020-06-30 | 2020-07-06 | 2021-07-06 | LG SOLAR | LG335N1K-V5 | Solar Panels |  | 0.335 | 1 | 241 | 18 |  | Fixed | Roof
NJSTRE1545232246 |  | Transition Incentive Program | woodbridge | 7095 | 11 | 5.36 | Residential | Yes | Behind the Meter | Net-metered residential rooftop and canopy |  | PSEG | Vision Solar LLC | PSE&G | Accepted | 2020-06-30 | 2020-07-06 | 2021-07-06 | LG SOLAR | LG335N1K-V5 | Solar Panels |  | 0.335 | 3 | 331 | 10 |  | Fixed | Roof
NJSTRE1545232246 |  | Transition Incentive Program | woodbridge | 7095 | 11 | 5.36 | Residential | Yes | Behind the Meter | Net-metered residential rooftop and canopy |  | PSEG | Vision Solar LLC | PSE&G | Accepted | 2020-06-30 | 2020-07-06 | 2021-07-06 | LG SOLAR | LG335N1K-V5 | Solar Panels |  | 0.335 | 1 | 61 | 18 |  | Fixed | Roof
NJSTRE1545232246 |  | Transition Incentive Program | woodbridge | 7095 | 11 | 5.36 | Residential | Yes | Behind the Meter | Net-metered residential rooftop and canopy |  | PSEG | Vision Solar LLC | PSE&G | Accepted | 2020-06-30 | 2020-07-06 | 2021-07-06 | LG SOLAR | LG335N1K-V5 | Solar Panels |  | 0.335 | 1 | 241 | 34 |  | Fixed | Roof
NJSTRE1545232246 |  | Transition Incentive Program | woodbridge | 7095 | 11 | 5.36 | Residential | Yes | Behind the Meter | Net-metered residential rooftop and canopy |  | PSEG | Vision Solar LLC | PSE&G | Accepted | 2020-06-30 | 2020-07-06 | 2021-07-06 | LG SOLAR | LG335N1K-V5 | Solar Panels |  | 0.335 | 2 | 241 | 10 |  | Fixed | Roof
NJSTRE1545232319 |  | Transition Incentive Program | lindenwold | 8021 | 14 | 3.35 | Residential | Yes | Behind the Meter | Net-metered residential rooftop and canopy |  | ACE | Vision Solar LLC | AC Electric | Accepted | 2020-06-30 | 2020-07-06 | 2021-07-06 | ENPHASE | 1Q7-60-2-US | Inverters | 0.24 |  | 10 |  |  | 0.96 |  | Other | BEHIND EACH PANEL
NJSTRE1545232319 |  | Transition Incentive Program | lindenwold | 8021 | 14 | 3.35 | Residential | Yes | Behind the Meter | Net-metered residential rooftop and canopy |  | ACE | Vision Solar LLC | AC Electric | Accepted | 2020-06-30 | 2020-07-06 | 2021-07-06 | LG SOLAR | LG335N1K-V5 | Solar Panels |  | 0.335 | 10 | 202 | 20 |  | Fixed | Roof
NJSTRE1545232375 |  | Transition Incentive Program | Piscataway | 8854 | 11 | 14.64 | Residential | No | Behind the Meter | Net-metered residential rooftop and canopy |  | None | Sunrun Installation Services, Inc. | PSE&G | Accepted | 2020-07-01 | 2020-07-06 | 2021-07-06 | LONGi Green Energy Technology Co | LR6-60HPB-305M | Solar Panels |  | 0.305 | 4 | 73 | 27 |  | Fixed | Roof
NJSTRE1545232375 |  | Transition Incentive Program | Piscataway | 8854 | 11 | 14.64 | Residential | No | Behind the Meter | Net-metered residential rooftop and canopy |  | None | Sunrun Installation Services, Inc. | PSE&G | Accepted | 2020-07-01 | 2020-07-06 | 2021-07-06 | LONGi Green Energy Technology Co | LR6-60HPB-305M | Solar Panels |  | 0.305 | 14 | 343 | 40 |  | Fixed | Roof
NJSTRE1545232375 |  | Transition Incentive Program | Piscataway | 8854 | 11 | 14.64 | Residential | No | Behind the Meter | Net-metered residential rooftop and canopy |  | None | Sunrun Installation Services, Inc. | PSE&G | Accepted | 2020-07-01 | 2020-07-06 | 2021-07-06 | LONGi Green Energy Technology Co | LR6-60HPB-305M | Solar Panels |  | 0.305 | 6 | 253 | 27 |  | Fixed | Roof
NJSTRE1545232375 |  | Transition Incentive Program | Piscataway | 8854 | 11 | 14.64 | Residential | No | Behind the Meter | Net-metered residential rooftop and canopy |  | None | Sunrun Installation Services, Inc. | PSE&G | Accepted | 2020-07-01 | 2020-07-06 | 2021-07-06 | ENPHASE ENERGY | IQ7-60-2-US | Inverters | 240 |  | 48 |  |  | 0.99 |  | Outside | Roof
NJSTRE1545232375 |  | Transition Incentive Program | Piscataway | 8854 | 11 | 14.64 | Residential | No | Behind the Meter | Net-metered residential rooftop and canopy |  | None | Sunrun Installation Services, Inc. | PSE&G | Accepted | 2020-07-01 | 2020-07-06 | 2021-07-06 | LONGi Green Energy Technology Co | LR6-60HPB-305M | Solar Panels |  | 0.305 | 19 | 163 | 40 |  | Fixed | Roof
NJSTRE1545232375 |  | Transition Incentive Program | Piscataway | 8854 | 11 | 14.64 | Residential | No | Behind the Meter | Net-metered residential rooftop and canopy |  | None | Sunrun Installation Services, Inc. | PSE&G | Accepted | 2020-07-01 | 2020-07-06 | 2021-07-06 | LONGi Green Energy Technology Co | LR6-60HPB-305M | Solar Panels |  | 0.305 | 5 | 253 | 40 |  | Fixed | Roof
NJSTRE1545232381 |  | Transition Incentive Program | Linden | 7036 | 10 | 3.35 | Residential | Yes | Behind the Meter | Net-metered residential rooftop and canopy |  | None | Pro Custom Solar dba Momentum Solar | PSE&G | Accepted | 2020-06-30 | 2020-07-06 | 2021-07-06 | HANWHA | Q.PEAK DUO BLK G6+ 335 | Solar Panels |  | 0.335 | 6 | 38 | 12 |  | Fixed | Roof
NJSTRE1545232381 |  | Transition Incentive Program | Linden | 7036 | 10 | 3.35 | Residential | Yes | Behind the Meter | Net-metered residential rooftop and canopy |  | None | Pro Custom Solar dba Momentum Solar | PSE&G | Accepted | 2020-06-30 | 2020-07-06 | 2021-07-06 | Enphase | IQ7-60-2-US | Inverters | 240 |  | 10 |  |  | 0.97 |  | Outdoor | Roof
NJSTRE1545232381 |  | Transition Incentive Program | Linden | 7036 | 10 | 3.35 | Residential | Yes | Behind the Meter | Net-metered residential rooftop and canopy |  | None | Pro Custom Solar dba Momentum Solar | PSE&G | Accepted | 2020-06-30 | 2020-07-06 | 2021-07-06 | HANWHA | Q.PEAK DUO BLK G6+ 335 | Solar Panels |  | 0.335 | 4 | 218 | 39 |  | Fixed | Roof
NJSTRE1545232408 |  | Transition Incentive Program | Carteret | 7008 | 11 | 8.71 | Residential | Yes | Behind the Meter | Net-metered residential rooftop and canopy |  | None | Pro Custom Solar dba Momentum Solar | PSE&G | Accepted | 2020-06-30 | 2020-07-06 | 2021-07-06 | HANWHA | Q.PEAK DUO BLK G6+ 335 | Solar Panels |  | 0.335 | 7 | 106 | 20 |  | Fixed | Roof
NJSTRE1545232408 |  | Transition Incentive Program | Carteret | 7008 | 11 | 8.71 | Residential | Yes | Behind the Meter | Net-metered residential rooftop and canopy |  | None | Pro Custom Solar dba Momentum Solar | PSE&G | Accepted | 2020-06-30 | 2020-07-06 | 2021-07-06 | HANWHA | Q.PEAK DUO BLK G6+ 335 | Solar Panels |  | 0.335 | 16 | 196 | 20 |  | Fixed | Roof
NJSTRE1545232408 |  | Transition Incentive Program | Carteret | 7008 | 11 | 8.71 | Residential | Yes | Behind the Meter | Net-metered residential rooftop and canopy |  | None | Pro Custom Solar dba Momentum Solar | PSE&G | Accepted | 2020-06-30 | 2020-07-06 | 2021-07-06 | HANWHA | Q.PEAK DUO BLK G6+ 335 | Solar Panels |  | 0.335 | 3 | 286 | 21 |  | Fixed | Roof
NJSTRE1545232408 |  | Transition Incentive Program | Carteret | 7008 | 11 | 8.71 | Residential | Yes | Behind the Meter | Net-metered residential rooftop and canopy |  | None | Pro Custom Solar dba Momentum Solar | PSE&G | Accepted | 2020-06-30 | 2020-07-06 | 2021-07-06 | Enphase | IQ7-60-2-US | Inverters | 240 |  | 26 |  |  | 0.97 |  | Outdoor | Roof
NJSTRE1545232422 |  | Transition Incentive Program | Ridgewood Village | 7450 | 7 | 5.27 | Residential | Yes | Behind the Meter | Net-metered residential rooftop and canopy |  | None | Bright Planet Solar | PSE&G | Accepted | 2020-06-30 | 2020-07-06 | 2021-07-06 | LONGi Green Energy | LR6-60HPB-310M | Solar Panels |  | 0.31 | 11 | 295 | 30 |  | Fixed | Roof
NJSTRE1545232422 |  | Transition Incentive Program | Ridgewood Village | 7450 | 7 | 5.27 | Residential | Yes | Behind the Meter | Net-metered residential rooftop and canopy |  | None | Bright Planet Solar | PSE&G | Accepted | 2020-06-30 | 2020-07-06 | 2021-07-06 | SolarEdge Technologies | SE5000H-USRGM | Inverters | 5000 |  | 1 |  |  | 0.98 |  | Outside | OUTSIDE
NJSTRE1545232422 |  | Transition Incentive Program | Ridgewood Village | 7450 | 7 | 5.27 | Residential | Yes | Behind the Meter | Net-metered residential rooftop and canopy |  | None | Bright Planet Solar | PSE&G | Accepted | 2020-06-30 | 2020-07-06 | 2021-07-06 | LONGi Green Energy | LR6-60HPB-310M | Solar Panels |  | 0.31 | 6 | 115 | 30 |  | Fixed | Roof
NJSTRE1545232496 |  | Transition Incentive Program | Trenton | 8691 | 12 | 4.36 | Residential | Yes | Behind the Meter | Net-metered residential rooftop and canopy |  | None | Pro Custom Solar dba Momentum Solar | PSE&G | Accepted | 2020-06-30 | 2020-07-06 | 2021-07-06 | Enphase | IQ7-60-2-US | Inverters | 240 |  | 13 |  |  | 0.97 |  | Outdoor | Roof
NJSTRE1545232496 |  | Transition Incentive Program | Trenton | 8691 | 12 | 4.36 | Residential | Yes | Behind the Meter | Net-metered residential rooftop and canopy |  | None | Pro Custom Solar dba Momentum Solar | PSE&G | Accepted | 2020-06-30 | 2020-07-06 | 2021-07-06 | HANWHA | Q.PEAK DUO BLK G6+ 335 | Solar Panels |  | 0.335 | 5 | 161 | 38 |  | Fixed | Roof
NJSTRE1545232496 |  | Transition Incentive Program | Trenton | 8691 | 12 | 4.36 | Residential | Yes | Behind the Meter | Net-metered residential rooftop and canopy |  | None | Pro Custom Solar dba Momentum Solar | PSE&G | Accepted | 2020-06-30 | 2020-07-06 | 2021-07-06 | HANWHA | Q.PEAK DUO BLK G6+ 335 | Solar Panels |  | 0.335 | 3 | 161 | 39 |  | Fixed | Roof
NJSTRE1545232496 |  | Transition Incentive Program | Trenton | 8691 | 12 | 4.36 | Residential | Yes | Behind the Meter | Net-metered residential rooftop and canopy |  | None | Pro Custom Solar dba Momentum Solar | PSE&G | Accepted | 2020-06-30 | 2020-07-06 | 2021-07-06 | HANWHA | Q.PEAK DUO BLK G6+ 335 | Solar Panels |  | 0.335 | 5 | 251 | 26 |  | Fixed | Roof
NJSTRE1545232500 |  | Transition Incentive Program | Clifton City | 7013 | 6 | 10.58 | Residential | No | Behind the Meter | Net-metered residential rooftop and canopy |  | None | Tesla Energy Operations Inc. | PSE&G | Accepted | 2020-06-30 | 2020-07-06 | 2021-07-06 | Delta Electronics | M8-TL-US [240V] | Inverters | 7680 |  | 1 |  |  | 0.975 |  | Outside | Outside
NJSTRE1545232500 |  | Transition Incentive Program | Clifton City | 7013 | 6 | 10.58 | Residential | No | Behind the Meter | Net-metered residential rooftop and canopy |  | None | Tesla Energy Operations Inc. | PSE&G | Accepted | 2020-06-30 | 2020-07-06 | 2021-07-06 | Delta Electronics | M4-TL-US [240V] | Inverters | 3840 |  | 1 |  |  | 0.975 |  | Outside | Outside
NJSTRE1545232500 |  | Transition Incentive Program | Clifton City | 7013 | 6 | 10.58 | Residential | No | Behind the Meter | Net-metered residential rooftop and canopy |  | None | Tesla Energy Operations Inc. | PSE&G | Accepted | 2020-06-30 | 2020-07-06 | 2021-07-06 | Tesla | SR60T1 | Solar Panels |  | 0.05847 | 77 | 223 | 23 |  | Fixed | Roof
NJSTRE1545232500 |  | Transition Incentive Program | Clifton City | 7013 | 6 | 10.58 | Residential | No | Behind the Meter | Net-metered residential rooftop and canopy |  | None | Tesla Energy Operations Inc. | PSE&G | Accepted | 2020-06-30 | 2020-07-06 | 2021-07-06 | Tesla | SR60T1 | Solar Panels |  | 0.05847 | 104 | 43 | 23 |  | Fixed | Roof
NJSTRE1545232543 |  | Transition Incentive Program | EAST ORANGE | 7017 | 9 | 3.2 | Residential | Yes | Behind the Meter | Net-metered residential rooftop and canopy |  | None | Vivint Solar Developer, LLC | PSE&G | Accepted | 2020-07-06 | 2020-07-07 | 2021-07-07 | JINKO SOLAR | JKM320M-60HBL | Solar Panels |  | 0.32 | 10 | 307 | 24 |  | Fixed | Roof
NJSTRE1545232543 |  | Transition Incentive Program | EAST ORANGE | 7017 | 9 | 3.2 | Residential | Yes | Behind the Meter | Net-metered residential rooftop and canopy |  | None | Vivint Solar Developer, LLC | PSE&G | Accepted | 2020-07-06 | 2020-07-07 | 2021-07-07 | Solar Edge | SE3800H-US | Inverters | 3800 |  | 1 |  |  | 0.992 |  | Outdoor | Near the Utility Meter
NJSTRE1545232687 |  | Transition Incentive Program | TRENTON | 8611 | 12 | 3.9 | Residential | Yes | Behind the Meter | Net-metered residential rooftop and canopy |  | None | Vivint Solar Developer, LLC | PSE&G | Accepted | 2020-07-06 | 2020-07-07 | 2021-07-07 | Solar Edge | SE3800H-US | Inverters | 3800 |  | 1 |  |  | 0.992 |  | Outdoor | Near the Utility Meter
NJSTRE1545232687 |  | Transition Incentive Program | TRENTON | 8611 | 12 | 3.9 | Residential | Yes | Behind the Meter | Net-metered residential rooftop and canopy |  | None | Vivint Solar Developer, LLC | PSE&G | Accepted | 2020-07-06 | 2020-07-07 | 2021-07-07 | JINKO SOLAR | JKM325M-60HBL | Solar Panels |  | 0.325 | 8 | 231 | 31 |  | Fixed | Roof
NJSTRE1545232687 |  | Transition Incentive Program | TRENTON | 8611 | 12 | 3.9 | Residential | Yes | Behind the Meter | Net-metered residential rooftop and canopy |  | None | Vivint Solar Developer, LLC | PSE&G | Accepted | 2020-07-06 | 2020-07-07 | 2021-07-07 | JINKO SOLAR | JKM325M-60HBL | Solar Panels |  | 0.325 | 4 | 51 | 31 |  | Fixed | Roof
NJSTRE1545233247 |  | Transition Incentive Program | Irvington | 7111 | 9 | 3.35 | Residential | Yes | Behind the Meter | Net-metered residential rooftop and canopy |  | PSEG | Vision Solar LLC | PSE&G | Accepted | 2020-07-01 | 2020-07-06 | 2021-07-06 | LG SOLAR | LG335N1K-V5 | Solar Panels |  | 0.335 | 10 | 195 | 34 |  | Fixed | Roof
NJSTRE1545233247 |  | Transition Incentive Program | Irvington | 7111 | 9 | 3.35 | Residential | Yes | Behind the Meter | Net-metered residential rooftop and canopy |  | PSEG | Vision Solar LLC | PSE&G | Accepted | 2020-07-01 | 2020-07-06 | 2021-07-06 | ENPHASE | IQ7-60-2-US | Inverters | 0.24 |  | 10 |  |  | 0.96 |  | Other | BEHIND EACH PANEL
NJSTRE1545233255 |  | Transition Incentive Program | Lakewood | 8701 | 18 | 12.73 | Residential | Yes | Behind the Meter | Net-metered residential rooftop and canopy |  | JCPL 2 | Vision Solar LLC | JCP&L | Accepted | 2020-07-01 | 2020-07-06 | 2021-07-06 | ENPHASE | IQ7-60-2-US | Inverters | 0.24 |  | 38 |  |  | 0.96 |  | Other | BEHIND EACH PANEL
NJSTRE1545233255 |  | Transition Incentive Program | Lakewood | 8701 | 18 | 12.73 | Residential | Yes | Behind the Meter | Net-metered residential rooftop and canopy |  | JCPL 2 | Vision Solar LLC | JCP&L | Accepted | 2020-07-01 | 2020-07-06 | 2021-07-06 | LG SOLAR | LG335N1K-V5 | Solar Panels |  | 0.335 | 22 | 161 | 37 |  | Fixed | Roof
NJSTRE1545233255 |  | Transition Incentive Program | Lakewood | 8701 | 18 | 12.73 | Residential | Yes | Behind the Meter | Net-metered residential rooftop and canopy |  | JCPL 2 | Vision Solar LLC | JCP&L | Accepted | 2020-07-01 | 2020-07-06 | 2021-07-06 | LG OLAR | LG335N1K-V5 | Solar Panels |  | 0.335 | 16 | 341 | 37 |  | Fixed | Roof
NJSTRE1545233311 |  | Transition Incentive Program | brigantine | 8203 | 19 | 12.4 | Residential | Yes | Behind the Meter | Net-metered residential rooftop and canopy |  | ACE2 | Vision Solar LLC | AC Electric | Accepted | 2020-07-01 | 2020-07-07 | 2021-07-07 | LG SOLAR | LG335N1K-V5 | Solar Panels |  | 0.335 | 16 | 235 | 20 |  | Fixed | Roof
NJSTRE1545233311 |  | Transition Incentive Program | brigantine | 8203 | 19 | 12.4 | Residential | Yes | Behind the Meter | Net-metered residential rooftop and canopy |  | ACE2 | Vision Solar LLC | AC Electric | Accepted | 2020-07-01 | 2020-07-07 | 2021-07-07 | LG SOLAR | LG335N1K-V5 | Solar Panels |  | 0.335 | 3 | 235 | 10 |  | Fixed | Roof
NJSTRE1545233311 |  | Transition Incentive Program | brigantine | 8203 | 19 | 12.4 | Residential | Yes | Behind the Meter | Net-metered residential rooftop and canopy |  | ACE2 | Vision Solar LLC | AC Electric | Accepted | 2020-07-01 | 2020-07-07 | 2021-07-07 | LG SOLAR | LG335N1L-V5 | Solar Panels |  | 0.335 | 18 | 55 | 20 |  | Fixed | Roof
NJSTRE1545233311 |  | Transition Incentive Program | brigantine | 8203 | 19 | 12.4 | Residential | Yes | Behind the Meter | Net-metered residential rooftop and canopy |  | ACE2 | Vision Solar LLC | AC Electric | Accepted | 2020-07-01 | 2020-07-07 | 2021-07-07 | ENPHASE | IQ7-60-2-US | Inverters | 0.24 |  | 37 |  |  | 0.96 |  | Other | BEHIND EACH PANEL
NJSTRE1545233328 |  | Transition Incentive Program | bridgewater | 8807 | 5 | 9.05 | Residential | Yes | Behind the Meter | Net-metered residential rooftop and canopy |  | JCPL | Vision Solar LLC | JCP&L | Accepted | 2020-07-01 | 2020-07-07 | 2021-07-07 | ENPHASE | IQ7-60-2-US | Inverters | 0.24 |  | 27 |  |  | 0.96 |  | Other | BEHIND EACH PANEL
NJSTRE1545233328 |  | Transition Incentive Program | bridgewater | 8807 | 5 | 9.05 | Residential | Yes | Behind the Meter | Net-metered residential rooftop and canopy |  | JCPL | Vision Solar LLC | JCP&L | Accepted | 2020-07-01 | 2020-07-07 | 2021-07-07 | LG SOLAR | LG335N1K-V5 | Solar Panels |  | 0.335 | 6 | 197 | 30 |  | Fixed | Roof
NJSTRE1545233328 |  | Transition Incentive Program | bridgewater | 8807 | 5 | 9.05 | Residential | Yes | Behind the Meter | Net-metered residential rooftop and canopy |  | JCPL | Vision Solar LLC | JCP&L | Accepted | 2020-07-01 | 2020-07-07 | 2021-07-07 | LG SOLAR | LG335N1K-V5 | Solar Panels |  | 0.335 | 7 | 197 | 15 |  | Fixed | Roof
NJSTRE1545233328 |  | Transition Incentive Program | bridgewater | 8807 | 5 | 9.05 | Residential | Yes | Behind the Meter | Net-metered residential rooftop and canopy |  | JCPL | Vision Solar LLC | JCP&L | Accepted | 2020-07-01 | 2020-07-07 | 2021-07-07 | LG SOLAR | LG335N1K-V5 | Solar Panels |  | 0.335 | 14 | 17 | 17 |  | Fixed | Roof
NJSTRE1545233338 | NJSRRE1541058598 | Transition Incentive Program | Hoboken | 7030 | 8 | 141.41 | Commercial | No | Behind the Meter | Behind the Meter |  | None | Geoscape Solar | PSE&G | Eligible for TI Program | 2019-05-30 | 2019-06-03 | 2021-10-30 | Sunpower | SPR-P19-395-COM | Solar Panels |  | 0.395 | 358 | 193 | 5 |  | Fixed | Roof
NJSTRE1545233338 | NJSRRE1541058598 | Transition Incentive Program | Hoboken | 7030 | 8 | 141.41 | Commercial | No | Behind the Meter | Behind the Meter |  | None | Geoscape Solar | PSE&G | Eligible for TI Program | 2019-05-30 | 2019-06-03 | 2021-10-30 | Solar Edge | SE33.3KUS | Inverters | 33300 |  | 1 |  |  | 0.98 |  | Outside | adj to utillity meter
NJSTRE1545233338 | NJSRRE1541058598 | Transition Incentive Program | Hoboken | 7030 | 8 | 141.41 | Commercial | No | Behind the Meter | Behind the Meter |  | None | Geoscape Solar | PSE&G | Eligible for TI Program | 2019-05-30 | 2019-06-03 | 2021-10-30 | Solar Edge | SE10KUS | Inverters | 10000 |  | 1 |  |  | 0.98 |  | Outside | adj to utility meter
NJSTRE1545233338 | NJSRRE1541058598 | Transition Incentive Program | Hoboken | 7030 | 8 | 141.41 | Commercial | No | Behind the Meter | Behind the Meter |  | None | Geoscape Solar | PSE&G | Eligible for TI Program | 2019-05-30 | 2019-06-03 | 2021-10-30 | Solar Edge | SE66.6KUS | Inverters | 66600 |  | 1 |  |  | 0.98 |  | Outside | adj to utility meter
NJSTRE1545233339 | NJSRRE1541680402 | Transition Incentive Program | Hoboken | 7030 | 8 | 44.24 | Commercial | No | Behind the Meter | Behind the Meter |  | None | Geoscape Solar | PSE&G | Eligible for TI Program | 2019-07-18 | 2019-07-22 | 2021-10-30 | SunPower | SPR-P19-395-COM | Solar Panels |  | 0.395 | 112 | 193 | 10 |  | Fixed | Roof
NJSTRE1545233339 | NJSRRE1541680402 | Transition Incentive Program | Hoboken | 7030 | 8 | 44.24 | Commercial | No | Behind the Meter | Behind the Meter |  | None | Geoscape Solar | PSE&G | Eligible for TI Program | 2019-07-18 | 2019-07-22 | 2021-10-30 | SolarEdge | SE43.2kus | Inverters | 43200 |  | 1 |  |  | 0.98 |  | Outside | Adj to Utility Meter
NJSTRE1545233340 | NJSRRE1541680379 | Transition Incentive Program | Hoboken | 7030 | 8 | 44.24 | Commercial | No | Behind the Meter | Behind the Meter |  | None | Geoscape Solar | PSE&G | Eligible for TI Program | 2019-07-18 | 2019-07-22 | 2021-10-30 | Solar Edge | SE43.2kUS | Inverters | 43200 |  | 1 |  |  | 0.98 |  | Outside | adj to utility meter
NJSTRE1545233340 | NJSRRE1541680379 | Transition Incentive Program | Hoboken | 7030 | 8 | 44.24 | Commercial | No | Behind the Meter | Behind the Meter |  | None | Geoscape Solar | PSE&G | Eligible for TI Program | 2019-07-18 | 2019-07-22 | 2021-10-30 | Sunpower | SPR-P19-395-COM | Solar Panels |  | 0.395 | 112 | 193 | 10 |  | Fixed | Roof
NJSTRE1545233342 | NJSRRE1541680426 | Transition Incentive Program | Hoboken | 7030 | 8 | 37.92 | Commercial | No | Behind the Meter | Behind the Meter |  | None | Geoscape Solar | PSE&G | Eligible for TI Program | 2019-07-18 | 2019-07-22 | 2021-10-30 | SunPower | SPR-P19-395-COM | Solar Panels |  | 0.395 | 96 | 193 | 10 |  | Fixed | Roof
NJSTRE1545233342 | NJSRRE1541680426 | Transition Incentive Program | Hoboken | 7030 | 8 | 37.92 | Commercial | No | Behind the Meter | Behind the Meter |  | None | Geoscape Solar | PSE&G | Eligible for TI Program | 2019-07-18 | 2019-07-22 | 2021-10-30 | Solar Edge | SE14.4kus | Inverters | 28.8 |  | 2 |  |  | 0.98 |  | Outside | Adj. to Utility Meter
NJSTRE1545233344 | NJSRRE1541731389 | Transition Incentive Program | Short Hills | 7078 | 9 | 454.03 | Commercial | No | Behind the Meter | Behind the Meter |  | None | Geoscape Solar | JCP&L | Eligible for TI Program | 2019-08-02 | 2019-08-07 | 2021-10-30 | Sunpower Corp. | SPR-X21-470-COM | Solar Panels |  | 0.47 | 450 | 212 | 2 |  | Fixed | Parking Lot
NJSTRE1545233344 | NJSRRE1541731389 | Transition Incentive Program | Short Hills | 7078 | 9 | 454.03 | Commercial | No | Behind the Meter | Behind the Meter |  | None | Geoscape Solar | JCP&L | Eligible for TI Program | 2019-08-02 | 2019-08-07 | 2021-10-30 | SunPower Corp | SPR-P19-395-COM | Solar Panels |  | 0.395 | 614 | 212 | 5 |  | Fixed | Roof
NJSTRE1545233344 | NJSRRE1541731389 | Transition Incentive Program | Short Hills | 7078 | 9 | 454.03 | Commercial | No | Behind the Meter | Behind the Meter |  | None | Geoscape Solar | JCP&L | Eligible for TI Program | 2019-08-02 | 2019-08-07 | 2021-10-30 | Delta | M60U_122 | Inverters | 60000 |  | 3 |  |  | 0.98 |  | Outside | Adj. to utility meter
NJSTRE1545233344 | NJSRRE1541731389 | Transition Incentive Program | Short Hills | 7078 | 9 | 454.03 | Commercial | No | Behind the Meter | Behind the Meter |  | None | Geoscape Solar | JCP&L | Eligible for TI Program | 2019-08-02 | 2019-08-07 | 2021-10-30 | SolarEdge | SE100kUS | Inverters | 100000 |  | 2 |  |  | 0.98 |  | Outside | Adj. to utility Meter
NJSTRE1545233345 | NJSRRE1541680525 | Transition Incentive Program | West New York | 7093 | 8 | 184.86 | Commercial | No | Behind the Meter | Behind the Meter |  | None | Geoscape Solar | PSE&G | Eligible for TI Program | 2019-07-18 | 2019-07-22 | 2021-10-30 | SunPower | SPR-P19-395-COM | Solar Panels |  | 0.395 | 468 | 129 | 22 |  | Fixed | Roof
NJSTRE1545233345 | NJSRRE1541680525 | Transition Incentive Program | West New York | 7093 | 8 | 184.86 | Commercial | No | Behind the Meter | Behind the Meter |  | None | Geoscape Solar | PSE&G | Eligible for TI Program | 2019-07-18 | 2019-07-22 | 2021-10-30 | SolarEdge | SE100kus | Inverters | 100000 |  | 1 |  |  | 0.98 |  | Outside | Adj. to Utility Meter
NJSTRE1545233346 | NJSRRE1541680591 | Transition Incentive Program | West New York | 7093 | 8 | 35.55 | Commercial | No | Behind the Meter | Behind the Meter |  | None | Geoscape Solar | PSE&G | Eligible for TI Program | 2019-07-18 | 2019-07-22 | 2021-10-30 | SunPower | SPR-P19-395-COM | Solar Panels |  | 0.395 | 90 | 220 | 20 |  | Fixed | Roof
NJSTRE1545233346 | NJSRRE1541680591 | Transition Incentive Program | West New York | 7093 | 8 | 35.55 | Commercial | No | Behind the Meter | Behind the Meter |  | None | Geoscape Solar | PSE&G | Eligible for TI Program | 2019-07-18 | 2019-07-22 | 2021-10-30 | SolarEdge | SE14.4kus | Inverters | 14400 |  | 2 |  |  | 0.98 |  | Outside | Adj. to Utility Meter
NJSTRE1545233348 | NJSRRE1541680571 | Transition Incentive Program | West New York | 7093 | 8 | 35.55 | Commercial | No | Behind the Meter | Behind the Meter |  | None | Geoscape Solar | PSE&G | Eligible for TI Program | 2019-07-18 | 2019-07-22 | 2021-10-30 | SolarEdge | SE14.4kus | Inverters | 14400 |  | 2 |  |  | 0.98 |  | Outside | Adj. to the Utility Meter
NJSTRE1545233348 | NJSRRE1541680571 | Transition Incentive Program | West New York | 7093 | 8 | 35.55 | Commercial | No | Behind the Meter | Behind the Meter |  | None | Geoscape Solar | PSE&G | Eligible for TI Program | 2019-07-18 | 2019-07-22 | 2021-10-30 | SunPower | SPRR-P19-395-COM | Solar Panels |  | 0.395 | 90 | 220 | 22 |  | Fixed | Roof
NJSTRE1545233350 | NJSRRE1541680444 | Transition Incentive Program | Hoboken | 7030 | 8 | 63.2 | Commercial | No | Behind the Meter | Behind the Meter |  | None | Geoscape Solar | PSE&G | Eligible for TI Program | 2019-07-18 | 2019-07-22 | 2021-10-30 | SunPower | SPR-P19-395-COM | Solar Panels |  | 0.395 | 160 | 193 | 10 |  | Fixed | Roof
NJSTRE1545233350 | NJSRRE1541680444 | Transition Incentive Program | Hoboken | 7030 | 8 | 63.2 | Commercial | No | Behind the Meter | Behind the Meter |  | None | Geoscape Solar | PSE&G | Eligible for TI Program | 2019-07-18 | 2019-07-22 | 2021-10-30 | SolarEdge | SE43.2kus | Inverters | 43200 |  | 1 |  |  | 0.98 |  | Outside | Adj. to Utility Meter
NJSTRE1545233352 | NJSRRE1542431215 | Transition Incentive Program | Oaklyn | 8107 | 14 | 25.28 | Commercial | No | Behind the Meter | Behind the Meter |  | None | Geoscape Solar | PSE&G | Eligible for TI Program | 2019-09-24 | 2019-09-26 | 2021-10-30 | SolarEdge | SE20k-US | Inverters | 20000 |  | 1 |  |  | 0.98 |  | Outside | Adj. to utility meter
NJSTRE1545233352 | NJSRRE1542431215 | Transition Incentive Program | Oaklyn | 8107 | 14 | 25.28 | Commercial | No | Behind the Meter | Behind the Meter |  | None | Geoscape Solar | PSE&G | Eligible for TI Program | 2019-09-24 | 2019-09-26 | 2021-10-30 | SunPower | SPR-P19-395-COM | Solar Panels |  | 0.395 | 64 | 237 | 30 |  | Fixed | Roof
NJSTRE1545233353 | NJSRRE1542575070 | Transition Incentive Program | Somers Point | 8244 | 19 | 75.05 | Commercial | No | Behind the Meter | Behind the Meter |  | None | Geoscape Solar | AC Electric | Eligible for TI Program | 2019-10-24 | 2019-10-24 | 2021-10-30 | SolarEdge | SE66.6kUS | Inverters | 66600 |  | 1 |  |  | 0.98 |  | Outside | adj. to utility meter
NJSTRE1545233353 | NJSRRE1542575070 | Transition Incentive Program | Somers Point | 8244 | 19 | 75.05 | Commercial | No | Behind the Meter | Behind the Meter |  | None | Geoscape Solar | AC Electric | Eligible for TI Program | 2019-10-24 | 2019-10-24 | 2021-10-30 | Sunpower | SPR-P19-395-COM | Solar Panels |  | 0.395 | 190 | 128 | 25 |  | Fixed | Roof
NJSTRE1545233354 | NJSRRE1542775957 | Transition Incentive Program | Montclair | 7042 | 9 | 7 | Residential | No | Behind the Meter | Behind the Meter |  | None | Geoscape Solar | PSE&G | Eligible for TI Program | 2019-10-30 | 2019-11-01 | 2021-10-30 | LG Electronics | LG350N1C-V5 | Solar Panels |  | 0.35 | 8 | 207 | 14 |  | Fixed | Roof
NJSTRE1545233354 | NJSRRE1542775957 | Transition Incentive Program | Montclair | 7042 | 9 | 7 | Residential | No | Behind the Meter | Behind the Meter |  | None | Geoscape Solar | PSE&G | Eligible for TI Program | 2019-10-30 | 2019-11-01 | 2021-10-30 | SolarEdge | SE5000H-US | Inverters | 5000 |  | 1 |  |  | 0.98 |  | Outside | adj. to utility meter
NJSTRE1545233354 | NJSRRE1542775957 | Transition Incentive Program | Montclair | 7042 | 9 | 7 | Residential | No | Behind the Meter | Behind the Meter |  | None | Geoscape Solar | PSE&G | Eligible for TI Program | 2019-10-30 | 2019-11-01 | 2021-10-30 | LG Electronics | LG350N1C-V5 | Solar Panels |  | 0.35 | 12 | 207 | 37 |  | Fixed | Roof
NJSTRE1545233355 | NJSRRE1542587379 | Transition Incentive Program | Pennington | 8534 | 12 | 17.38 | Residential | No | Behind the Meter | Behind the Meter |  | PSEG | Geoscape Solar | PSE&G | Eligible for TI Program | 2019-11-05 | 2019-11-05 | 2021-10-30 | SOLAREDGE | SE7600H-US | Inverters | 7600 |  | 2 |  |  | 0.98 |  | Outside | adj. to utility meter
NJSTRE1545233355 | NJSRRE1542587379 | Transition Incentive Program | Pennington | 8534 | 12 | 17.38 | Residential | No | Behind the Meter | Behind the Meter |  | PSEG | Geoscape Solar | PSE&G | Eligible for TI Program | 2019-11-05 | 2019-11-05 | 2021-10-30 | SUNPOWER CORPORATION | SPR-P19-395-COM | Solar Panels |  | 0.395 | 44 | 180 | 20 |  | Fixed | Ground
NJSTRE1545233357 | NJSRRE1542507740 | Transition Incentive Program | Newton | 7860 | 1 | 18.09 | Residential | No | Behind the Meter | Behind the Meter |  | None | Geoscape Solar | JCP&L | Eligible for TI Program | 2019-10-04 | 2019-10-09 | 2021-10-30 | LG Electronics | LG335N1C-A5 | Solar Panels |  | 0.335 | 54 | 180 | 20 |  | Fixed | Ground
NJSTRE1545233357 | NJSRRE1542507740 | Transition Incentive Program | Newton | 7860 | 1 | 18.09 | Residential | No | Behind the Meter | Behind the Meter |  | None | Geoscape Solar | JCP&L | Eligible for TI Program | 2019-10-04 | 2019-10-09 | 2021-10-30 | SolarEdge | SE6000H-US | Inverters | 6000 |  | 1 |  |  | 0.98 |  | Outside | adj. utility meter
NJSTRE1545233357 | NJSRRE1542507740 | Transition Incentive Program | Newton | 7860 | 1 | 18.09 | Residential | No | Behind the Meter | Behind the Meter |  | None | Geoscape Solar | JCP&L | Eligible for TI Program | 2019-10-04 | 2019-10-09 | 2021-10-30 | SolarEdge | SE7600H-US | Inverters | 7600 |  | 1 |  |  | 0.98 |  | Outside | adj. to the utility meter
NJSTRE1545233358 | NJSRRE1542553189 | Transition Incentive Program | Trenton | 8608 | 12 | 66.12 | Commercial | No | Behind the Meter | Net-metered non-residential rooftop and canopy |  | None | Geoscape Solar | PSE&G | Accepted | 2019-10-17 | 2019-10-21 | 2021-10-30 | SolarEdge | SE9kUS | Inverters | 9000 |  | 1 |  |  | 0.98 |  | Outside | adj. to utility meter
NJSTRE1545233358 | NJSRRE1542553189 | Transition Incentive Program | Trenton | 8608 | 12 | 66.12 | Commercial | No | Behind the Meter | Net-metered non-residential rooftop and canopy |  | None | Geoscape Solar | PSE&G | Accepted | 2019-10-17 | 2019-10-21 | 2021-10-30 | SunPower | SPR-E20-435-COM | Solar Panels |  | 0.435 | 44 | 321 | 5 |  | Fixed | Roof
NJSTRE1545233358 | NJSRRE1542553189 | Transition Incentive Program | Trenton | 8608 | 12 | 66.12 | Commercial | No | Behind the Meter | Net-metered non-residential rooftop and canopy |  | None | Geoscape Solar | PSE&G | Accepted | 2019-10-17 | 2019-10-21 | 2021-10-30 | SolarEdge | SE43.2kUS | Inverters | 43200 |  | 1 |  |  | 0.98 |  | Outside | adj. to utility meter
NJSTRE1545233358 | NJSRRE1542553189 | Transition Incentive Program | Trenton | 8608 | 12 | 66.12 | Commercial | No | Behind the Meter | Net-metered non-residential rooftop and canopy |  | None | Geoscape Solar | PSE&G | Accepted | 2019-10-17 | 2019-10-21 | 2021-10-30 | SunPower | SPR-E20-435-COM | Solar Panels |  | 0.435 | 108 | 141 | 5 |  | Fixed | Roof
NJSTRE1545233361 | NJSRRE1542589551 | Transition Incentive Program | Pennington | 8534 | 12 | 89.78 | Commercial | No | Behind the Meter | Behind the Meter |  | None | Geoscape Solar | PSE&G | Eligible for TI Program | 2019-11-05 | 2019-11-05 | 2021-10-30 | LG Electronics | LG335N1K-V5 | Solar Panels |  | 0.335 | 122 | 269 | 25 |  | Fixed | Roof
NJSTRE1545233361 | NJSRRE1542589551 | Transition Incentive Program | Pennington | 8534 | 12 | 89.78 | Commercial | No | Behind the Meter | Behind the Meter |  | None | Geoscape Solar | PSE&G | Eligible for TI Program | 2019-11-05 | 2019-11-05 | 2021-10-30 | LG Electronics | LG335N1K-V5 | Solar Panels |  | 0.335 | 116 | 89 | 25 |  | Fixed | Roof
NJSTRE1545233361 | NJSRRE1542589551 | Transition Incentive Program | Pennington | 8534 | 12 | 89.78 | Commercial | No | Behind the Meter | Behind the Meter |  | None | Geoscape Solar | PSE&G | Eligible for TI Program | 2019-11-05 | 2019-11-05 | 2021-10-30 | SolarEdge | SE66.6Kus | Inverters | 66600 |  | 1 |  |  | 0.98 |  | Indoor | adj. to utility meter
NJSTRE1545233361 | NJSRRE1542589551 | Transition Incentive Program | Pennington | 8534 | 12 | 89.78 | Commercial | No | Behind the Meter | Behind the Meter |  | None | Geoscape Solar | PSE&G | Eligible for TI Program | 2019-11-05 | 2019-11-05 | 2021-10-30 | LG Electronics | LG335N1K-V5 | Solar Panels |  | 0.335 | 16 | 269 | 22 |  | Fixed | Roof
NJSTRE1545233361 | NJSRRE1542589551 | Transition Incentive Program | Pennington | 8534 | 12 | 89.78 | Commercial | No | Behind the Meter | Behind the Meter |  | None | Geoscape Solar | PSE&G | Eligible for TI Program | 2019-11-05 | 2019-11-05 | 2021-10-30 | LG Electronics | LG335N1K-V5 | Solar Panels |  | 0.335 | 14 | 89 | 22 |  | Fixed | Roof
NJSTRE1545233363 | NJSRRE1542431279 | Transition Incentive Program | Oaklyn | 8107 | 14 | 4.74 | Commercial | No | Behind the Meter | Behind the Meter |  | None | Geoscape Solar | PSE&G | Eligible for TI Program | 2019-09-24 | 2019-09-26 | 2021-10-30 | SunPower | SPR-P19-395-COM | Solar Panels |  | 0.395 | 12 | 147 | 24 |  | Fixed | Roof
NJSTRE1545233363 | NJSRRE1542431279 | Transition Incentive Program | Oaklyn | 8107 | 14 | 4.74 | Commercial | No | Behind the Meter | Behind the Meter |  | None | Geoscape Solar | PSE&G | Eligible for TI Program | 2019-09-24 | 2019-09-26 | 2021-10-30 | SolarEdge | SE3800H-us | Inverters | 3800 |  | 1 |  |  | 0.98 |  | Outside | Adj. to utility meter
NJSTRE1545233364 | NJSRRE1542556286 | Transition Incentive Program | Norwood | 7648 | 7 | 24.46 | Residential | No | Behind the Meter | Behind the Meter |  | RECO | Geoscape Solar | Orange Rockland Electric | Eligible for TI Program | 2019-10-18 | 2019-10-21 | 2021-10-30 | LG Electronics | LG335N1C-A5 | Solar Panels |  | 0.335 | 73 | 224 | 30 |  | Fixed | Roof
NJSTRE1545233364 | NJSRRE1542556286 | Transition Incentive Program | Norwood | 7648 | 7 | 24.46 | Residential | No | Behind the Meter | Behind the Meter |  | RECO | Geoscape Solar | Orange Rockland Electric | Eligible for TI Program | 2019-10-18 | 2019-10-21 | 2021-10-30 | SolarEdge | SE10000H-US | Inverters | 10000 |  | 2 |  |  | 0.98 |  | Outside | adj. to utility meter
NJSTRE1545233365 | NJSRRE1543065349 | Transition Incentive Program | Woodbine | 8270 | 21 | 182.49 | Commercial | No | Behind the Meter | Behind the Meter |  | None | Geoscape Solar | AC Electric | Eligible for TI Program | 2019-11-11 | 2019-11-13 | 2021-10-30 | Sunpower | SPR-P19-395-COM | Solar Panels |  | 0.395 | 462 | 217 | 3 |  | Fixed | Roof
NJSTRE1545233365 | NJSRRE1543065349 | Transition Incentive Program | Woodbine | 8270 | 21 | 182.49 | Commercial | No | Behind the Meter | Behind the Meter |  | None | Geoscape Solar | AC Electric | Eligible for TI Program | 2019-11-11 | 2019-11-13 | 2021-10-30 | SolarEdge | SE66.6K-US | Inverters | 66600 |  | 1 |  |  | 0.98 |  | Outside | adj. to utility meter
NJSTRE1545233365 | NJSRRE1543065349 | Transition Incentive Program | Woodbine | 8270 | 21 | 182.49 | Commercial | No | Behind the Meter | Behind the Meter |  | None | Geoscape Solar | AC Electric | Eligible for TI Program | 2019-11-11 | 2019-11-13 | 2021-10-30 | SolarEdge | SE100kUS | Inverters | 100000 |  | 1 |  |  | 0.98 |  | Outside | adj. to utility meter
NJSTRE1545233366 | NJSRRE1542249459 | Transition Incentive Program | Glassboro | 8028 | 15 | 189.6 | Commercial | No | Behind the Meter | Behind the Meter |  | None | Geoscape Solar | AC Electric | Eligible for TI Program | 2019-09-05 | 2019-09-11 | 2021-10-30 | Sunpower | SPR-P19-395-COM | Solar Panels |  | 0.395 | 480 | 203 | 16 |  | Fixed | Roof
NJSTRE1545233366 | NJSRRE1542249459 | Transition Incentive Program | Glassboro | 8028 | 15 | 189.6 | Commercial | No | Behind the Meter | Behind the Meter |  | None | Geoscape Solar | AC Electric | Eligible for TI Program | 2019-09-05 | 2019-09-11 | 2021-10-30 | Solar Edge | SE66.6K-US | Inverters | 66600 |  | 1 |  |  | 0.97 |  | Outdoor | adj to utility meter
NJSTRE1545233366 | NJSRRE1542249459 | Transition Incentive Program | Glassboro | 8028 | 15 | 189.6 | Commercial | No | Behind the Meter | Behind the Meter |  | None | Geoscape Solar | AC Electric | Eligible for TI Program | 2019-09-05 | 2019-09-11 | 2021-10-30 | Solar Edge | SE100K-US | Inverters | 100000 |  | 1 |  |  | 0.97 |  | Outdoor | adj to utility meter
NJSTRE1545233373 | NJSRRE1544347688 | Transition Incentive Program | Egg Harbor | 8215 | 19 | 27.65 | Commercial | No | Behind the Meter | Behind the Meter |  | None | Geoscape Solar | AC Electric | Eligible for TI Program | 2020-02-03 | 2020-02-06 | 2021-10-30 | Sunpower | SPR-P19-395-COM | Solar Panels |  | 0.395 | 40 | 131 | 12 |  | Fixed | Roof
NJSTRE1545233373 | NJSRRE1544347688 | Transition Incentive Program | Egg Harbor | 8215 | 19 | 27.65 | Commercial | No | Behind the Meter | Behind the Meter |  | None | Geoscape Solar | AC Electric | Eligible for TI Program | 2020-02-03 | 2020-02-06 | 2021-10-30 | SolarEdge | SE9k-US | Inverters | 9000 |  | 1 |  |  | 0.98 |  | Outside | adj. to utility meter
NJSTRE1545233373 | NJSRRE1544347688 | Transition Incentive Program | Egg Harbor | 8215 | 19 | 27.65 | Commercial | No | Behind the Meter | Behind the Meter |  | None | Geoscape Solar | AC Electric | Eligible for TI Program | 2020-02-03 | 2020-02-06 | 2021-10-30 | SolarEdge | SE14.4k-US | Inverters | 14400 |  | 1 |  |  | 0.98 |  | Outside | adj. to utility meter
NJSTRE1545233373 | NJSRRE1544347688 | Transition Incentive Program | Egg Harbor | 8215 | 19 | 27.65 | Commercial | No | Behind the Meter | Behind the Meter |  | None | Geoscape Solar | AC Electric | Eligible for TI Program | 2020-02-03 | 2020-02-06 | 2021-10-30 | Sunpower | SPR-P19-395-COM | Solar Panels |  | 0.395 | 30 | 131 | 15 |  | Fixed | Roof
NJSTRE1545233375 | NJSRRE1544561856 | Transition Incentive Program | Hamilton Twp | 8619 | 12 | 222.3 | Commercial | No | Behind the Meter | Behind the Meter |  | PSEG | Geoscape Solar | PSE&G | Eligible for TI Program | 2020-03-02 | 2020-03-09 | 2021-10-30 | SolarEdge | SE100KUS | Inverters | 100000 |  | 1 |  |  | 0.98 |  | Indoor | adj. to utility meter in electrical room
NJSTRE1545233375 | NJSRRE1544561856 | Transition Incentive Program | Hamilton Twp | 8619 | 12 | 222.3 | Commercial | No | Behind the Meter | Behind the Meter |  | PSEG | Geoscape Solar | PSE&G | Eligible for TI Program | 2020-03-02 | 2020-03-09 | 2021-10-30 | SolarEdge | SE66.6KUS | Inverters | 66600 |  | 1 |  |  | 0.98 |  | Indoor | adj. to utility meter in electrical room
NJSTRE1545233375 | NJSRRE1544561856 | Transition Incentive Program | Hamilton Twp | 8619 | 12 | 222.3 | Commercial | No | Behind the Meter | Behind the Meter |  | PSEG | Geoscape Solar | PSE&G | Eligible for TI Program | 2020-03-02 | 2020-03-09 | 2021-10-30 | Sunpower | SPR-P19-390-COM | Solar Panels |  | 0.39 | 570 | 227 | 5 |  | Fixed | Roof
NJSTRE1545233376 | NJSRRE1543481241 | Transition Incentive Program | Far Hills | 7931 | 5 | 10.05 | Commercial | No | Behind the Meter | Net-metered non-residential rooftop and canopy |  | None | Geoscape Solar | JCP&L | Accepted | 2019-12-05 | 2019-12-09 | 2021-10-30 | LG Electronics | LG335N1k-V5 | Solar Panels |  | 0.335 | 30 | 151 | 33 |  | Fixed | Roof
NJSTRE1545233376 | NJSRRE1543481241 | Transition Incentive Program | Far Hills | 7931 | 5 | 10.05 | Commercial | No | Behind the Meter | Net-metered non-residential rooftop and canopy |  | None | Geoscape Solar | JCP&L | Accepted | 2019-12-05 | 2019-12-09 | 2021-10-30 | SolarEdge | SE7600HUS | Inverters | 7600 |  | 1 |  |  | 0.98 |  | Outdoor | adj. to utility meter
NJSTRE1545233381 | NJSRRE1544767355 | Transition Incentive Program | Ridgewood | 7450 | 7 | 78.21 | Non Profit | Yes | Behind the Meter | Net-metered non-residential rooftop and canopy |  | PSEG | Geoscape Solar | PSE&G | Accepted | 2020-03-26 | 2020-04-01 | 2021-04-30 | HYUNDAI SOLAR | HiA-S395HI | Solar Panels |  | 0.395 | 172 | 195 | 5 |  | Fixed | Roof
NJSTRE1545233381 | NJSRRE1544767355 | Transition Incentive Program | Ridgewood | 7450 | 7 | 78.21 | Non Profit | Yes | Behind the Meter | Net-metered non-residential rooftop and canopy |  | PSEG | Geoscape Solar | PSE&G | Accepted | 2020-03-26 | 2020-04-01 | 2021-04-30 | SOLAREDGE | SE14.4k-US | Inverters | 14400 |  | 1 |  |  | 0.98 |  | Outside | adj. to utility meter
NJSTRE1545233381 | NJSRRE1544767355 | Transition Incentive Program | Ridgewood | 7450 | 7 | 78.21 | Non Profit | Yes | Behind the Meter | Net-metered non-residential rooftop and canopy |  | PSEG | Geoscape Solar | PSE&G | Accepted | 2020-03-26 | 2020-04-01 | 2021-04-30 | HYUNDAI SOLAR | HiA-S395HI | Solar Panels |  | 0.395 | 14 | 105 | 14 |  | Fixed | Roof
NJSTRE1545233381 | NJSRRE1544767355 | Transition Incentive Program | Ridgewood | 7450 | 7 | 78.21 | Non Profit | Yes | Behind the Meter | Net-metered non-residential rooftop and canopy |  | PSEG | Geoscape Solar | PSE&G | Accepted | 2020-03-26 | 2020-04-01 | 2021-04-30 | HYUNDAI SOLAR | HiA-S395HI | Solar Panels |  | 0.395 | 12 | 285 | 14 |  | Fixed | Roof
NJSTRE1545233381 | NJSRRE1544767355 | Transition Incentive Program | Ridgewood | 7450 | 7 | 78.21 | Non Profit | Yes | Behind the Meter | Net-metered non-residential rooftop and canopy |  | PSEG | Geoscape Solar | PSE&G | Accepted | 2020-03-26 | 2020-04-01 | 2021-04-30 | SOLAREDGE | SE43.2k-US | Inverters | 43200 |  | 1 |  |  | 0.98 |  | Outside | adj. to utility meter
NJSTRE1545233384 | NJSRRE1543498132 | Transition Incentive Program | Newark | 7105 | 9 | 16.8 | Commercial | No | Behind the Meter | Net-metered non-residential rooftop and canopy |  | None | Geoscape Solar | PSE&G | Accepted | 2019-12-06 | 2019-12-10 | 2021-10-30 | SunPower | SPR-P17-350-COM | Solar Panels |  | 0.35 | 48 | 214 | 5 |  | Fixed | Roof
NJSTRE1545233384 | NJSRRE1543498132 | Transition Incentive Program | Newark | 7105 | 9 | 16.8 | Commercial | No | Behind the Meter | Net-metered non-residential rooftop and canopy |  | None | Geoscape Solar | PSE&G | Accepted | 2019-12-06 | 2019-12-10 | 2021-10-30 | HiQ Solar | TS208-5k75 | Inverters | 5750 |  | 2 |  |  | 0.98 |  | Outside | adj. to utility meter
NJSTRE1545234717 |  | Transition Incentive Program | WESTWOOD | 7675 | 7 | 7.15 | Residential | Yes | Behind the Meter | Net-metered residential rooftop and canopy |  | None | Vivint Solar Developer, LLC | PSE&G | Accepted | 2020-07-02 | 2020-07-07 | 2021-07-07 | JinkoSolar | JKM325M-60HBL | Solar Panels |  | 0.325 | 3 | 284 | 41 |  | Fixed | Roof
NJSTRE1545234717 |  | Transition Incentive Program | WESTWOOD | 7675 | 7 | 7.15 | Residential | Yes | Behind the Meter | Net-metered residential rooftop and canopy |  | None | Vivint Solar Developer, LLC | PSE&G | Accepted | 2020-07-02 | 2020-07-07 | 2021-07-07 | JinkoSolar | JKM325M-60HBL | Solar Panels |  | 0.325 | 2 | 194 | 41 |  | Fixed | Roof
NJSTRE1545234717 |  | Transition Incentive Program | WESTWOOD | 7675 | 7 | 7.15 | Residential | Yes | Behind the Meter | Net-metered residential rooftop and canopy |  | None | Vivint Solar Developer, LLC | PSE&G | Accepted | 2020-07-02 | 2020-07-07 | 2021-07-07 | JinkoSolar | JKM325M-60HBL | Solar Panels |  | 0.325 | 8 | 104 | 16 |  | Fixed | Roof
NJSTRE1545234717 |  | Transition Incentive Program | WESTWOOD | 7675 | 7 | 7.15 | Residential | Yes | Behind the Meter | Net-metered residential rooftop and canopy |  | None | Vivint Solar Developer, LLC | PSE&G | Accepted | 2020-07-02 | 2020-07-07 | 2021-07-07 | JinkoSolar | JKM325M-60HBL | Solar Panels |  | 0.325 | 7 | 104 | 41 |  | Fixed | Roof
NJSTRE1545234717 |  | Transition Incentive Program | WESTWOOD | 7675 | 7 | 7.15 | Residential | Yes | Behind the Meter | Net-metered residential rooftop and canopy |  | None | Vivint Solar Developer, LLC | PSE&G | Accepted | 2020-07-02 | 2020-07-07 | 2021-07-07 | JinkoSolar | JKM325M-60HBL | Solar Panels |  | 0.325 | 2 | 284 | 16 |  | Fixed | Roof
NJSTRE1545234717 |  | Transition Incentive Program | WESTWOOD | 7675 | 7 | 7.15 | Residential | Yes | Behind the Meter | Net-metered residential rooftop and canopy |  | None | Vivint Solar Developer, LLC | PSE&G | Accepted | 2020-07-02 | 2020-07-07 | 2021-07-07 | solar Edge | SE3800H-US | Inverters | 3800 |  | 1 |  |  | 0.992 |  | Outdoor | Near the Utility Meter
NJSTRE1545234785 |  | Transition Incentive Program | lindenwold | 8021 | 14 | 8.71 | Residential | Yes | Behind the Meter | Net-metered residential rooftop and canopy |  | ACE | Vision Solar LLC | AC Electric | Accepted | 2020-07-01 | 2020-07-07 | 2021-07-07 | LG SOLAR | LG335N1K-V5 | Solar Panels |  | 0.335 | 13 | 34 | 20 |  | Fixed | Roof
NJSTRE1545234785 |  | Transition Incentive Program | lindenwold | 8021 | 14 | 8.71 | Residential | Yes | Behind the Meter | Net-metered residential rooftop and canopy |  | ACE | Vision Solar LLC | AC Electric | Accepted | 2020-07-01 | 2020-07-07 | 2021-07-07 | LG SOLAR | LG335N1K-V5 | Solar Panels |  | 0.335 | 13 | 214 | 20 |  | Fixed | Roof
NJSTRE1545234785 |  | Transition Incentive Program | lindenwold | 8021 | 14 | 8.71 | Residential | Yes | Behind the Meter | Net-metered residential rooftop and canopy |  | ACE | Vision Solar LLC | AC Electric | Accepted | 2020-07-01 | 2020-07-07 | 2021-07-07 | ENPHASE | IQ7-60-2-US | Inverters | 0.24 |  | 26 |  |  | 0.96 |  | Other | BEHIND EACH PANEL
NJSTRE1545236436 |  | Transition Incentive Program | NORTHVALE | 7647 | 7 | 9.28 | Residential | No | Behind the Meter | Net-metered residential rooftop and canopy |  | None | Vivint Solar Developer, LLC | Orange Rockland Electric | Accepted | 2020-07-06 | 2020-07-07 | 2021-07-07 | SOLAREDGE | SE7600H-US | Inverters | 7600 |  | 1 |  |  | 0.992 |  | Outdoor | Near the Utility Meter
NJSTRE1545236436 |  | Transition Incentive Program | NORTHVALE | 7647 | 7 | 9.28 | Residential | No | Behind the Meter | Net-metered residential rooftop and canopy |  | None | Vivint Solar Developer, LLC | Orange Rockland Electric | Accepted | 2020-07-06 | 2020-07-07 | 2021-07-07 | JinkoSolar | JKM320M-60HBL | Solar Panels |  | 0.32 | 17 | 36 | 32 |  | Fixed | Roof
NJSTRE1545236436 |  | Transition Incentive Program | NORTHVALE | 7647 | 7 | 9.28 | Residential | No | Behind the Meter | Net-metered residential rooftop and canopy |  | None | Vivint Solar Developer, LLC | Orange Rockland Electric | Accepted | 2020-07-06 | 2020-07-07 | 2021-07-07 | JinkoSolar | JKM320M-60HBL | Solar Panels |  | 0.32 | 12 | 216 | 14 |  | Fixed | Roof
NJSTRE1545238164 |  | Transition Incentive Program | vineland | 8361 | 20 | 6.7 | Residential | Yes | Behind the Meter | Net-metered residential rooftop and canopy |  | None | Vision Solar LLC | Vineland Muni Electric | Accepted | 2020-07-02 | 2020-07-07 | 2021-07-07 | ENPHASE | IQ7-60-2-US | Inverters | 0.24 |  | 20 |  |  | 0.96 |  | Other | BEHIND EACH PANEL
NJSTRE1545238164 |  | Transition Incentive Program | vineland | 8361 | 20 | 6.7 | Residential | Yes | Behind the Meter | Net-metered residential rooftop and canopy |  | None | Vision Solar LLC | Vineland Muni Electric | Accepted | 2020-07-02 | 2020-07-07 | 2021-07-07 | LG SOLAR | LG335N1K-V5 | Solar Panels |  | 0.335 | 20 | 192 | 32 |  | Fixed | Roof
NJSTRE1545239151 |  | Transition Incentive Program | blackwood | 8012 | 14 | 10.39 | Residential | Yes | Behind the Meter | Net-metered residential rooftop and canopy |  | PSEG | Vision Solar LLC | PSE&G | Accepted | 2020-07-17 | 2020-07-20 | 2021-07-20 | LG SOLAR | LG335N1K-V5 | Solar Panels |  | 0.335 | 7 | 221 | 29 |  | Fixed | Roof
NJSTRE1545239151 |  | Transition Incentive Program | blackwood | 8012 | 14 | 10.39 | Residential | Yes | Behind the Meter | Net-metered residential rooftop and canopy |  | PSEG | Vision Solar LLC | PSE&G | Accepted | 2020-07-17 | 2020-07-20 | 2021-07-20 | LG SOLAR | LG335N1K-V5 | Solar Panels |  | 0.335 | 12 | 221 | 20 |  | Fixed | Roof
NJSTRE1545239151 |  | Transition Incentive Program | blackwood | 8012 | 14 | 10.39 | Residential | Yes | Behind the Meter | Net-metered residential rooftop and canopy |  | PSEG | Vision Solar LLC | PSE&G | Accepted | 2020-07-17 | 2020-07-20 | 2021-07-20 | LG SOLAR | LG335N1K-V5 | Solar Panels |  | 0.335 | 12 | 20 | 20 |  | Fixed | Roof
NJSTRE1545239151 |  | Transition Incentive Program | blackwood | 8012 | 14 | 10.39 | Residential | Yes | Behind the Meter | Net-metered residential rooftop and canopy |  | PSEG | Vision Solar LLC | PSE&G | Accepted | 2020-07-17 | 2020-07-20 | 2021-07-20 | ENPHASE | IQ7-60-2-US | Inverters | 0.24 |  | 31 |  |  | 0.96 |  | Other | BEHIND EACH PANEL
NJSTRE1545239179 |  | Transition Incentive Program | Orange | 7050 | 9 | 3.05 | Residential | Yes | Behind the Meter | Net-metered residential rooftop and canopy |  | None | Sunrun, Inc. | PSE&G | Accepted | 2020-07-01 | 2020-07-07 | 2021-07-07 | LONGi Green Energy Technology Co Ltd | LR6-60HPB-305M | Solar Panels |  | 0.305 | 10 | 208 | 48 |  | Fixed | Roof
NJSTRE1545239179 |  | Transition Incentive Program | Orange | 7050 | 9 | 3.05 | Residential | Yes | Behind the Meter | Net-metered residential rooftop and canopy |  | None | Sunrun, Inc. | PSE&G | Accepted | 2020-07-01 | 2020-07-07 | 2021-07-07 | Delta Electronics - M4-TL-US | M4-TL-US | Inverters | 4000 |  | 1 |  |  | 0.99 |  | Outside | Exterior Wall
NJSTRE1545240158 |  | Transition Incentive Program | Cedar Brook | 8018 | 14 | 15.37 | Residential | Yes | Behind the Meter | Net-metered residential rooftop and canopy |  | None | Seabright Solar | AC Electric | Accepted | 2020-07-02 | 2020-07-07 | 2021-07-07 | Sunpower | SPR-E20-327 | Solar Panels |  | 0.327 | 6 | 86 | 25 |  | Fixed | Roof
NJSTRE1545240158 |  | Transition Incentive Program | Cedar Brook | 8018 | 14 | 15.37 | Residential | Yes | Behind the Meter | Net-metered residential rooftop and canopy |  | None | Seabright Solar | AC Electric | Accepted | 2020-07-02 | 2020-07-07 | 2021-07-07 | Sunpower | SPR-E20-327 | Inverters | 0.32 |  | 47 |  |  | 0.99 |  | Outside | Roof
NJSTRE1545240158 |  | Transition Incentive Program | Cedar Brook | 8018 | 14 | 15.37 | Residential | Yes | Behind the Meter | Net-metered residential rooftop and canopy |  | None | Seabright Solar | AC Electric | Accepted | 2020-07-02 | 2020-07-07 | 2021-07-07 | Sunpower | SPR-E20-327 | Solar Panels |  | 0.327 | 7 | 176 | 25 |  | Fixed | Roof
NJSTRE1545240158 |  | Transition Incentive Program | Cedar Brook | 8018 | 14 | 15.37 | Residential | Yes | Behind the Meter | Net-metered residential rooftop and canopy |  | None | Seabright Solar | AC Electric | Accepted | 2020-07-02 | 2020-07-07 | 2021-07-07 | Sunpower | SPR-E20-327 | Solar Panels |  | 0.327 | 28 | 86 | 25 |  | Fixed | Roof
NJSTRE1545240158 |  | Transition Incentive Program | Cedar Brook | 8018 | 14 | 15.37 | Residential | Yes | Behind the Meter | Net-metered residential rooftop and canopy |  | None | Seabright Solar | AC Electric | Accepted | 2020-07-02 | 2020-07-07 | 2021-07-07 | Sunpower | SPR-E20-327 | Solar Panels |  | 0.327 | 6 | 266 | 25 |  | Fixed | Roof
NJSTRE1545244726 |  | Transition Incentive Program | north brunswick | 8902 | 11 | 19.76 | Residential | Yes | Behind the Meter | Net-metered residential rooftop and canopy |  | PSEG SL3 | Vision Solar LLC | PSE&G | Accepted | 2020-07-02 | 2020-07-07 | 2021-07-07 | LG SOLAR | LG355N1K-V5 | Solar Panels |  | 0.355 | 33 | 179 | 20 |  | Fixed | Roof
NJSTRE1545244726 |  | Transition Incentive Program | north brunswick | 8902 | 11 | 19.76 | Residential | Yes | Behind the Meter | Net-metered residential rooftop and canopy |  | PSEG SL3 | Vision Solar LLC | PSE&G | Accepted | 2020-07-02 | 2020-07-07 | 2021-07-07 | LG SOLAR | LG335N1K-V5 | Solar Panels |  | 0.335 | 3 | 178 | 20 |  | Fixed | Roof
NJSTRE1545244726 |  | Transition Incentive Program | north brunswick | 8902 | 11 | 19.76 | Residential | Yes | Behind the Meter | Net-metered residential rooftop and canopy |  | PSEG SL3 | Vision Solar LLC | PSE&G | Accepted | 2020-07-02 | 2020-07-07 | 2021-07-07 | LG SOLAR | LG355N1K-V5 | Solar Panels |  | 0.335 | 21 | 359 | 20 |  | Fixed | Roof
NJSTRE1545244726 |  | Transition Incentive Program | north brunswick | 8902 | 11 | 19.76 | Residential | Yes | Behind the Meter | Net-metered residential rooftop and canopy |  | PSEG SL3 | Vision Solar LLC | PSE&G | Accepted | 2020-07-02 | 2020-07-07 | 2021-07-07 | ENPHASE | IQ7-60-2-US | Inverters | 0.24 |  | 57 |  |  | 0.96 |  | Other | BEHIND EACH PANEL
NJSTRE1545244731 |  | Transition Incentive Program | Sicklerville | 8081 | 14 | 7.71 | Residential | No | Behind the Meter | Net-metered residential rooftop and canopy |  | None | SunnyMac LLC | AC Electric | Accepted | 2020-07-22 | 2020-07-22 | 2021-07-22 | Enphase | IQ7XS-96-ACM-US | Inverters | 315 |  | 23 |  |  | 0.99 |  | Outdoor | Roof
NJSTRE1545244731 |  | Transition Incentive Program | Sicklerville | 8081 | 14 | 7.71 | Residential | No | Behind the Meter | Net-metered residential rooftop and canopy |  | None | SunnyMac LLC | AC Electric | Accepted | 2020-07-22 | 2020-07-22 | 2021-07-22 | SunPower | SPR-X21-335W-BLK | Solar Panels |  | 0.335 | 23 | 218 | 30 |  | Fixed | Roof
NJSTRE1545244748 |  | Transition Incentive Program | Vineland | 8360 | 20 | 5.36 | Residential | Yes | Behind the Meter | Net-metered residential rooftop and canopy |  | None | Vision Solar LLC | Vineland Muni Electric | Accepted | 2020-07-02 | 2020-07-20 | 2021-07-20 | ENPHASE | IQ7-60-2-US | Inverters | 0.24 |  | 16 |  |  | 0.96 |  | Other | BEHIND EACH PANEL
NJSTRE1545244748 |  | Transition Incentive Program | Vineland | 8360 | 20 | 5.36 | Residential | Yes | Behind the Meter | Net-metered residential rooftop and canopy |  | None | Vision Solar LLC | Vineland Muni Electric | Accepted | 2020-07-02 | 2020-07-20 | 2021-07-20 | LG SOLAR | LG335N1K-V5 | Solar Panels |  | 0.335 | 4 | 19 | 32 |  | Fixed | Roof
NJSTRE1545244748 |  | Transition Incentive Program | Vineland | 8360 | 20 | 5.36 | Residential | Yes | Behind the Meter | Net-metered residential rooftop and canopy |  | None | Vision Solar LLC | Vineland Muni Electric | Accepted | 2020-07-02 | 2020-07-20 | 2021-07-20 | LG SOLAR | LG335N1K-V5 | Solar Panels |  | 0.335 | 3 | 199 | 32 |  | Fixed | Roof
NJSTRE1545244748 |  | Transition Incentive Program | Vineland | 8360 | 20 | 5.36 | Residential | Yes | Behind the Meter | Net-metered residential rooftop and canopy |  | None | Vision Solar LLC | Vineland Muni Electric | Accepted | 2020-07-02 | 2020-07-20 | 2021-07-20 | LG SOLAR | LG335N1K-V5 | Solar Panels |  | 0.335 | 2 | 109 | 46 |  | Fixed | Roof
NJSTRE1545244748 |  | Transition Incentive Program | Vineland | 8360 | 20 | 5.36 | Residential | Yes | Behind the Meter | Net-metered residential rooftop and canopy |  | None | Vision Solar LLC | Vineland Muni Electric | Accepted | 2020-07-02 | 2020-07-20 | 2021-07-20 | LG SOLAR | LG335N1K-V5 | Solar Panels |  | 0.335 | 2 | 200 | 10 |  | Fixed | Roof
NJSTRE1545244748 |  | Transition Incentive Program | Vineland | 8360 | 20 | 5.36 | Residential | Yes | Behind the Meter | Net-metered residential rooftop and canopy |  | None | Vision Solar LLC | Vineland Muni Electric | Accepted | 2020-07-02 | 2020-07-20 | 2021-07-20 | LG SOLAR | LG335N1K-V5 | Solar Panels |  | 0.335 | 5 | 290 | 12 |  | Fixed | Roof
NJSTRE1545244769 |  | Transition Incentive Program | Irvington | 7111 | 9 | 3.85 | Residential | Yes | Behind the Meter | Net-metered residential rooftop and canopy |  | None | Pro Custom Solar dba Momentum Solar | PSE&G | Accepted | 2020-07-01 | 2020-07-07 | 2021-07-07 | Enphase | IQ7Plus-72-2-US | Inverters | 290 |  | 11 |  |  | 0.97 |  | Outdoor | Roof
NJSTRE1545244769 |  | Transition Incentive Program | Irvington | 7111 | 9 | 3.85 | Residential | Yes | Behind the Meter | Net-metered residential rooftop and canopy |  | None | Pro Custom Solar dba Momentum Solar | PSE&G | Accepted | 2020-07-01 | 2020-07-07 | 2021-07-07 | LG ELECTRONICS | LG 350N1C-V5 | Solar Panels |  | 0.35 | 11 | 298 | 34 |  | Fixed | Roof
NJSTRE1545246673 |  | Transition Incentive Program | Turnersville | 8012 | 14 | 8.51 | Residential | No | Behind the Meter | Net-metered residential rooftop and canopy |  | None | Suntuity Solar LLC | AC Electric | Accepted | 2020-07-02 | 2020-07-08 | 2021-07-08 | Hanwha Solar | Q-Cells 315 Mono | Solar Panels |  | 0.315 | 8 | 132 | 20 |  | Fixed | Roof
NJSTRE1545246673 |  | Transition Incentive Program | Turnersville | 8012 | 14 | 8.51 | Residential | No | Behind the Meter | Net-metered residential rooftop and canopy |  | None | Suntuity Solar LLC | AC Electric | Accepted | 2020-07-02 | 2020-07-08 | 2021-07-08 | Hanwha Solar | Q-Cells 315 Mono | Solar Panels |  | 0.315 | 19 | 222 | 20 |  | Fixed | Roof
NJSTRE1545246673 |  | Transition Incentive Program | Turnersville | 8012 | 14 | 8.51 | Residential | No | Behind the Meter | Net-metered residential rooftop and canopy |  | None | Suntuity Solar LLC | AC Electric | Accepted | 2020-07-02 | 2020-07-08 | 2021-07-08 | Enphase Energy | IQ7-60-2-US | Inverters | 240 |  | 27 |  |  | 0.97 |  | Outdoor | Behind the PV Modules
NJSTRE1545246674 |  | Transition Incentive Program | WHITEHOUSE | 8888 | 4 | 15.12 | Residential | No | Behind the Meter | Net-metered residential rooftop and canopy |  | None | Suntuity Solar LLC | JCP&L | Accepted | 2020-07-02 | 2020-07-08 | 2021-07-08 | Hanwha Solar | Q-Cells 315 Mono | Solar Panels |  | 0.315 | 48 | 119 | 20 |  | Fixed | Ground
NJSTRE1545246674 |  | Transition Incentive Program | WHITEHOUSE | 8888 | 4 | 15.12 | Residential | No | Behind the Meter | Net-metered residential rooftop and canopy |  | None | Suntuity Solar LLC | JCP&L | Accepted | 2020-07-02 | 2020-07-08 | 2021-07-08 | Enphase Energy | IQ7-60-2-US | Inverters | 240 |  | 48 |  |  | 0.97 |  | Outdoor | Behind the PV Modules
NJSTRE1545246702 |  | Transition Incentive Program | Atlantic City | 8401 | 19 | 15.54 | Residential | No | Behind the Meter | Net-metered residential rooftop and canopy |  | ACE | Maier Solar Engineering dba Solar Me | AC Electric | Accepted | 2020-07-02 | 2020-07-08 | 2021-07-08 | Hanwha | Q.CELL DUO BLK-G6 340W | Solar Panels |  | 0.32 | 22 | 110 | 20 |  | Fixed | Roof
NJSTRE1545246702 |  | Transition Incentive Program | Atlantic City | 8401 | 19 | 15.54 | Residential | No | Behind the Meter | Net-metered residential rooftop and canopy |  | ACE | Maier Solar Engineering dba Solar Me | AC Electric | Accepted | 2020-07-02 | 2020-07-08 | 2021-07-08 | Enphase | IQ7+ | Inverters | 290 |  | 47 |  |  | 0.96 |  | Outdoor | Next to meter
NJSTRE1545246702 |  | Transition Incentive Program | Atlantic City | 8401 | 19 | 15.54 | Residential | No | Behind the Meter | Net-metered residential rooftop and canopy |  | ACE | Maier Solar Engineering dba Solar Me | AC Electric | Accepted | 2020-07-02 | 2020-07-08 | 2021-07-08 | Hanwha | Q.CELL DUO BLK-G6 340W | Solar Panels |  | 0.34 | 25 | 290 | 20 |  | Fixed | Roof
NJSTRE1545246715 |  | Transition Incentive Program | Kearny Town | 7032 | 8 | 2.68 | Residential | Yes | Behind the Meter | Net-metered residential rooftop and canopy |  | PSEG | Vision Solar LLC | PSE&G | Accepted | 2020-07-02 | 2020-07-20 | 2021-07-20 | LG SOLAR | LG335N1K-VK | Solar Panels |  | 0.335 | 5 | 117 | 25 |  | Fixed | Roof
NJSTRE1545246715 |  | Transition Incentive Program | Kearny Town | 7032 | 8 | 2.68 | Residential | Yes | Behind the Meter | Net-metered residential rooftop and canopy |  | PSEG | Vision Solar LLC | PSE&G | Accepted | 2020-07-02 | 2020-07-20 | 2021-07-20 | ENPHASE | IQ7-60-2-US | Inverters | 0.24 |  | 8 |  |  | 0.96 |  | Other | BEHIND EACH PANEL
NJSTRE1545246715 |  | Transition Incentive Program | Kearny Town | 7032 | 8 | 2.68 | Residential | Yes | Behind the Meter | Net-metered residential rooftop and canopy |  | PSEG | Vision Solar LLC | PSE&G | Accepted | 2020-07-02 | 2020-07-20 | 2021-07-20 | LG SOLAR | LG335N1K-VK | Solar Panels |  | 0.335 | 3 | 207 | 10 |  | Fixed | Roof
NJSTRE1545246762 |  | Transition Incentive Program | vineland | 8360 | 20 | 6.7 | Residential | Yes | Behind the Meter | Net-metered residential rooftop and canopy |  | None | Vision Solar LLC | Vineland Muni Electric | Accepted | 2020-07-02 | 2020-07-07 | 2021-07-07 | LG SOLAR | LG335N1K-VK | Solar Panels |  | 0.335 | 20 | 168 | 30 |  | Fixed | Roof
NJSTRE1545246762 |  | Transition Incentive Program | vineland | 8360 | 20 | 6.7 | Residential | Yes | Behind the Meter | Net-metered residential rooftop and canopy |  | None | Vision Solar LLC | Vineland Muni Electric | Accepted | 2020-07-02 | 2020-07-07 | 2021-07-07 | ENPHASE | IQ7-60-2-US | Inverters | 0.24 |  | 20 |  |  | 0.96 |  | Other | BEHIND EACH PANEL
NJSTRE1545246824 |  | Transition Incentive Program | hamilton | 8610 | 12 | 8.04 | Residential | Yes | Behind the Meter | Net-metered residential rooftop and canopy |  | PSEG | Vision Solar LLC | PSE&G | Accepted | 2020-07-02 | 2020-07-08 | 2021-07-08 | LG SOLAR | LG335N1K-VK | Solar Panels |  | 0.335 | 3 | 209 | 14 |  | Fixed | Roof
NJSTRE1545246824 |  | Transition Incentive Program | hamilton | 8610 | 12 | 8.04 | Residential | Yes | Behind the Meter | Net-metered residential rooftop and canopy |  | PSEG | Vision Solar LLC | PSE&G | Accepted | 2020-07-02 | 2020-07-08 | 2021-07-08 | LG SOLAR | LG335N1K-VK | Solar Panels |  | 0.335 | 6 | 29 | 36 |  | Fixed | Roof
NJSTRE1545246824 |  | Transition Incentive Program | hamilton | 8610 | 12 | 8.04 | Residential | Yes | Behind the Meter | Net-metered residential rooftop and canopy |  | PSEG | Vision Solar LLC | PSE&G | Accepted | 2020-07-02 | 2020-07-08 | 2021-07-08 | LG SOLAR | LG335N1K-VK | Solar Panels |  | 0.335 | 15 | 209 | 36 |  | Fixed | Roof
NJSTRE1545246824 |  | Transition Incentive Program | hamilton | 8610 | 12 | 8.04 | Residential | Yes | Behind the Meter | Net-metered residential rooftop and canopy |  | PSEG | Vision Solar LLC | PSE&G | Accepted | 2020-07-02 | 2020-07-08 | 2021-07-08 | ENPHASE | IQ7-60-2-US | Inverters | 0.24 |  | 24 |  |  | 0.96 |  | Other | BEHIND EACH PANEL
NJSTRE1545246871 |  | Transition Incentive Program | 40 ENNIS DR | 7730 | 17 | 10.73 | Residential | Yes | Behind the Meter | Net-metered residential rooftop and canopy |  | None | Vivint Solar Developer, LLC | JCP&L | Accepted | 2020-07-06 | 2020-07-08 | 2021-07-08 | Solar Edge | SE7600H-US | Inverters | 7600 |  | 1 |  |  | 0.992 |  | Outdoor | Near the Utility Meter
NJSTRE1545246871 |  | Transition Incentive Program | 40 ENNIS DR | 7730 | 17 | 10.73 | Residential | Yes | Behind the Meter | Net-metered residential rooftop and canopy |  | None | Vivint Solar Developer, LLC | JCP&L | Accepted | 2020-07-06 | 2020-07-08 | 2021-07-08 | JINKO SOLAR | JKM325M-60HBL | Solar Panels |  | 0.325 | 11 | 133 | 16 |  | Fixed | Roof
NJSTRE1545246871 |  | Transition Incentive Program | 40 ENNIS DR | 7730 | 17 | 10.73 | Residential | Yes | Behind the Meter | Net-metered residential rooftop and canopy |  | None | Vivint Solar Developer, LLC | JCP&L | Accepted | 2020-07-06 | 2020-07-08 | 2021-07-08 | JINKO SOLAR | JKM325M-60HBL | Solar Panels |  | 0.325 | 22 | 313 | 16 |  | Fixed | Roof
NJSTRE1545246882 |  | Transition Incentive Program | bellmawr | 8031 | 14 | 4.69 | Residential | No | Behind the Meter | Net-metered residential rooftop and canopy |  | PSEG | Vision Solar LLC | PSE&G | Accepted | 2020-07-09 | 2020-07-09 | 2021-07-09 | LG SOLAR | LG335N1K-VK | Solar Panels |  | 0.335 | 1 | 249 | 30 |  | Fixed | Roof
NJSTRE1545246882 |  | Transition Incentive Program | bellmawr | 8031 | 14 | 4.69 | Residential | No | Behind the Meter | Net-metered residential rooftop and canopy |  | PSEG | Vision Solar LLC | PSE&G | Accepted | 2020-07-09 | 2020-07-09 | 2021-07-09 | LG SOLAR | LG335N1K-VK | Solar Panels |  | 0.335 | 12 | 249 | 10 |  | Fixed | Roof
NJSTRE1545246882 |  | Transition Incentive Program | bellmawr | 8031 | 14 | 4.69 | Residential | No | Behind the Meter | Net-metered residential rooftop and canopy |  | PSEG | Vision Solar LLC | PSE&G | Accepted | 2020-07-09 | 2020-07-09 | 2021-07-09 | LG SOLAR | LG335N1K-VK | Solar Panels |  | 0.335 | 1 | 69 | 30 |  | Fixed | Roof
NJSTRE1545246882 |  | Transition Incentive Program | bellmawr | 8031 | 14 | 4.69 | Residential | No | Behind the Meter | Net-metered residential rooftop and canopy |  | PSEG | Vision Solar LLC | PSE&G | Accepted | 2020-07-09 | 2020-07-09 | 2021-07-09 | ENPHASE | IQ7-60-2-US | Inverters | 0.24 |  | 14 |  |  | 0.96 |  | Other | behind each panel
NJSTRE1545246891 |  | Transition Incentive Program | Flemington | 8822 | 4 | 5.44 | Residential | No | Behind the Meter | Net-metered residential rooftop and canopy |  | None | SunCycle Energy | JCP&L | Accepted | 2020-07-03 | 2020-07-08 | 2021-07-08 | Solar Edge | SE5000k | Meters |  |  | 1 |  |  |  | Yes
NJSTRE1545246891 |  | Transition Incentive Program | Flemington | 8822 | 4 | 5.44 | Residential | No | Behind the Meter | Net-metered residential rooftop and canopy |  | None | SunCycle Energy | JCP&L | Accepted | 2020-07-03 | 2020-07-08 | 2021-07-08 | REC | REC Twin Peak 2 Mono Series | Solar Panels |  | 0.32 | 17 | 261 | 0.26 |  | Fixed | Roof
NJSTRE1545246891 |  | Transition Incentive Program | Flemington | 8822 | 4 | 5.44 | Residential | No | Behind the Meter | Net-metered residential rooftop and canopy |  | None | SunCycle Energy | JCP&L | Accepted | 2020-07-03 | 2020-07-08 | 2021-07-08 | Solar Edge | SE5000k | Inverters | 5000 |  | 1 |  |  | 0.98 |  | Outdoor | Side of Building
NJSTRE1545246928 |  | Transition Incentive Program | East Orange | 7017 | 9 | 7.02 | Residential | Yes | Behind the Meter | Net-metered residential rooftop and canopy |  | None | Sunrun, Inc. | PSE&G | Accepted | 2020-07-02 | 2020-07-08 | 2021-07-08 | Delta Electronics | M6-TL-US Approval | Inverters | 6000 |  | 1 |  |  | 0.99 |  | Outdoor | Exterior Wall
NJSTRE1545246928 |  | Transition Incentive Program | East Orange | 7017 | 9 | 7.02 | Residential | Yes | Behind the Meter | Net-metered residential rooftop and canopy |  | None | Sunrun, Inc. | PSE&G | Accepted | 2020-07-02 | 2020-07-08 | 2021-07-08 | LONGi Green Energy Technology Co Ltd | LR6-60HPB-305M | Solar Panels |  | 0.305 | 23 | 214 | 35 |  | Fixed | Roof
NJSTRE1545246979 |  | Transition Incentive Program | Hillside | 7205 | 10 | 6.03 | Residential | Yes | Behind the Meter | Net-metered residential rooftop and canopy |  | None | Pro Custom Solar dba Momentum Solar | PSE&G | Accepted | 2020-07-02 | 2020-07-08 | 2021-07-08 | HANWHA | Q.PEAK DUO BLK G6+ 335 | Solar Panels |  | 0.335 | 5 | 149 | 32 |  | Fixed | Roof
NJSTRE1545246979 |  | Transition Incentive Program | Hillside | 7205 | 10 | 6.03 | Residential | Yes | Behind the Meter | Net-metered residential rooftop and canopy |  | None | Pro Custom Solar dba Momentum Solar | PSE&G | Accepted | 2020-07-02 | 2020-07-08 | 2021-07-08 | Enphase | IQ7-60-2-US | Inverters | 240 |  | 18 |  |  | 0.97 |  | Outdoor | Roof
NJSTRE1545246979 |  | Transition Incentive Program | Hillside | 7205 | 10 | 6.03 | Residential | Yes | Behind the Meter | Net-metered residential rooftop and canopy |  | None | Pro Custom Solar dba Momentum Solar | PSE&G | Accepted | 2020-07-02 | 2020-07-08 | 2021-07-08 | HANWHA | Q.PEAK DUO BLK G6+ 335 | Solar Panels |  | 0.335 | 4 | 239 | 30 |  | Fixed | Roof
NJSTRE1545246979 |  | Transition Incentive Program | Hillside | 7205 | 10 | 6.03 | Residential | Yes | Behind the Meter | Net-metered residential rooftop and canopy |  | None | Pro Custom Solar dba Momentum Solar | PSE&G | Accepted | 2020-07-02 | 2020-07-08 | 2021-07-08 | HANWHA | Q.PEAK DUO BLK G6+ 335 | Solar Panels |  | 0.335 | 5 | 329 | 34 |  | Fixed | Roof
NJSTRE1545246979 |  | Transition Incentive Program | Hillside | 7205 | 10 | 6.03 | Residential | Yes | Behind the Meter | Net-metered residential rooftop and canopy |  | None | Pro Custom Solar dba Momentum Solar | PSE&G | Accepted | 2020-07-02 | 2020-07-08 | 2021-07-08 | HANWHA | Q.PEAK DUO BLK G6+ 335 | Solar Panels |  | 0.335 | 4 | 59 | 32 |  | Fixed | Roof
NJSTRE1545246989 |  | Transition Incentive Program | Hopewell TWP MER | 8534 | 12 | 15.12 | Residential | No | Behind the Meter | Net-metered residential rooftop and canopy |  | None | Tesla Energy Operations Inc. | PSE&G | Accepted | 2020-07-02 | 2020-07-08 | 2021-07-08 | Hanwha Q CELLS | Q.PEAK DUO BLK-G5/SC315 | Solar Panels |  | 0.315 | 6 | 164 | 22 |  | Fixed | Roof
NJSTRE1545246989 |  | Transition Incentive Program | Hopewell TWP MER | 8534 | 12 | 15.12 | Residential | No | Behind the Meter | Net-metered residential rooftop and canopy |  | None | Tesla Energy Operations Inc. | PSE&G | Accepted | 2020-07-02 | 2020-07-08 | 2021-07-08 | Hanwha Q CELLS | Q.PEAK DUO BLK-G5/SC315 | Solar Panels |  | 0.315 | 4 | 254 | 37 |  | Fixed | Roof
NJSTRE1545246989 |  | Transition Incentive Program | Hopewell TWP MER | 8534 | 12 | 15.12 | Residential | No | Behind the Meter | Net-metered residential rooftop and canopy |  | None | Tesla Energy Operations Inc. | PSE&G | Accepted | 2020-07-02 | 2020-07-08 | 2021-07-08 | Hanwha Q CELLS | Q.PEAK DUO BLK-G5/SC315 | Solar Panels |  | 0.315 | 14 | 164 | 37 |  | Fixed | Roof
NJSTRE1545246989 |  | Transition Incentive Program | Hopewell TWP MER | 8534 | 12 | 15.12 | Residential | No | Behind the Meter | Net-metered residential rooftop and canopy |  | None | Tesla Energy Operations Inc. | PSE&G | Accepted | 2020-07-02 | 2020-07-08 | 2021-07-08 | Hanwha Q CELLS | Q.PEAK DUO BLK-G5/SC315 | Solar Panels |  | 0.315 | 4 | 164 | 37 |  | Fixed | Roof
NJSTRE1545246989 |  | Transition Incentive Program | Hopewell TWP MER | 8534 | 12 | 15.12 | Residential | No | Behind the Meter | Net-metered residential rooftop and canopy |  | None | Tesla Energy Operations Inc. | PSE&G | Accepted | 2020-07-02 | 2020-07-08 | 2021-07-08 | Hanwha Q CELLS | Q.PEAK DUO BLK-G5/SC315 | Solar Panels |  | 0.315 | 15 | 344 | 37 |  | Fixed | Roof
NJSTRE1545246989 |  | Transition Incentive Program | Hopewell TWP MER | 8534 | 12 | 15.12 | Residential | No | Behind the Meter | Net-metered residential rooftop and canopy |  | None | Tesla Energy Operations Inc. | PSE&G | Accepted | 2020-07-02 | 2020-07-08 | 2021-07-08 | Hanwha Q CELLS | Q.PEAK DUO BLK-G5/SC315 | Solar Panels |  | 0.315 | 2 | 74 | 37 |  | Fixed | Roof
NJSTRE1545246989 |  | Transition Incentive Program | Hopewell TWP MER | 8534 | 12 | 15.12 | Residential | No | Behind the Meter | Net-metered residential rooftop and canopy |  | None | Tesla Energy Operations Inc. | PSE&G | Accepted | 2020-07-02 | 2020-07-08 | 2021-07-08 | Hanwha Q CELLS | Q.PEAK DUO BLK-G5/SC315 | Solar Panels |  | 0.315 | 3 | 344 | 22 |  | Fixed | Roof
NJSTRE1545246989 |  | Transition Incentive Program | Hopewell TWP MER | 8534 | 12 | 15.12 | Residential | No | Behind the Meter | Net-metered residential rooftop and canopy |  | None | Tesla Energy Operations Inc. | PSE&G | Accepted | 2020-07-02 | 2020-07-08 | 2021-07-08 | SolarEdge Technologies | SE7600H-US [240V] | Inverters | 7600 |  | 2 |  |  | 0.99 |  | Outside | Outside
NJSTRE1545246992 |  | Transition Incentive Program | EDISON | 8820 | 11 | 5.49 | Residential | No | Behind the Meter | Net-metered residential rooftop and canopy |  | None | Sunrun Installation Services, Inc. | PSE&G | Accepted | 2020-07-02 | 2020-07-08 | 2021-10-30 | LONGi Green Energy Technology Co Ltd | LR6-60HPB-305M | Solar Panels |  | 0.305 | 3 | 129 | 42 |  | Fixed | Roof
NJSTRE1545246992 |  | Transition Incentive Program | EDISON | 8820 | 11 | 5.49 | Residential | No | Behind the Meter | Net-metered residential rooftop and canopy |  | None | Sunrun Installation Services, Inc. | PSE&G | Accepted | 2020-07-02 | 2020-07-08 | 2021-10-30 | Enphase Energy | IQ7-60-x-US | Inverters | 240 |  | 18 |  |  | 0.99 |  | Outside | Roof
NJSTRE1545246992 |  | Transition Incentive Program | EDISON | 8820 | 11 | 5.49 | Residential | No | Behind the Meter | Net-metered residential rooftop and canopy |  | None | Sunrun Installation Services, Inc. | PSE&G | Accepted | 2020-07-02 | 2020-07-08 | 2021-10-30 | LONGi Green Energy Technology Co Ltd | LR6-60HPB-305M | Solar Panels |  | 0.305 | 15 | 219 | 36 |  | Fixed | Roof
NJSTRE1545247026 |  | Transition Incentive Program | EWING | 8618 | 12 | 4.02 | Residential | Yes | Behind the Meter | Net-metered residential rooftop and canopy |  | PSEG | Vision Solar LLC | PSE&G | Accepted | 2020-07-02 | 2020-07-09 | 2021-07-09 | ENPHASE | IQ7-60-2-US | Inverters | 0.24 |  | 12 |  |  | 0.96 |  | Other | BEHIND EACH PANEL
NJSTRE1545247026 |  | Transition Incentive Program | EWING | 8618 | 12 | 4.02 | Residential | Yes | Behind the Meter | Net-metered residential rooftop and canopy |  | PSEG | Vision Solar LLC | PSE&G | Accepted | 2020-07-02 | 2020-07-09 | 2021-07-09 | LG SOLAR | LG335N1K-VK | Solar Panels |  | 0.335 | 4 | 104 | 20 |  | Fixed | Roof
NJSTRE1545247026 |  | Transition Incentive Program | EWING | 8618 | 12 | 4.02 | Residential | Yes | Behind the Meter | Net-metered residential rooftop and canopy |  | PSEG | Vision Solar LLC | PSE&G | Accepted | 2020-07-02 | 2020-07-09 | 2021-07-09 | LG SOLAR | LG335N1K-VK | Solar Panels |  | 0.335 | 8 | 285 | 27 |  | Fixed | Roof
NJSTRE1545247040 |  | Transition Incentive Program | CLEMENTON | 8021 | 14 | 8.04 | Residential | Yes | Behind the Meter | Net-metered residential rooftop and canopy |  | ACE | Vision Solar LLC | AC Electric | Accepted | 2020-07-02 | 2020-07-09 | 2021-07-09 | ENPHASE | IQ7-60-2-US | Inverters | 0.24 |  | 24 |  |  | 0.96 |  | Other | BEHIND EACH PANEL
NJSTRE1545247040 |  | Transition Incentive Program | CLEMENTON | 8021 | 14 | 8.04 | Residential | Yes | Behind the Meter | Net-metered residential rooftop and canopy |  | ACE | Vision Solar LLC | AC Electric | Accepted | 2020-07-02 | 2020-07-09 | 2021-07-09 | LG SOLAR | LG335N1K-VK | Solar Panels |  | 0.335 | 15 | 264 | 30 |  | Fixed | Roof
NJSTRE1545247040 |  | Transition Incentive Program | CLEMENTON | 8021 | 14 | 8.04 | Residential | Yes | Behind the Meter | Net-metered residential rooftop and canopy |  | ACE | Vision Solar LLC | AC Electric | Accepted | 2020-07-02 | 2020-07-09 | 2021-07-09 | LG SOLAR | LG335N1K-VK | Solar Panels |  | 0.335 | 5 | 173 | 20 |  | Fixed | Roof
NJSTRE1545247040 |  | Transition Incentive Program | CLEMENTON | 8021 | 14 | 8.04 | Residential | Yes | Behind the Meter | Net-metered residential rooftop and canopy |  | ACE | Vision Solar LLC | AC Electric | Accepted | 2020-07-02 | 2020-07-09 | 2021-07-09 | LG SOLAR | LG335N1K-VK | Solar Panels |  | 0.335 | 4 | 84 | 30 |  | Fixed | Roof
NJSTRE1545247042 |  | Transition Incentive Program | Monroe Township | 8831 | 11 | 8.16 | Residential | No | Behind the Meter | Net-metered residential rooftop and canopy |  | None | Tesla Energy Operations Inc. | JCP&L | Accepted | 2020-07-02 | 2020-07-09 | 2021-10-30 | Hanwha Q CELLS | Q.Peak DUO BLK-G6+ 340 | Solar Panels |  | 0.34 | 6 | 178 | 37 |  | Fixed | Roof
NJSTRE1545247042 |  | Transition Incentive Program | Monroe Township | 8831 | 11 | 8.16 | Residential | No | Behind the Meter | Net-metered residential rooftop and canopy |  | None | Tesla Energy Operations Inc. | JCP&L | Accepted | 2020-07-02 | 2020-07-09 | 2021-10-30 | Hanwha Q CELLS | Q.Peak DUO BLK-G6+ 340 | Solar Panels |  | 0.34 | 9 | 178 | 37 |  | Fixed | Roof
NJSTRE1545247042 |  | Transition Incentive Program | Monroe Township | 8831 | 11 | 8.16 | Residential | No | Behind the Meter | Net-metered residential rooftop and canopy |  | None | Tesla Energy Operations Inc. | JCP&L | Accepted | 2020-07-02 | 2020-07-09 | 2021-10-30 | Delta Electronics | M8-TL-US [240V] | Inverters | 7680 |  | 1 |  |  | 0.975 |  | Outside | Outside
NJSTRE1545247042 |  | Transition Incentive Program | Monroe Township | 8831 | 11 | 8.16 | Residential | No | Behind the Meter | Net-metered residential rooftop and canopy |  | None | Tesla Energy Operations Inc. | JCP&L | Accepted | 2020-07-02 | 2020-07-09 | 2021-10-30 | Hanwha Q CELLS | Q.Peak DUO BLK-G6+ 340 | Solar Panels |  | 0.34 | 9 | 358 | 37 |  | Fixed | Roof
NJSTRE1545247062 |  | Transition Incentive Program | RINGWOOD | 7456 | 6 | 15.12 | Residential | No | Behind the Meter | Net-metered residential rooftop and canopy |  | JCPL | Vision Solar LLC | JCP&L | Accepted | 2020-07-09 | 2020-07-09 | 2021-07-09 | HANWHA Q-CELLS | Q.PEAK DUE-G5 315 | Solar Panels |  | 0.315 | 4 | 238 | 20 |  | Fixed | Roof
NJSTRE1545247062 |  | Transition Incentive Program | RINGWOOD | 7456 | 6 | 15.12 | Residential | No | Behind the Meter | Net-metered residential rooftop and canopy |  | JCPL | Vision Solar LLC | JCP&L | Accepted | 2020-07-09 | 2020-07-09 | 2021-07-09 | HANWHA Q-CELLS | Q.PEAK DUE-G5 315 | Solar Panels |  | 0.315 | 4 | 58 | 20 |  | Fixed | Roof
NJSTRE1545247062 |  | Transition Incentive Program | RINGWOOD | 7456 | 6 | 15.12 | Residential | No | Behind the Meter | Net-metered residential rooftop and canopy |  | JCPL | Vision Solar LLC | JCP&L | Accepted | 2020-07-09 | 2020-07-09 | 2021-07-09 | HANWHA Q-CELLS | Q.PEAK DUE-G5 315 | Solar Panels |  | 0.315 | 18 | 328 | 20 |  | Fixed | Roof
NJSTRE1545247062 |  | Transition Incentive Program | RINGWOOD | 7456 | 6 | 15.12 | Residential | No | Behind the Meter | Net-metered residential rooftop and canopy |  | JCPL | Vision Solar LLC | JCP&L | Accepted | 2020-07-09 | 2020-07-09 | 2021-07-09 | HANWHA Q-CELLS | Q.PEAK DUE-G5 315 | Solar Panels |  | 0.315 | 22 | 148 | 20 |  | Fixed | Roof
NJSTRE1545247062 |  | Transition Incentive Program | RINGWOOD | 7456 | 6 | 15.12 | Residential | No | Behind the Meter | Net-metered residential rooftop and canopy |  | JCPL | Vision Solar LLC | JCP&L | Accepted | 2020-07-09 | 2020-07-09 | 2021-07-09 | ENPHASE | IQ7-60-2-US | Inverters | 0.24 |  | 48 |  |  | 0.96 |  | Other | BEHIND EACH PANEL
NJSTRE1545247069 |  | Transition Incentive Program | Long Beach Township | 8008 | 18 | 5.6 | Residential | Yes | Behind the Meter | Net-metered residential rooftop and canopy |  | None | Pro Custom Solar dba Momentum Solar | AC Electric | Accepted | 2020-07-02 | 2020-07-08 | 2021-07-08 | Enphase | IQ7Plus-72-2-US | Inverters | 290 |  | 16 |  |  | 0.97 |  | Outdoor | Roof
NJSTRE1545247069 |  | Transition Incentive Program | Long Beach Township | 8008 | 18 | 5.6 | Residential | Yes | Behind the Meter | Net-metered residential rooftop and canopy |  | None | Pro Custom Solar dba Momentum Solar | AC Electric | Accepted | 2020-07-02 | 2020-07-08 | 2021-07-08 | LG ELECTRONICS | LG 350N1C-V5 | Solar Panels |  | 0.35 | 13 | 208 | 14 |  | Fixed | Roof
NJSTRE1545247069 |  | Transition Incentive Program | Long Beach Township | 8008 | 18 | 5.6 | Residential | Yes | Behind the Meter | Net-metered residential rooftop and canopy |  | None | Pro Custom Solar dba Momentum Solar | AC Electric | Accepted | 2020-07-02 | 2020-07-08 | 2021-07-08 | LG ELECTRONICS | LG 350N1C-V5 | Solar Panels |  | 0.35 | 3 | 120 | 14 |  | Fixed | Roof
NJSTRE1545247073 |  | Transition Incentive Program | BRIDGETON | 8302 | 20 | 5.04 | Residential | No | Behind the Meter | Net-metered residential ground mount |  | ACE | Vision Solar LLC | AC Electric | Accepted | 2020-07-09 | 2020-07-09 | 2021-07-09 | ENPHASE | IQ7-60-2-US | Inverters | 0.24 |  | 16 |  |  | 0.96 |  | Other | BEHIND EACH PANEL
NJSTRE1545247073 |  | Transition Incentive Program | BRIDGETON | 8302 | 20 | 5.04 | Residential | No | Behind the Meter | Net-metered residential ground mount |  | ACE | Vision Solar LLC | AC Electric | Accepted | 2020-07-09 | 2020-07-09 | 2021-07-09 | HANWHA Q-CELLS | Q.PEAK DUE-G5 315 | Solar Panels |  | 0.315 | 16 | 180 | 30 |  | Fixed | Ground
NJSTRE1545247084 |  | Transition Incentive Program | Boonton | 7005 | 3 | 12.24 | Residential | No | Behind the Meter | Net-metered residential rooftop and canopy |  | None | Tesla Energy Operations Inc. | JCP&L | Accepted | 2020-07-02 | 2020-07-08 | 2021-07-08 | SolarEdge Technologies | SE10000H-US [240V] | Inverters | 10000 |  | 1 |  |  | 0.98 |  | Outside | Outside
NJSTRE1545247084 |  | Transition Incentive Program | Boonton | 7005 | 3 | 12.24 | Residential | No | Behind the Meter | Net-metered residential rooftop and canopy |  | None | Tesla Energy Operations Inc. | JCP&L | Accepted | 2020-07-02 | 2020-07-08 | 2021-07-08 | Hanwha Q-Cells | Q.Peak DUO BLK-G6+/SC340 | Solar Panels |  | 0.34 | 12 | 317 | 34 |  | Fixed | Roof
NJSTRE1545247084 |  | Transition Incentive Program | Boonton | 7005 | 3 | 12.24 | Residential | No | Behind the Meter | Net-metered residential rooftop and canopy |  | None | Tesla Energy Operations Inc. | JCP&L | Accepted | 2020-07-02 | 2020-07-08 | 2021-07-08 | Hanwha Q-Cells | Q.Peak DUO BLK-G6+/SC340 | Solar Panels |  | 0.34 | 24 | 227 | 34 |  | Fixed | Roof
NJSTRE1545247095 |  | Transition Incentive Program | VINELANE | 8360 | 20 | 6.7 | Residential | No | Behind the Meter | Net-metered residential rooftop and canopy |  | None | Vision Solar LLC | Vineland Muni Electric | Accepted | 2020-07-09 | 2020-07-09 | 2021-07-09 | ENPHASE | IQ7-60-2-US | Inverters | 0.24 |  | 20 |  |  | 0.96 |  | Other | BEHIND EACH PANEL
NJSTRE1545247095 |  | Transition Incentive Program | VINELANE | 8360 | 20 | 6.7 | Residential | No | Behind the Meter | Net-metered residential rooftop and canopy |  | None | Vision Solar LLC | Vineland Muni Electric | Accepted | 2020-07-09 | 2020-07-09 | 2021-07-09 | LG SOLAR | LG335N1K-VK | Solar Panels |  | 0.335 | 8 | 93 | 35 |  | Fixed | Roof
NJSTRE1545247095 |  | Transition Incentive Program | VINELANE | 8360 | 20 | 6.7 | Residential | No | Behind the Meter | Net-metered residential rooftop and canopy |  | None | Vision Solar LLC | Vineland Muni Electric | Accepted | 2020-07-09 | 2020-07-09 | 2021-07-09 | LG SOLAR | LG335N1K-VK | Solar Panels |  | 0.335 | 12 | 273 | 35 |  | Fixed | Roof
NJSTRE1545247107 |  | Transition Incentive Program | HACKENSACK | 7601 | 7 | 12.54 | Residential | Yes | Behind the Meter | Net-metered residential rooftop and canopy |  | None | Sunrun, Inc. | PSE&G | Accepted | 2020-07-02 | 2020-07-08 | 2021-10-30 | Enphase Energy | IQ7-60-x-US | Inverters | 240 |  | 38 |  |  | 0.99 |  | Outside | Roof
NJSTRE1545247107 |  | Transition Incentive Program | HACKENSACK | 7601 | 7 | 12.54 | Residential | Yes | Behind the Meter | Net-metered residential rooftop and canopy |  | None | Sunrun, Inc. | PSE&G | Accepted | 2020-07-02 | 2020-07-08 | 2021-10-30 | LG Electronics | LG330N1C-A5 | Solar Panels |  | 0.33 | 22 | 38 | 19 |  | Fixed | Roof
NJSTRE1545247107 |  | Transition Incentive Program | HACKENSACK | 7601 | 7 | 12.54 | Residential | Yes | Behind the Meter | Net-metered residential rooftop and canopy |  | None | Sunrun, Inc. | PSE&G | Accepted | 2020-07-02 | 2020-07-08 | 2021-10-30 | LG Electronics | LG330N1C-A5 | Solar Panels |  | 0.33 | 16 | 218 | 18 |  | Fixed | Roof
NJSTRE1545247110 |  | Transition Incentive Program | JERSEY CITY | 7035 | 3 | 7.37 | Residential | Yes | Behind the Meter | Net-metered residential rooftop and canopy |  | PSEG | Vision Solar LLC | PSE&G | Accepted | 2020-07-02 | 2020-07-08 | 2021-07-08 | LG SOLAR | LG335N1K-VK | Solar Panels |  | 0.335 | 8 | 213 | 12 |  | Fixed | Roof
NJSTRE1545247110 |  | Transition Incentive Program | JERSEY CITY | 7035 | 3 | 7.37 | Residential | Yes | Behind the Meter | Net-metered residential rooftop and canopy |  | PSEG | Vision Solar LLC | PSE&G | Accepted | 2020-07-02 | 2020-07-08 | 2021-07-08 | ENPHASE | IQ7-60-2-US | Inverters | 0.24 |  | 22 |  |  | 0.96 |  | Other | BEHIND EACH PANEL
NJSTRE1545247110 |  | Transition Incentive Program | JERSEY CITY | 7035 | 3 | 7.37 | Residential | Yes | Behind the Meter | Net-metered residential rooftop and canopy |  | PSEG | Vision Solar LLC | PSE&G | Accepted | 2020-07-02 | 2020-07-08 | 2021-07-08 | LG SOLAR | LG335N1K-VK | Solar Panels |  | 0.335 | 14 | 33 | 35 |  | Fixed | Roof
NJSTRE1545247111 |  | Transition Incentive Program | Wayne | 7470 | 6 | 18.81 | Residential | No | Behind the Meter | Net-metered residential rooftop and canopy |  | None | Whitman Construction, LLC | PSE&G | Accepted | 2020-07-02 | 2020-07-08 | 2021-07-08 | Panasonic | VBHN330SA16 | Solar Panels |  | 0.33 | 17 | 271 | 22 |  | Fixed | Roof
NJSTRE1545247111 |  | Transition Incentive Program | Wayne | 7470 | 6 | 18.81 | Residential | No | Behind the Meter | Net-metered residential rooftop and canopy |  | None | Whitman Construction, LLC | PSE&G | Accepted | 2020-07-02 | 2020-07-08 | 2021-07-08 | Panasonic | VBHN330SA16 | Solar Panels |  | 0.33 | 15 | 91 | 22 |  | Fixed | Roof
NJSTRE1545247111 |  | Transition Incentive Program | Wayne | 7470 | 6 | 18.81 | Residential | No | Behind the Meter | Net-metered residential rooftop and canopy |  | None | Whitman Construction, LLC | PSE&G | Accepted | 2020-07-02 | 2020-07-08 | 2021-07-08 | ENPHASE ENERGY | IQ7X-96-2-US | Inverters | 240 |  | 57 |  |  | 0.975 |  | Outdoor | microinverters located under modules
NJSTRE1545247111 |  | Transition Incentive Program | Wayne | 7470 | 6 | 18.81 | Residential | No | Behind the Meter | Net-metered residential rooftop and canopy |  | None | Whitman Construction, LLC | PSE&G | Accepted | 2020-07-02 | 2020-07-08 | 2021-07-08 | Panasonic | VBHN330SA16 | Solar Panels |  | 0.33 | 25 | 181 | 22 |  | Fixed | Roof
NJSTRE1545247112 |  | Transition Incentive Program | Paulsboro | 8066 | 15 | 4.2 | Residential | Yes | Behind the Meter | Net-metered residential rooftop and canopy |  | None | Pro Custom Solar dba Momentum Solar | AC Electric | Accepted | 2020-07-02 | 2020-07-08 | 2021-07-08 | Enphase | IQ7Plus-72-2-US | Inverters | 290 |  | 12 |  |  | 0.97 |  | Outdoor | Roof
NJSTRE1545247112 |  | Transition Incentive Program | Paulsboro | 8066 | 15 | 4.2 | Residential | Yes | Behind the Meter | Net-metered residential rooftop and canopy |  | None | Pro Custom Solar dba Momentum Solar | AC Electric | Accepted | 2020-07-02 | 2020-07-08 | 2021-07-08 | LG ELECTRONICS | LG 350N1C-V5 | Solar Panels |  | 0.35 | 6 | 96 | 38 |  | Fixed | Roof
NJSTRE1545247112 |  | Transition Incentive Program | Paulsboro | 8066 | 15 | 4.2 | Residential | Yes | Behind the Meter | Net-metered residential rooftop and canopy |  | None | Pro Custom Solar dba Momentum Solar | AC Electric | Accepted | 2020-07-02 | 2020-07-08 | 2021-07-08 | LG ELECTRONICS | LG 350N1C-V5 | Solar Panels |  | 0.35 | 6 | 276 | 56 |  | Fixed | Roof
NJSTRE1545247128 |  | Transition Incentive Program | WENONAH | 8090 | 15 | 10.39 | Residential | Yes | Behind the Meter | Net-metered residential rooftop and canopy |  | PSEG | Vision Solar LLC | PSE&G | Accepted | 2020-07-02 | 2020-07-09 | 2021-07-09 | LG SOLAR | LG335N1K-VK | Solar Panels |  | 0.335 | 2 | 69 | 20 |  | Fixed | Roof
NJSTRE1545247128 |  | Transition Incentive Program | WENONAH | 8090 | 15 | 10.39 | Residential | Yes | Behind the Meter | Net-metered residential rooftop and canopy |  | PSEG | Vision Solar LLC | PSE&G | Accepted | 2020-07-02 | 2020-07-09 | 2021-07-09 | LG SOLAR | LG335N1K-VK | Solar Panels |  | 0.335 | 11 | 70 | 20 |  | Fixed | Roof
NJSTRE1545247128 |  | Transition Incentive Program | WENONAH | 8090 | 15 | 10.39 | Residential | Yes | Behind the Meter | Net-metered residential rooftop and canopy |  | PSEG | Vision Solar LLC | PSE&G | Accepted | 2020-07-02 | 2020-07-09 | 2021-07-09 | LG SOLAR | LG335N1K-VK | Solar Panels |  | 0.335 | 6 | 249 | 20 |  | Fixed | Roof
NJSTRE1545247128 |  | Transition Incentive Program | WENONAH | 8090 | 15 | 10.39 | Residential | Yes | Behind the Meter | Net-metered residential rooftop and canopy |  | PSEG | Vision Solar LLC | PSE&G | Accepted | 2020-07-02 | 2020-07-09 | 2021-07-09 | ENPHASE | IQ7-60-2-US | Inverters | 0.24 |  | 31 |  |  | 0.96 |  | Other | BEHIND EACH PANEL
NJSTRE1545247128 |  | Transition Incentive Program | WENONAH | 8090 | 15 | 10.39 | Residential | Yes | Behind the Meter | Net-metered residential rooftop and canopy |  | PSEG | Vision Solar LLC | PSE&G | Accepted | 2020-07-02 | 2020-07-09 | 2021-07-09 | LG SOLAR | LG335N1K-VK | Solar Panels |  | 0.335 | 12 | 250 | 20 |  | Fixed | Roof
NJSTRE1545247157 |  | Transition Incentive Program | Hampton | 8827 | 4 | 11.73 | Residential | No | Behind the Meter | Net-metered residential rooftop and canopy |  | JCPL | Vision Solar LLC | JCP&L | Accepted | 2020-07-09 | 2020-07-20 | 2021-07-20 | LG SOLAR | LG335N1K-VK | Solar Panels |  | 0.335 | 12 | 9 | 20 |  | Fixed | Roof
NJSTRE1545247157 |  | Transition Incentive Program | Hampton | 8827 | 4 | 11.73 | Residential | No | Behind the Meter | Net-metered residential rooftop and canopy |  | JCPL | Vision Solar LLC | JCP&L | Accepted | 2020-07-09 | 2020-07-20 | 2021-07-20 | LG SOLAR | LG335N1K-V5 | Solar Panels |  | 0.335 | 6 | 157 | 20 |  | Fixed | Roof
NJSTRE1545247157 |  | Transition Incentive Program | Hampton | 8827 | 4 | 11.73 | Residential | No | Behind the Meter | Net-metered residential rooftop and canopy |  | JCPL | Vision Solar LLC | JCP&L | Accepted | 2020-07-09 | 2020-07-20 | 2021-07-20 | LG SOLAR | LG335N1K-VK | Solar Panels |  | 0.335 | 12 | 189 | 20 |  | Fixed | Roof
NJSTRE1545247157 |  | Transition Incentive Program | Hampton | 8827 | 4 | 11.73 | Residential | No | Behind the Meter | Net-metered residential rooftop and canopy |  | JCPL | Vision Solar LLC | JCP&L | Accepted | 2020-07-09 | 2020-07-20 | 2021-07-20 | LG SOLAR | LG335N1K-VK | Solar Panels |  | 0.335 | 5 | 337 | 20 |  | Fixed | Roof
NJSTRE1545247157 |  | Transition Incentive Program | Hampton | 8827 | 4 | 11.73 | Residential | No | Behind the Meter | Net-metered residential rooftop and canopy |  | JCPL | Vision Solar LLC | JCP&L | Accepted | 2020-07-09 | 2020-07-20 | 2021-07-20 | ENPHASE | IQ7-60-2-US | Inverters | 0.24 |  | 35 |  |  | 0.96 |  | Other | BEHIND EACH PANEL
NJSTRE1545247341 |  | Transition Incentive Program | Englewood | 7631 | 7 | 6.6 | Residential | Yes | Behind the Meter | Net-metered residential rooftop and canopy |  | None | Sunrun, Inc. | PSE&G | Accepted | 2020-07-02 | 2020-07-09 | 2021-07-09 | Delta Electronics | M6-TL-US | Inverters | 6000 |  | 1 |  |  | 0.99 |  | Outside | Exterior Wall
NJSTRE1545247341 |  | Transition Incentive Program | Englewood | 7631 | 7 | 6.6 | Residential | Yes | Behind the Meter | Net-metered residential rooftop and canopy |  | None | Sunrun, Inc. | PSE&G | Accepted | 2020-07-02 | 2020-07-09 | 2021-07-09 | LG Electronics | LG330N1C-A5 | Solar Panels |  | 0.33 | 20 | 205 | 44 |  | Fixed | Roof
NJSTRE1545247350 |  | Transition Incentive Program | Ventnor | 8406 | 19 | 5.36 | Residential | Yes | Behind the Meter | Net-metered residential rooftop and canopy |  | ACE | Vision Solar LLC | AC Electric | Accepted | 2020-07-02 | 2020-07-09 | 2021-10-30 | LG SOLAR | LG335N1K-VK | Solar Panels |  | 0.335 | 8 | 324 | 20 |  | Fixed | Roof
NJSTRE1545247350 |  | Transition Incentive Program | Ventnor | 8406 | 19 | 5.36 | Residential | Yes | Behind the Meter | Net-metered residential rooftop and canopy |  | ACE | Vision Solar LLC | AC Electric | Accepted | 2020-07-02 | 2020-07-09 | 2021-10-30 | ENPHASE | IQ7-60-2-US | Inverters | 0.24 |  | 16 |  |  | 0.96 |  | Other | BEHIND EACH PANEL
NJSTRE1545247350 |  | Transition Incentive Program | Ventnor | 8406 | 19 | 5.36 | Residential | Yes | Behind the Meter | Net-metered residential rooftop and canopy |  | ACE | Vision Solar LLC | AC Electric | Accepted | 2020-07-02 | 2020-07-09 | 2021-10-30 | LG SOLAR | LG335N1K-VK | Solar Panels |  | 0.335 | 8 | 144 | 20 |  | Fixed | Roof
NJSTRE1545247383 |  | Transition Incentive Program | IRVINGTON | 7111 | 9 | 6.1 | Residential | Yes | Behind the Meter | Net-metered residential rooftop and canopy |  | None | Sunrun, Inc. | PSE&G | Accepted | 2020-07-06 | 2020-07-09 | 2021-07-09 | Delta Electronics | M5-TL-US | Inverters | 5000 |  | 20 |  |  | 0.99 |  | Outside | Exterior Wall
NJSTRE1545247383 |  | Transition Incentive Program | IRVINGTON | 7111 | 9 | 6.1 | Residential | Yes | Behind the Meter | Net-metered residential rooftop and canopy |  | None | Sunrun, Inc. | PSE&G | Accepted | 2020-07-06 | 2020-07-09 | 2021-07-09 | LONGi Green Energy Technology Co Ltd | LR6-60HPB-305M | Solar Panels |  | 0.305 | 12 | 35 | 18 |  | Fixed | Roof
NJSTRE1545247383 |  | Transition Incentive Program | IRVINGTON | 7111 | 9 | 6.1 | Residential | Yes | Behind the Meter | Net-metered residential rooftop and canopy |  | None | Sunrun, Inc. | PSE&G | Accepted | 2020-07-06 | 2020-07-09 | 2021-07-09 | LONGi Green Energy Technology Co Ltd | LR6-60HPB-305M | Solar Panels |  | 0.305 | 8 | 215 | 18 |  | Fixed | Roof
NJSTRE1545247403 |  | Transition Incentive Program | Vineland | 8360 | 20 | 4.69 | Residential | Yes | Behind the Meter | Net-metered residential rooftop and canopy |  | ACE | Vision Solar LLC | AC Electric | Accepted | 2020-07-02 | 2020-07-09 | 2021-07-09 | LG SOLAR | LG335N1K-V5 | Solar Panels |  | 0.335 | 14 | 184 | 26 |  | Fixed | Roof
NJSTRE1545247403 |  | Transition Incentive Program | Vineland | 8360 | 20 | 4.69 | Residential | Yes | Behind the Meter | Net-metered residential rooftop and canopy |  | ACE | Vision Solar LLC | AC Electric | Accepted | 2020-07-02 | 2020-07-09 | 2021-07-09 | ENPHASE | IQ7-60-2-US | Inverters | 0.24 |  | 14 |  |  | 0.96 |  | Other | BEHIND EACH PANEL
NJSTRE1545247447 |  | Transition Incentive Program | West Milford | 7480 | 6 | 8.68 | Residential | Yes | Behind the Meter | Net-metered residential rooftop and canopy |  | None | Bright Planet Solar | Orange Rockland Electric | Accepted | 2020-07-02 | 2020-07-09 | 2021-07-09 | LONGI | LR6-60HPB-310M | Solar Panels |  | 0.31 | 28 | 128 | 18 |  | Fixed | Roof
NJSTRE1545247447 |  | Transition Incentive Program | West Milford | 7480 | 6 | 8.68 | Residential | Yes | Behind the Meter | Net-metered residential rooftop and canopy |  | None | Bright Planet Solar | Orange Rockland Electric | Accepted | 2020-07-02 | 2020-07-09 | 2021-07-09 | SOLAR EDGE | SE7600H-USRGM | Inverters | 7600 |  | 1 |  |  | 0.98 |  | Outdoor | OUTSIDE
NJSTRE1545247451 |  | Transition Incentive Program | Woodbridge | 8863 | 11 | 6.71 | Residential | Yes | Behind the Meter | Net-metered residential rooftop and canopy |  | None | Sunrun, Inc | PSE&G | Accepted | 2020-07-06 | 2020-07-09 | 2021-07-09 | Delta Electronics | M6-TL-US | Inverters | 6000 |  | 1 |  |  | 0.99 |  | Outside | Exterior Wall
NJSTRE1545247451 |  | Transition Incentive Program | Woodbridge | 8863 | 11 | 6.71 | Residential | Yes | Behind the Meter | Net-metered residential rooftop and canopy |  | None | Sunrun, Inc | PSE&G | Accepted | 2020-07-06 | 2020-07-09 | 2021-07-09 | LONGi Green Energy Technology Co Ltd | LR6-60HPB-305M | Solar Panels |  | 0.305 | 12 | 107 | 35 |  | Fixed | Roof
NJSTRE1545247451 |  | Transition Incentive Program | Woodbridge | 8863 | 11 | 6.71 | Residential | Yes | Behind the Meter | Net-metered residential rooftop and canopy |  | None | Sunrun, Inc | PSE&G | Accepted | 2020-07-06 | 2020-07-09 | 2021-07-09 | LONGi Green Energy Technology Co Ltd | LR6-60HPB-305M | Solar Panels |  | 0.305 | 10 | 287 | 35 |  | Fixed | Roof
NJSTRE1545247476 |  | Transition Incentive Program | Carteret | 7008 | 11 | 3.85 | Residential | Yes | Behind the Meter | Net-metered residential rooftop and canopy |  | None | Pro Custom Solar dba Momentum Solar | PSE&G | Accepted | 2020-07-02 | 2020-07-09 | 2021-07-09 | LG ELECTRONICS | LG 350N1C-V5 | Solar Panels |  | 0.35 | 7 | 106 | 18 |  | Fixed | Roof
NJSTRE1545247476 |  | Transition Incentive Program | Carteret | 7008 | 11 | 3.85 | Residential | Yes | Behind the Meter | Net-metered residential rooftop and canopy |  | None | Pro Custom Solar dba Momentum Solar | PSE&G | Accepted | 2020-07-02 | 2020-07-09 | 2021-07-09 | Enphase | IQ7Plus-72-2-US | Inverters | 290 |  | 11 |  |  | 0.97 |  | Outdoor | Roof
NJSTRE1545247476 |  | Transition Incentive Program | Carteret | 7008 | 11 | 3.85 | Residential | Yes | Behind the Meter | Net-metered residential rooftop and canopy |  | None | Pro Custom Solar dba Momentum Solar | PSE&G | Accepted | 2020-07-02 | 2020-07-09 | 2021-07-09 | LG ELECTRONICS | LG 350N1C-V5 | Solar Panels |  | 0.35 | 4 | 285 | 18 |  | Fixed | Roof
NJSTRE1545247490 |  | Transition Incentive Program | Willingboro Twp | 8046 | 13 | 10.07 | Residential | Yes | Behind the Meter | Net-metered residential rooftop and canopy |  | None | Bright Planet Solar | PSE&G | Accepted | 2020-07-02 | 2020-07-09 | 2021-07-09 | LONGI | LR6-60HPB-305M | Solar Panels |  | 0.305 | 14 | 173 | 18 |  | Fixed | Roof
NJSTRE1545247490 |  | Transition Incentive Program | Willingboro Twp | 8046 | 13 | 10.07 | Residential | Yes | Behind the Meter | Net-metered residential rooftop and canopy |  | None | Bright Planet Solar | PSE&G | Accepted | 2020-07-02 | 2020-07-09 | 2021-07-09 | LONGI | LR6-60HPB-305M | Solar Panels |  | 0.305 | 19 | 172 | 26 |  | Fixed | Roof
NJSTRE1545247490 |  | Transition Incentive Program | Willingboro Twp | 8046 | 13 | 10.07 | Residential | Yes | Behind the Meter | Net-metered residential rooftop and canopy |  | None | Bright Planet Solar | PSE&G | Accepted | 2020-07-02 | 2020-07-09 | 2021-07-09 | SOLAR EDGE | SE10000H-USRGM | Inverters | 10000 |  | 1 |  |  | 0.98 |  | Outdoor | OUTSIDE
NJSTRE1545248157 |  | Transition Incentive Program | Leonardo | 7737 | 17 | 5.85 | Residential | No | Behind the Meter | Net-metered residential rooftop and canopy |  | None | Solar Mite Solutions | JCP&L | Accepted | 2020-07-02 | 2020-07-09 | 2021-07-09 | LG | LG325N1C | Solar Panels |  | 0.325 | 10 | 358 | 30 |  | Fixed | Roof | Array 3
NJSTRE1545248157 |  | Transition Incentive Program | Leonardo | 7737 | 17 | 5.85 | Residential | No | Behind the Meter | Net-metered residential rooftop and canopy |  | None | Solar Mite Solutions | JCP&L | Accepted | 2020-07-02 | 2020-07-09 | 2021-07-09 | LG | LG325N1C | Solar Panels |  | 0.325 | 4 | 268 | 30 |  | Fixed | Roof | Array 1
NJSTRE1545248157 |  | Transition Incentive Program | Leonardo | 7737 | 17 | 5.85 | Residential | No | Behind the Meter | Net-metered residential rooftop and canopy |  | None | Solar Mite Solutions | JCP&L | Accepted | 2020-07-02 | 2020-07-09 | 2021-07-09 | Solar Edge | SE3800H-US | Inverters | 3800 |  | 1 |  |  | 0.98 |  | Outdoor | Exterior of house
NJSTRE1545248157 |  | Transition Incentive Program | Leonardo | 7737 | 17 | 5.85 | Residential | No | Behind the Meter | Net-metered residential rooftop and canopy |  | None | Solar Mite Solutions | JCP&L | Accepted | 2020-07-02 | 2020-07-09 | 2021-07-09 | LG | LG325N1C | Solar Panels |  | 0.325 | 4 | 88 | 30 |  | Fixed | Roof | Array 2
NJSTRE1545249569 |  | Transition Incentive Program | Vineland | 8360 | 20 | 6.7 | Residential | Yes | Behind the Meter | Net-metered residential rooftop and canopy |  | None | Vision Solar LLC | Vineland Muni Electric | Accepted | 2020-07-03 | 2020-07-09 | 2021-07-09 | LG SOLAR | LG335N1K-VK | Solar Panels |  | 0.335 | 2 | 92 | 24 |  | Fixed | Roof
NJSTRE1545249569 |  | Transition Incentive Program | Vineland | 8360 | 20 | 6.7 | Residential | Yes | Behind the Meter | Net-metered residential rooftop and canopy |  | None | Vision Solar LLC | Vineland Muni Electric | Accepted | 2020-07-03 | 2020-07-09 | 2021-07-09 | LG SOLAR | LG335N1K-VK | Solar Panels |  | 0.335 | 10 | 272 | 24 |  | Fixed | Roof
NJSTRE1545249569 |  | Transition Incentive Program | Vineland | 8360 | 20 | 6.7 | Residential | Yes | Behind the Meter | Net-metered residential rooftop and canopy |  | None | Vision Solar LLC | Vineland Muni Electric | Accepted | 2020-07-03 | 2020-07-09 | 2021-07-09 | ENPHASE | IQ7-60-2-US | Inverters | 0.24 |  | 20 |  |  | 0.96 |  | Other | BEHIND EACH PANEL
NJSTRE1545249569 |  | Transition Incentive Program | Vineland | 8360 | 20 | 6.7 | Residential | Yes | Behind the Meter | Net-metered residential rooftop and canopy |  | None | Vision Solar LLC | Vineland Muni Electric | Accepted | 2020-07-03 | 2020-07-09 | 2021-07-09 | LG SOLAR | LG335N1K-VK | Solar Panels |  | 0.335 | 8 | 182 | 24 |  | Fixed | Roof
NJSTRE1545249573 |  | Transition Incentive Program | Magnolia | 8049 | 14 | 14.74 | Residential | Yes | Behind the Meter | Net-metered residential rooftop and canopy |  | PSEG | Vision Solar LLC | PSE&G | Accepted | 2020-07-04 | 2020-07-09 | 2021-07-09 | LG SOLAR | LG335N1K-V5 | Solar Panels |  | 0.335 | 3 | 115 | 20 |  | Fixed | Roof
NJSTRE1545249573 |  | Transition Incentive Program | Magnolia | 8049 | 14 | 14.74 | Residential | Yes | Behind the Meter | Net-metered residential rooftop and canopy |  | PSEG | Vision Solar LLC | PSE&G | Accepted | 2020-07-04 | 2020-07-09 | 2021-07-09 | LG SOLAR | LG335N1K-V5 | Solar Panels |  | 0.335 | 20 | 295 | 15 |  | Fixed | Roof
NJSTRE1545249573 |  | Transition Incentive Program | Magnolia | 8049 | 14 | 14.74 | Residential | Yes | Behind the Meter | Net-metered residential rooftop and canopy |  | PSEG | Vision Solar LLC | PSE&G | Accepted | 2020-07-04 | 2020-07-09 | 2021-07-09 | LG SOLAR | LG335N1K-V5 | Solar Panels |  | 0.335 | 9 | 115 | 15 |  | Fixed | Roof
NJSTRE1545249573 |  | Transition Incentive Program | Magnolia | 8049 | 14 | 14.74 | Residential | Yes | Behind the Meter | Net-metered residential rooftop and canopy |  | PSEG | Vision Solar LLC | PSE&G | Accepted | 2020-07-04 | 2020-07-09 | 2021-07-09 | LG SOLAR | LG335N1K-V5 | Solar Panels |  | 0.335 | 12 | 115 | 12 |  | Fixed | Roof
NJSTRE1545249573 |  | Transition Incentive Program | Magnolia | 8049 | 14 | 14.74 | Residential | Yes | Behind the Meter | Net-metered residential rooftop and canopy |  | PSEG | Vision Solar LLC | PSE&G | Accepted | 2020-07-04 | 2020-07-09 | 2021-07-09 | ENPHASE | IQ7-60-2-US | Inverters | 0.24 |  | 44 |  |  | 0.96 |  | Other | Behind each panel
NJSTRE1545249586 |  | Transition Incentive Program | Newark City | 7114 | 9 | 4.36 | Residential | No | Behind the Meter | Net-metered residential rooftop and canopy |  | PSEG | Vision Solar LLC | PSE&G | Accepted | 2020-07-03 | 2020-07-09 | 2021-07-09 | LG SOLAR | LG335N1K-V5 | Solar Panels |  | 0.335 | 13 | 114 | 31 |  | Fixed | Roof
NJSTRE1545249586 |  | Transition Incentive Program | Newark City | 7114 | 9 | 4.36 | Residential | No | Behind the Meter | Net-metered residential rooftop and canopy |  | PSEG | Vision Solar LLC | PSE&G | Accepted | 2020-07-03 | 2020-07-09 | 2021-07-09 | ENPHASE | IQ7-60-2-US | Inverters | 0.24 |  | 13 |  |  | 0.96 |  | Other | behind each panel
NJSTRE1545249615 |  | Transition Incentive Program | Adison | 8820 | 11 | 9.72 | Residential | No | Behind the Meter | Net-metered residential rooftop and canopy |  | PSEG | Vision Solar LLC | PSE&G | Accepted | 2020-07-09 | 2020-07-20 | 2021-07-20 | LG SOLAR | LG335N1K-VK | Solar Panels |  | 0.335 | 19 | 93 | 19 |  | Fixed | Roof
NJSTRE1545249615 |  | Transition Incentive Program | Adison | 8820 | 11 | 9.72 | Residential | No | Behind the Meter | Net-metered residential rooftop and canopy |  | PSEG | Vision Solar LLC | PSE&G | Accepted | 2020-07-09 | 2020-07-20 | 2021-07-20 | LG SOLAR | LG335N1K-VK | Solar Panels |  | 0.335 | 10 | 92 | 20 |  | Fixed | Roof
NJSTRE1545249615 |  | Transition Incentive Program | Adison | 8820 | 11 | 9.72 | Residential | No | Behind the Meter | Net-metered residential rooftop and canopy |  | PSEG | Vision Solar LLC | PSE&G | Accepted | 2020-07-09 | 2020-07-20 | 2021-07-20 | ENPHASE | IQ7-60-2-US | Inverters | 0.24 |  | 29 |  |  | 0.96 |  | Other | BEHIND EACH PANEL
NJSTRE1545249630 |  | Transition Incentive Program | Hampton | 8827 | 4 | 5.03 | Residential | Yes | Behind the Meter | Net-metered residential rooftop and canopy |  | JCPL | Vision Solar LLC | JCP&L | Accepted | 2020-07-03 | 2020-07-09 | 2021-07-09 | LG SOLAR | LG335N1K-VK | Solar Panels |  | 0.335 | 15 | 161 | 23 |  | Fixed | Roof
NJSTRE1545249630 |  | Transition Incentive Program | Hampton | 8827 | 4 | 5.03 | Residential | Yes | Behind the Meter | Net-metered residential rooftop and canopy |  | JCPL | Vision Solar LLC | JCP&L | Accepted | 2020-07-03 | 2020-07-09 | 2021-07-09 | ENPHASE | IQ7-60-2-US | Inverters | 0.24 |  | 15 |  |  | 0.96 |  | Other | BEHIND EACH PANEL
NJSTRE1545249640 |  | Transition Incentive Program | Pine Hill | 8021 | 14 | 9.72 | Residential | Yes | Behind the Meter | Net-metered residential rooftop and canopy |  | ACE | Vision Solar LLC | AC Electric | Accepted | 2020-07-03 | 2020-07-10 | 2021-07-10 | LG SOLAR | LG335N1K-V5 | Solar Panels |  | 0.335 | 6 | 276 | 19 |  | Fixed | Roof
NJSTRE1545249640 |  | Transition Incentive Program | Pine Hill | 8021 | 14 | 9.72 | Residential | Yes | Behind the Meter | Net-metered residential rooftop and canopy |  | ACE | Vision Solar LLC | AC Electric | Accepted | 2020-07-03 | 2020-07-10 | 2021-07-10 | LG SOLAR | LG335N1K-VK | Solar Panels |  | 0.335 | 12 | 96 | 28 |  | Fixed | Roof
NJSTRE1545249640 |  | Transition Incentive Program | Pine Hill | 8021 | 14 | 9.72 | Residential | Yes | Behind the Meter | Net-metered residential rooftop and canopy |  | ACE | Vision Solar LLC | AC Electric | Accepted | 2020-07-03 | 2020-07-10 | 2021-07-10 | LG SOLAR | LG335N1K-VK | Solar Panels |  | 0.335 | 11 | 276 | 28 |  | Fixed | Roof
NJSTRE1545249640 |  | Transition Incentive Program | Pine Hill | 8021 | 14 | 9.72 | Residential | Yes | Behind the Meter | Net-metered residential rooftop and canopy |  | ACE | Vision Solar LLC | AC Electric | Accepted | 2020-07-03 | 2020-07-10 | 2021-07-10 | ENPHASE | IQ7-60-2-US | Inverters | 0.24 |  | 29 |  |  | 0.96 |  | Other | BEHIND EACH PANEL
NJSTRE1545249659 |  | Transition Incentive Program | Egg Harbor Twp | 8234 | 19 | 5.27 | Residential | Yes | Behind the Meter | Net-metered residential rooftop and canopy |  | None | Bright Planet Solar | AC Electric | Accepted | 2020-07-03 | 2020-07-09 | 2021-07-09 | SolarEdge Technologies | SE5000H-USRGM | Inverters | 50000 |  | 1 |  |  | 0.98 |  | Outside | OUTSIDE
NJSTRE1545249659 |  | Transition Incentive Program | Egg Harbor Twp | 8234 | 19 | 5.27 | Residential | Yes | Behind the Meter | Net-metered residential rooftop and canopy |  | None | Bright Planet Solar | AC Electric | Accepted | 2020-07-03 | 2020-07-09 | 2021-07-09 | LONGi Green Energy | LR6-60HPB-310M | Solar Panels |  | 0.31 | 10 | 196 | 30 |  | Fixed | Roof
NJSTRE1545249659 |  | Transition Incentive Program | Egg Harbor Twp | 8234 | 19 | 5.27 | Residential | Yes | Behind the Meter | Net-metered residential rooftop and canopy |  | None | Bright Planet Solar | AC Electric | Accepted | 2020-07-03 | 2020-07-09 | 2021-07-09 | LONGi Green Energy | LR6-60HPB-310M | Solar Panels |  | 0.31 | 7 | 196 | 30 |  | Fixed | Roof
NJSTRE1545249662 |  | Transition Incentive Program | Egg harbor township | 8233 |  | 14.49 | Residential | No | Behind the Meter | Net-metered residential rooftop and canopy |  | ACE | Vision Solar LLC | AC Electric | Accepted | 2020-07-09 | 2020-07-20 | 2021-07-20 | HANWHA Q-CELLS | Q.PEAK DUE-G5 315 | Solar Panels |  | 0.315 | 11 | 324 | 33 |  | Fixed | Roof
NJSTRE1545249662 |  | Transition Incentive Program | Egg harbor township | 8233 |  | 14.49 | Residential | No | Behind the Meter | Net-metered residential rooftop and canopy |  | ACE | Vision Solar LLC | AC Electric | Accepted | 2020-07-09 | 2020-07-20 | 2021-07-20 | HANWHA Q-CELLS | Q.PEAK DUE-G5 315 | Solar Panels |  | 0.315 | 21 | 144 | 33 |  | Fixed | Roof
NJSTRE1545249662 |  | Transition Incentive Program | Egg harbor township | 8233 |  | 14.49 | Residential | No | Behind the Meter | Net-metered residential rooftop and canopy |  | ACE | Vision Solar LLC | AC Electric | Accepted | 2020-07-09 | 2020-07-20 | 2021-07-20 | HANWHA Q-CELLS | Q.PEAK DUE-G5 315 | Solar Panels |  | 0.315 | 6 | 324 | 33 |  | Fixed | Roof
NJSTRE1545249662 |  | Transition Incentive Program | Egg harbor township | 8233 |  | 14.49 | Residential | No | Behind the Meter | Net-metered residential rooftop and canopy |  | ACE | Vision Solar LLC | AC Electric | Accepted | 2020-07-09 | 2020-07-20 | 2021-07-20 | HANWHA Q-CELLS | Q.PEAK DUE-G5 315 | Solar Panels |  | 0.315 | 6 | 144 | 33 |  | Fixed | Roof
NJSTRE1545249662 |  | Transition Incentive Program | Egg harbor township | 8233 |  | 14.49 | Residential | No | Behind the Meter | Net-metered residential rooftop and canopy |  | ACE | Vision Solar LLC | AC Electric | Accepted | 2020-07-09 | 2020-07-20 | 2021-07-20 | HANWHA Q-CELLS | Q.PEAK DUE-G5 315 | Solar Panels |  | 0.315 | 2 | 144 | 26 |  | Fixed | Roof
NJSTRE1545249662 |  | Transition Incentive Program | Egg harbor township | 8233 |  | 14.49 | Residential | No | Behind the Meter | Net-metered residential rooftop and canopy |  | ACE | Vision Solar LLC | AC Electric | Accepted | 2020-07-09 | 2020-07-20 | 2021-07-20 | ENPHASE | IQ7-60-2-US | Inverters | 0.24 |  | 46 |  |  | 0.96 |  | Other | BEHIND EACH PANEL
NJSTRE1545249687 |  | Transition Incentive Program | Hacketstown | 7840 | 2 | 14.41 | Residential | Yes | Behind the Meter | Net-metered residential rooftop and canopy |  | JCPL | Vision Solar LLC | JCP&L | Accepted | 2020-07-03 | 2020-07-09 | 2021-07-09 | LG SOLAR | LG335N1K-VK | Solar Panels |  | 0.335 | 11 | 215 | 42 |  | Fixed | Roof
NJSTRE1545249687 |  | Transition Incentive Program | Hacketstown | 7840 | 2 | 14.41 | Residential | Yes | Behind the Meter | Net-metered residential rooftop and canopy |  | JCPL | Vision Solar LLC | JCP&L | Accepted | 2020-07-03 | 2020-07-09 | 2021-07-09 | LG SOLAR | LG335N1K-V5 | Solar Panels |  | 0.335 | 2 | 215 | 20 |  | Fixed | Roof
NJSTRE1545249687 |  | Transition Incentive Program | Hacketstown | 7840 | 2 | 14.41 | Residential | Yes | Behind the Meter | Net-metered residential rooftop and canopy |  | JCPL | Vision Solar LLC | JCP&L | Accepted | 2020-07-03 | 2020-07-09 | 2021-07-09 | LG SOLAR | LG335N1K-V5 | Solar Panels |  | 0.335 | 11 | 35 | 42 |  | Fixed | Roof
NJSTRE1545249687 |  | Transition Incentive Program | Hacketstown | 7840 | 2 | 14.41 | Residential | Yes | Behind the Meter | Net-metered residential rooftop and canopy |  | JCPL | Vision Solar LLC | JCP&L | Accepted | 2020-07-03 | 2020-07-09 | 2021-07-09 | LG SOLAR | LG335N1K-V5 | Solar Panels |  | 0.335 | 2 | 125 | 42 |  | Fixed | Roof
NJSTRE1545249687 |  | Transition Incentive Program | Hacketstown | 7840 | 2 | 14.41 | Residential | Yes | Behind the Meter | Net-metered residential rooftop and canopy |  | JCPL | Vision Solar LLC | JCP&L | Accepted | 2020-07-03 | 2020-07-09 | 2021-07-09 | LG SOLAR | LG335N1K-VK | Solar Panels |  | 0.335 | 5 | 215 | 39 |  | Fixed | Roof
NJSTRE1545249687 |  | Transition Incentive Program | Hacketstown | 7840 | 2 | 14.41 | Residential | Yes | Behind the Meter | Net-metered residential rooftop and canopy |  | JCPL | Vision Solar LLC | JCP&L | Accepted | 2020-07-03 | 2020-07-09 | 2021-07-09 | ENPHASE | IQ7-60-2-US | Inverters | 0.24 |  | 43 |  |  | 0.96 |  | Other | behind each panel
NJSTRE1545249687 |  | Transition Incentive Program | Hacketstown | 7840 | 2 | 14.41 | Residential | Yes | Behind the Meter | Net-metered residential rooftop and canopy |  | JCPL | Vision Solar LLC | JCP&L | Accepted | 2020-07-03 | 2020-07-09 | 2021-07-09 | LG SOLAR | LG335N1K-V5 | Solar Panels |  | 0.335 | 3 | 305 | 42 |  | Fixed | Roof
NJSTRE1545249687 |  | Transition Incentive Program | Hacketstown | 7840 | 2 | 14.41 | Residential | Yes | Behind the Meter | Net-metered residential rooftop and canopy |  | JCPL | Vision Solar LLC | JCP&L | Accepted | 2020-07-03 | 2020-07-09 | 2021-07-09 | LG SOLAR | LG335N1K-V5 | Solar Panels |  | 0.335 | 5 | 35 | 39 |  | Fixed | Roof
NJSTRE1545249687 |  | Transition Incentive Program | Hacketstown | 7840 | 2 | 14.41 | Residential | Yes | Behind the Meter | Net-metered residential rooftop and canopy |  | JCPL | Vision Solar LLC | JCP&L | Accepted | 2020-07-03 | 2020-07-09 | 2021-07-09 | LG SOLAR | LG335N1K-V5 | Solar Panels |  | 0.335 | 4 | 125 | 20 |  | Fixed | Roof
NJSTRE1545249696 |  | Transition Incentive Program | Pedericktown | 8067 | 16 | 12.4 | Residential | Yes | Behind the Meter | Net-metered residential rooftop and canopy |  | ACE | Vision Solar LLC | AC Electric | Accepted | 2020-07-03 | 2020-07-09 | 2021-07-09 | ENPHASE | IQ7-60-2-US | Inverters | 0.24 |  | 37 |  |  | 0.96 |  | Other | behind each panel
NJSTRE1545249696 |  | Transition Incentive Program | Pedericktown | 8067 | 16 | 12.4 | Residential | Yes | Behind the Meter | Net-metered residential rooftop and canopy |  | ACE | Vision Solar LLC | AC Electric | Accepted | 2020-07-03 | 2020-07-09 | 2021-07-09 | LG SOLAR | LG335N1K-V5 | Solar Panels |  | 0.335 | 37 | 231 | 20 |  | Fixed | Roof
NJSTRE1545249865 |  | Transition Incentive Program | wildwood | 8260 | 21 | 3.69 | Residential | Yes | Behind the Meter | Net-metered residential rooftop and canopy |  | ACE | Vision Solar LLC | AC Electric | Accepted | 2020-07-03 | 2020-07-09 | 2021-07-09 | LG SOLAR | LG335N1K-V5 | Solar Panels |  | 0.335 | 8 | 132 | 35 |  | Fixed | Roof
NJSTRE1545249865 |  | Transition Incentive Program | wildwood | 8260 | 21 | 3.69 | Residential | Yes | Behind the Meter | Net-metered residential rooftop and canopy |  | ACE | Vision Solar LLC | AC Electric | Accepted | 2020-07-03 | 2020-07-09 | 2021-07-09 | ENPHASE | IQ7-60-2-US | Inverters | 0.24 |  | 11 |  |  | 0.96 |  | Other | behind each panel
NJSTRE1545249865 |  | Transition Incentive Program | wildwood | 8260 | 21 | 3.69 | Residential | Yes | Behind the Meter | Net-metered residential rooftop and canopy |  | ACE | Vision Solar LLC | AC Electric | Accepted | 2020-07-03 | 2020-07-09 | 2021-07-09 | LG SOLAR | LG335N1K-V5 | Solar Panels |  | 0.335 | 3 | 312 | 35 |  | Fixed | Roof
NJSTRE1545249870 |  | Transition Incentive Program | Boonton | 7005 | 3 | 12.73 | Residential | Yes | Behind the Meter | Net-metered residential rooftop and canopy |  | None | Vision Solar LLC | JCP&L | Accepted | 2020-07-03 | 2020-07-09 | 2021-10-30 | LG SOLAR | LG335N1K-V5 | Solar Panels |  | 0.335 | 5 | 346 | 35 |  | Fixed | Roof
NJSTRE1545249870 |  | Transition Incentive Program | Boonton | 7005 | 3 | 12.73 | Residential | Yes | Behind the Meter | Net-metered residential rooftop and canopy |  | None | Vision Solar LLC | JCP&L | Accepted | 2020-07-03 | 2020-07-09 | 2021-10-30 | LG SOLAR | LG335N1K-V5 | Solar Panels |  | 0.335 | 21 | 166 | 35 |  | Fixed | Roof
NJSTRE1545249870 |  | Transition Incentive Program | Boonton | 7005 | 3 | 12.73 | Residential | Yes | Behind the Meter | Net-metered residential rooftop and canopy |  | None | Vision Solar LLC | JCP&L | Accepted | 2020-07-03 | 2020-07-09 | 2021-10-30 | LG SOLAR | LG335N1K-V5 | Solar Panels |  | 0.335 | 6 | 345 | 20 |  | Fixed | Roof
NJSTRE1545249870 |  | Transition Incentive Program | Boonton | 7005 | 3 | 12.73 | Residential | Yes | Behind the Meter | Net-metered residential rooftop and canopy |  | None | Vision Solar LLC | JCP&L | Accepted | 2020-07-03 | 2020-07-09 | 2021-10-30 | ENPHASE | IQ7-60-2-US | Inverters | 0.24 |  | 38 |  |  | 0.96 |  | Other | behind each panel
NJSTRE1545249870 |  | Transition Incentive Program | Boonton | 7005 | 3 | 12.73 | Residential | Yes | Behind the Meter | Net-metered residential rooftop and canopy |  | None | Vision Solar LLC | JCP&L | Accepted | 2020-07-03 | 2020-07-09 | 2021-10-30 | LG SOLAR | LG335N1K-V5 | Solar Panels |  | 0.335 | 6 | 165 | 20 |  | Fixed | Roof
NJSTRE1545249882 |  | Transition Incentive Program | Westville | 8093 | 15 | 3.35 | Residential | Yes | Behind the Meter | Net-metered residential rooftop and canopy |  | PSEG | Vision Solar LLC | PSE&G | Accepted | 2020-07-03 | 2020-07-14 | 2021-07-14 | LG SOLAR | LG335N1K-V5 | Solar Panels |  | 0.335 | 1 | 313 | 20 |  | Fixed | Roof
NJSTRE1545249882 |  | Transition Incentive Program | Westville | 8093 | 15 | 3.35 | Residential | Yes | Behind the Meter | Net-metered residential rooftop and canopy |  | PSEG | Vision Solar LLC | PSE&G | Accepted | 2020-07-03 | 2020-07-14 | 2021-07-14 | LG SOLAR | LG335N1K-V5 | Solar Panels |  | 0.335 | 5 | 134 | 20 |  | Fixed | Roof
NJSTRE1545249882 |  | Transition Incentive Program | Westville | 8093 | 15 | 3.35 | Residential | Yes | Behind the Meter | Net-metered residential rooftop and canopy |  | PSEG | Vision Solar LLC | PSE&G | Accepted | 2020-07-03 | 2020-07-14 | 2021-07-14 | LG SOLAR | LG335N1K-V5 | Solar Panels |  | 0.335 | 3 | 224 | 20 |  | Fixed | Roof
NJSTRE1545249882 |  | Transition Incentive Program | Westville | 8093 | 15 | 3.35 | Residential | Yes | Behind the Meter | Net-metered residential rooftop and canopy |  | PSEG | Vision Solar LLC | PSE&G | Accepted | 2020-07-03 | 2020-07-14 | 2021-07-14 | ENPHASE | IQ7-60-2-US | Inverters | 0.24 |  | 10 |  |  | 0.96 |  | Other | behind each panel
NJSTRE1545249882 |  | Transition Incentive Program | Westville | 8093 | 15 | 3.35 | Residential | Yes | Behind the Meter | Net-metered residential rooftop and canopy |  | PSEG | Vision Solar LLC | PSE&G | Accepted | 2020-07-03 | 2020-07-14 | 2021-07-14 | LG SOLAR | LG335N1K-V5 | Solar Panels |  | 0.335 | 1 | 133 | 20 |  | Fixed | Roof
NJSTRE1545249886 |  | Transition Incentive Program | Pittsgrove | 8318 | 16 | 5.67 | Residential | No | Behind the Meter | Net-metered residential rooftop and canopy |  | ACE | Vision Solar LLC | AC Electric | Accepted | 2020-07-09 | 2020-07-20 | 2021-07-20 | ENPHASE | IQ7-60-2-US | Inverters | 0.24 |  | 18 |  |  | 0.96 |  | Other | behind each panel
NJSTRE1545249886 |  | Transition Incentive Program | Pittsgrove | 8318 | 16 | 5.67 | Residential | No | Behind the Meter | Net-metered residential rooftop and canopy |  | ACE | Vision Solar LLC | AC Electric | Accepted | 2020-07-09 | 2020-07-20 | 2021-07-20 | HANWHA Q-CELLS | Q.PEAK DUE-G5 315 | Solar Panels |  | 0.315 | 18 | 201 | 19 |  | Fixed | Roof
NJSTRE1545249967 |  | Transition Incentive Program | Chesterville | 8515 | 13 | 9.38 | Residential | Yes | Behind the Meter | Net-metered residential rooftop and canopy |  | PSEG | Vision Solar LLC | PSE&G | Accepted | 2020-07-03 | 2020-07-09 | 2021-07-09 | ENPHASE | IQ7-60-2-US | Inverters | 0.24 |  | 28 |  |  | 0.96 |  | Other | behind each panel
NJSTRE1545249967 |  | Transition Incentive Program | Chesterville | 8515 | 13 | 9.38 | Residential | Yes | Behind the Meter | Net-metered residential rooftop and canopy |  | PSEG | Vision Solar LLC | PSE&G | Accepted | 2020-07-03 | 2020-07-09 | 2021-07-09 | LG SOLAR | LG335N1K-V5 | Solar Panels |  | 0.335 | 28 | 165 | 15 |  | Fixed | Roof
NJSTRE1545249975 |  | Transition Incentive Program | blackwood | 8012 | 14 | 6.7 | Residential | Yes | Behind the Meter | Net-metered residential rooftop and canopy |  | PSEG | Vision Solar LLC | PSE&G | Accepted | 2020-07-03 | 2020-07-09 | 2021-07-09 | LG SOLAR | LG335N1K-V5 | Solar Panels |  | 0.335 | 14 | 40 | 26 |  | Fixed | Roof
NJSTRE1545249975 |  | Transition Incentive Program | blackwood | 8012 | 14 | 6.7 | Residential | Yes | Behind the Meter | Net-metered residential rooftop and canopy |  | PSEG | Vision Solar LLC | PSE&G | Accepted | 2020-07-03 | 2020-07-09 | 2021-07-09 | ENPHASE | IQ7-60-2-US | Inverters | 0.24 |  | 20 |  |  | 0.96 |  | Other | behind each panel
NJSTRE1545249975 |  | Transition Incentive Program | blackwood | 8012 | 14 | 6.7 | Residential | Yes | Behind the Meter | Net-metered residential rooftop and canopy |  | PSEG | Vision Solar LLC | PSE&G | Accepted | 2020-07-03 | 2020-07-09 | 2021-07-09 | LG SOLAR | LG335N1K-V5 | Solar Panels |  | 0.335 | 6 | 220 | 26 |  | Fixed | Roof
NJSTRE1545255188 |  | Transition Incentive Program | CLAYTON | 8312 | 15 | 7.25 | Residential | Yes | Behind the Meter | Net-metered residential rooftop and canopy |  | None | Suntuity Solar LLC | AC Electric | Accepted | 2020-07-06 | 2020-07-09 | 2021-07-09 | Enphase Energy | IQ7-60-2-US | Inverters | 240 |  | 23 |  |  | 0.97 |  | Outdoor | Behind the PV Modules
NJSTRE1545255188 |  | Transition Incentive Program | CLAYTON | 8312 | 15 | 7.25 | Residential | Yes | Behind the Meter | Net-metered residential rooftop and canopy |  | None | Suntuity Solar LLC | AC Electric | Accepted | 2020-07-06 | 2020-07-09 | 2021-07-09 | Hanwha Solar | Q-Cells 315 Mono | Solar Panels |  | 0.315 | 3 | 77 | 33 |  | Fixed | Roof
NJSTRE1545255188 |  | Transition Incentive Program | CLAYTON | 8312 | 15 | 7.25 | Residential | Yes | Behind the Meter | Net-metered residential rooftop and canopy |  | None | Suntuity Solar LLC | AC Electric | Accepted | 2020-07-06 | 2020-07-09 | 2021-07-09 | Hanwha Solar | Q-Cells 315 Mono | Solar Panels |  | 0.315 | 10 | 77 | 39 |  | Fixed | Roof
NJSTRE1545255188 |  | Transition Incentive Program | CLAYTON | 8312 | 15 | 7.25 | Residential | Yes | Behind the Meter | Net-metered residential rooftop and canopy |  | None | Suntuity Solar LLC | AC Electric | Accepted | 2020-07-06 | 2020-07-09 | 2021-07-09 | Hanwha Solar | Q-Cells 315 Mono | Solar Panels |  | 0.315 | 10 | 257 | 39 |  | Fixed | Roof
NJSTRE1545255202 |  | Transition Incentive Program | MILLVILLE | 8332 | 20 | 7.25 | Residential | No | Behind the Meter | Net-metered residential rooftop and canopy |  | None | Suntuity Solar LLC | AC Electric | Accepted | 2020-07-07 | 2020-07-09 | 2021-07-09 | Enphase Energy | IQ7-60-2-US | Inverters | 240 |  | 23 |  |  | 0.97 |  | Outdoor | Behind the PV Modules
NJSTRE1545255202 |  | Transition Incentive Program | MILLVILLE | 8332 | 20 | 7.25 | Residential | No | Behind the Meter | Net-metered residential rooftop and canopy |  | None | Suntuity Solar LLC | AC Electric | Accepted | 2020-07-07 | 2020-07-09 | 2021-07-09 | Longi | LR6-60HPB-315M | Solar Panels |  | 0.315 | 23 | 133 | 15 |  | Fixed | Roof
NJSTRE1545255203 |  | Transition Incentive Program | LITTLE FERRY | 7643 | 7 | 8.75 | Residential | No | Behind the Meter | Net-metered residential rooftop and canopy |  | None | Infinity Solar Systems | PSE&G | Accepted | 2020-07-06 | 2020-07-09 | 2021-10-30 | ENPHASE | IQ7-60-X-US | Inverters | 240 |  | 25 |  |  | 0.97 |  | Outside | MICROINVERTERS
NJSTRE1545255203 |  | Transition Incentive Program | LITTLE FERRY | 7643 | 7 | 8.75 | Residential | No | Behind the Meter | Net-metered residential rooftop and canopy |  | None | Infinity Solar Systems | PSE&G | Accepted | 2020-07-06 | 2020-07-09 | 2021-10-30 | LG | LG350N1C-V5 | Solar Panels |  | 0.35 | 15 | 101 | 35 |  | Fixed | Roof
NJSTRE1545255203 |  | Transition Incentive Program | LITTLE FERRY | 7643 | 7 | 8.75 | Residential | No | Behind the Meter | Net-metered residential rooftop and canopy |  | None | Infinity Solar Systems | PSE&G | Accepted | 2020-07-06 | 2020-07-09 | 2021-10-30 | LG | LG350N1C-V5 | Solar Panels |  | 0.35 | 10 | 281 | 15 |  | Fixed | Roof
NJSTRE1545255210 |  | Transition Incentive Program | Del Haven | 8251 | 21 | 12.73 | Residential | Yes | Behind the Meter | Net-metered residential rooftop and canopy |  | ACE2 | Vision Solar LLC | AC Electric | Accepted | 2020-07-06 | 2020-07-09 | 2021-07-09 | LG SOLAR | LG335N1K-V5 | Solar Panels |  | 0.335 | 28 | 102 | 28 |  | Fixed | Roof
NJSTRE1545255210 |  | Transition Incentive Program | Del Haven | 8251 | 21 | 12.73 | Residential | Yes | Behind the Meter | Net-metered residential rooftop and canopy |  | ACE2 | Vision Solar LLC | AC Electric | Accepted | 2020-07-06 | 2020-07-09 | 2021-07-09 | ENPHASE | IQ7-60-2-US | Inverters | 0.24 |  | 38 |  |  | 0.96 |  | Other | Behind each panel
NJSTRE1545255210 |  | Transition Incentive Program | Del Haven | 8251 | 21 | 12.73 | Residential | Yes | Behind the Meter | Net-metered residential rooftop and canopy |  | ACE2 | Vision Solar LLC | AC Electric | Accepted | 2020-07-06 | 2020-07-09 | 2021-07-09 | LG SOLAR | LG335N1K-V5 | Solar Panels |  | 0.335 | 10 | 282 | 28 |  | Fixed | Roof
NJSTRE1545255212 |  | Transition Incentive Program | BAYVILLE | 8721 | 18 | 6.93 | Residential | Yes | Behind the Meter | Net-metered residential rooftop and canopy |  | None | Suntuity Solar LLC | JCP&L | Accepted | 2020-07-07 | 2020-07-09 | 2021-07-09 | Enphase Energy | IQ7-60-2-US | Inverters | 240 |  | 22 |  |  | 0.97 |  | Outdoor | Behind the PV Modules
NJSTRE1545255212 |  | Transition Incentive Program | BAYVILLE | 8721 | 18 | 6.93 | Residential | Yes | Behind the Meter | Net-metered residential rooftop and canopy |  | None | Suntuity Solar LLC | JCP&L | Accepted | 2020-07-07 | 2020-07-09 | 2021-07-09 | Hanwha Solar | Q-Cells 315 Mono | Solar Panels |  | 0.315 | 18 | 141 | 36 |  | Fixed | Roof
NJSTRE1545255212 |  | Transition Incentive Program | BAYVILLE | 8721 | 18 | 6.93 | Residential | Yes | Behind the Meter | Net-metered residential rooftop and canopy |  | None | Suntuity Solar LLC | JCP&L | Accepted | 2020-07-07 | 2020-07-09 | 2021-07-09 | Hanwha Solar | Q-Cells 315 Mono | Solar Panels |  | 0.315 | 4 | 141 | 12 |  | Fixed | Roof
NJSTRE1545255234 |  | Transition Incentive Program | CLEMENTON | 8021 | 14 | 6.7 | Residential | Yes | Behind the Meter | Net-metered residential rooftop and canopy |  | ACE | Vision Solar LLC | AC Electric | Accepted | 2020-07-06 | 2020-07-09 | 2021-07-09 | LG SOLAR | LG335N1K-V5 | Solar Panels |  | 0.335 | 6 | 146 | 15 |  | Fixed | Roof
NJSTRE1545255234 |  | Transition Incentive Program | CLEMENTON | 8021 | 14 | 6.7 | Residential | Yes | Behind the Meter | Net-metered residential rooftop and canopy |  | ACE | Vision Solar LLC | AC Electric | Accepted | 2020-07-06 | 2020-07-09 | 2021-07-09 | LG SOLAR | LG335N1K-V5 | Solar Panels |  | 0.335 | 10 | 14 | 20 |  | Fixed | Roof
NJSTRE1545255234 |  | Transition Incentive Program | CLEMENTON | 8021 | 14 | 6.7 | Residential | Yes | Behind the Meter | Net-metered residential rooftop and canopy |  | ACE | Vision Solar LLC | AC Electric | Accepted | 2020-07-06 | 2020-07-09 | 2021-07-09 | LG SOLAR | LG335N1K-V5 | Solar Panels |  | 0.335 | 4 | 326 | 15 |  | Fixed | Roof
NJSTRE1545255234 |  | Transition Incentive Program | CLEMENTON | 8021 | 14 | 6.7 | Residential | Yes | Behind the Meter | Net-metered residential rooftop and canopy |  | ACE | Vision Solar LLC | AC Electric | Accepted | 2020-07-06 | 2020-07-09 | 2021-07-09 | ENPHASE | IQ7-60-2-US | Inverters | 0.24 |  | 20 |  |  | 0.96 |  | Other | behind each panel
NJSTRE1545255249 |  | Transition Incentive Program | maple wood | 7040 | 9 | 3.69 | Residential | Yes | Behind the Meter | Net-metered residential rooftop and canopy |  | PSEG | Vision Solar LLC | PSE&G | Accepted | 2020-07-06 | 2020-07-09 | 2021-10-30 | ENPHASE | IQ7-60-2-US | Inverters | 0.24 |  | 11 |  |  | 0.96 |  | Other | behind each panel
NJSTRE1545255249 |  | Transition Incentive Program | maple wood | 7040 | 9 | 3.69 | Residential | Yes | Behind the Meter | Net-metered residential rooftop and canopy |  | PSEG | Vision Solar LLC | PSE&G | Accepted | 2020-07-06 | 2020-07-09 | 2021-10-30 | LG SOLAR | LG335N1K-V5 | Solar Panels |  | 0.335 | 11 | 235 | 30 |  | Fixed | Roof
NJSTRE1545255266 |  | Transition Incentive Program | Estell Manor | 8319 | 19 | 10.88 | Residential | Yes | Behind the Meter | Net-metered residential rooftop and canopy |  | None | Acos Energy, LLC | AC Electric | Accepted | 2020-07-06 | 2020-07-09 | 2021-07-09 | Enphase | IQ7 | Inverters | 0.24 |  | 34 |  |  | 0.97 |  | Outside | roof mount
NJSTRE1545255266 |  | Transition Incentive Program | Estell Manor | 8319 | 19 | 10.88 | Residential | Yes | Behind the Meter | Net-metered residential rooftop and canopy |  | None | Acos Energy, LLC | AC Electric | Accepted | 2020-07-06 | 2020-07-09 | 2021-07-09 | Trina | TSM-DD06M05II 320W | Solar Panels |  | 0.32 | 34 | 146 | 16 |  | Fixed | Roof
NJSTRE1545255271 | NJSRRE1544801982 | Transition Incentive Program | Millville | 8332 | 20 | 4.69 | Residential | Yes | Behind the Meter | Net-metered residential rooftop and canopy |  | None | Solar Energy World | AC Electric | Accepted | 2020-04-06 | 2020-04-09 | 2021-10-30 | Hanwha | Q.PEAKDUOBLK-G6 | Solar Panels |  | 0.335 | 14 | 225 | 30 |  | Fixed | Roof
NJSTRE1545255271 | NJSRRE1544801982 | Transition Incentive Program | Millville | 8332 | 20 | 4.69 | Residential | Yes | Behind the Meter | Net-metered residential rooftop and canopy |  | None | Solar Energy World | AC Electric | Accepted | 2020-04-06 | 2020-04-09 | 2021-10-30 | Solar Edge | SE3800H-USRGM | Inverters | 3800 |  | 1 |  |  | 0.982 |  | Outdoor | near meter
NJSTRE1545255273 | NJSRRE1544802156 | Transition Incentive Program | Mount Royal | 8061 | 15 | 7.48 | Residential | No | Behind the meter | Behind the Meter |  | None | Sunny Corp | AC Electric | Eligible for TI Program | 2020-04-06 | 2020-04-16 | 2021-10-30 | Panasonic | 325KAO3 | Solar Panels |  | 0.325 | 4 | 144 | 0.38 |  | Fixed | Roof
NJSTRE1545255273 | NJSRRE1544802156 | Transition Incentive Program | Mount Royal | 8061 | 15 | 7.48 | Residential | No | Behind the meter | Behind the Meter |  | None | Sunny Corp | AC Electric | Eligible for TI Program | 2020-04-06 | 2020-04-16 | 2021-10-30 | Panasonic | 325KOA3 | Solar Panels |  | 0.325 | 9 | 54 | 38 |  | Fixed | Roof
NJSTRE1545255273 | NJSRRE1544802156 | Transition Incentive Program | Mount Royal | 8061 | 15 | 7.48 | Residential | No | Behind the meter | Behind the Meter |  | None | Sunny Corp | AC Electric | Eligible for TI Program | 2020-04-06 | 2020-04-16 | 2021-10-30 | Solar Edge | SE6000H-US | Inverters | 6000 |  | 1 |  |  | 0.996 |  | Outdoor | Side of Home
NJSTRE1545255273 | NJSRRE1544802156 | Transition Incentive Program | Mount Royal | 8061 | 15 | 7.48 | Residential | No | Behind the meter | Behind the Meter |  | None | Sunny Corp | AC Electric | Eligible for TI Program | 2020-04-06 | 2020-04-16 | 2021-10-30 | Panasonic | 325KOA3 | Solar Panels |  | 0.325 | 1 | 144 | 38 |  | Fixed | Roof
NJSTRE1545255273 | NJSRRE1544802156 | Transition Incentive Program | Mount Royal | 8061 | 15 | 7.48 | Residential | No | Behind the meter | Behind the Meter |  | None | Sunny Corp | AC Electric | Eligible for TI Program | 2020-04-06 | 2020-04-16 | 2021-10-30 | Panasonic | 325KAO3 | Solar Panels |  | 0.325 | 9 | 234 | 39 |  | Fixed | Roof
NJSTRE1545255274 | NJSRRE1544868461 | Transition Incentive Program | Pennsauken | 8110 | 14 | 11.38 | Residential | No | Behind the meter | Behind the Meter |  | None | SunnyCorp | PSE&G | Eligible for TI Program | 2020-04-21 | 2020-04-27 | 2021-10-30 | Panasonic | VBHN325KA03 | Solar Panels |  | 0.325 | 35 | 189 | 15 |  | Fixed | Roof
NJSTRE1545255274 | NJSRRE1544868461 | Transition Incentive Program | Pennsauken | 8110 | 14 | 11.38 | Residential | No | Behind the meter | Behind the Meter |  | None | SunnyCorp | PSE&G | Eligible for TI Program | 2020-04-21 | 2020-04-27 | 2021-10-30 | SolarEdge | SE7600H-US | Inverters | 7600 |  | 1 |  |  | 0.992 |  | Outdoor | Next to Meter
NJSTRE1545255280 | NJSRRE1544157748 | Transition Incentive Program | Glendora | 8029 | 14 | 6.5 | Residential | No | Behind the meter | Behind the Meter |  | None | Sunny Corp | PSE&G | Eligible for TI Program | 2020-01-10 | 2020-01-15 | 2021-10-30 | PANASONIC | VBHN325KA03 | Solar Panels |  | 0.325 | 9 | 228 | 24 |  | Fixed | Roof
NJSTRE1545255280 | NJSRRE1544157748 | Transition Incentive Program | Glendora | 8029 | 14 | 6.5 | Residential | No | Behind the meter | Behind the Meter |  | None | Sunny Corp | PSE&G | Eligible for TI Program | 2020-01-10 | 2020-01-15 | 2021-10-30 | ENPHASE | IQ7X | Inverters | 1.31 |  | 20 |  |  | 0.1 |  | Outdoor | ON ROOF
NJSTRE1545255280 | NJSRRE1544157748 | Transition Incentive Program | Glendora | 8029 | 14 | 6.5 | Residential | No | Behind the meter | Behind the Meter |  | None | Sunny Corp | PSE&G | Eligible for TI Program | 2020-01-10 | 2020-01-15 | 2021-10-30 | PANASONIC | VBHN325KA03 | Solar Panels |  | 0.325 | 7 | 138 | 23 |  | Fixed | Roof
NJSTRE1545255280 | NJSRRE1544157748 | Transition Incentive Program | Glendora | 8029 | 14 | 6.5 | Residential | No | Behind the meter | Behind the Meter |  | None | Sunny Corp | PSE&G | Eligible for TI Program | 2020-01-10 | 2020-01-15 | 2021-10-30 | PANASONIC | VHN325KA03 | Solar Panels |  | 0.325 | 4 | 228 | 23 |  | Fixed | Roof
NJSTRE1545255283 | NJSRRE1544597801 | Transition Incentive Program | Sweedsboro | 8085 | 15 | 8.13 | Residential | No | Behind the meter | Behind the Meter |  | None | Sunny Corp | AC Electric | Eligible for TI Program | 2020-03-04 | 2020-03-09 | 2021-10-30 | Panasonic | 325KA03 | Solar Panels |  | 0.325 | 21 | 151 | 39 |  | Fixed | Roof
NJSTRE1545255283 | NJSRRE1544597801 | Transition Incentive Program | Sweedsboro | 8085 | 15 | 8.13 | Residential | No | Behind the meter | Behind the Meter |  | None | Sunny Corp | AC Electric | Eligible for TI Program | 2020-03-04 | 2020-03-09 | 2021-10-30 | Panasonic | 325KA03 | Solar Panels |  | 0.325 | 4 | 151 | 45 |  | Fixed | Roof
NJSTRE1545255283 | NJSRRE1544597801 | Transition Incentive Program | Sweedsboro | 8085 | 15 | 8.13 | Residential | No | Behind the meter | Behind the Meter |  | None | Sunny Corp | AC Electric | Eligible for TI Program | 2020-03-04 | 2020-03-09 | 2021-10-30 | Enphase | IQ7X | Inverters | 320 |  | 25 |  |  | 0.996 |  | Outdoor | rooftop
NJSTRE1545255288 |  | Transition Incentive Program | Trenton | 8618 | 12 | 7.7 | Residential | Yes | Behind the Meter | Net-metered residential rooftop and canopy |  | None | Pro Custom Solar dba Momentum Solar | PSE&G | Accepted | 2020-07-06 | 2020-07-09 | 2021-07-09 | LG ELECTRONICS | LG 350N1C-V5 | Solar Panels |  | 0.35 | 11 | 35 | 34 |  | Fixed | Roof
NJSTRE1545255288 |  | Transition Incentive Program | Trenton | 8618 | 12 | 7.7 | Residential | Yes | Behind the Meter | Net-metered residential rooftop and canopy |  | None | Pro Custom Solar dba Momentum Solar | PSE&G | Accepted | 2020-07-06 | 2020-07-09 | 2021-07-09 | Enphase | IQ7Plus-72-2-US | Inverters | 290 |  | 22 |  |  | 0.97 |  | Outdoor | Roof
NJSTRE1545255288 |  | Transition Incentive Program | Trenton | 8618 | 12 | 7.7 | Residential | Yes | Behind the Meter | Net-metered residential rooftop and canopy |  | None | Pro Custom Solar dba Momentum Solar | PSE&G | Accepted | 2020-07-06 | 2020-07-09 | 2021-07-09 | LG ELECTRONICS | LG 350N1C-V5 | Solar Panels |  | 0.35 | 11 | 215 | 34 |  | Fixed | Roof
NJSTRE1545255290 | NJSRRE1544626773 | Transition Incentive Program | Sweedesboro | 8085 | 15 | 5.85 | Residential | No | Behind the meter | Net-metered residential rooftop and canopy |  | None | Sunny Corp | AC Electric | Accepted | 2020-03-11 | 2020-03-16 | 2021-10-30 | SolarEdge | Se5000 | Inverters | 5000 |  | 1 |  |  | 0.996 |  | Outdoor | side of home
NJSTRE1545255290 | NJSRRE1544626773 | Transition Incentive Program | Sweedesboro | 8085 | 15 | 5.85 | Residential | No | Behind the meter | Net-metered residential rooftop and canopy |  | None | Sunny Corp | AC Electric | Accepted | 2020-03-11 | 2020-03-16 | 2021-10-30 | Panasonic | 325ka03 | Solar Panels |  | 0.325 | 18 | 221 | 29 |  | Fixed | Roof
NJSTRE1545255291 | NJSRRE1544721121 | Transition Incentive Program | Sewell | 8080 | 15 | 11.55 | Residential | No | Behind the meter | Net-metered residential rooftop and canopy |  | None | Sunny Corp | AC Electric | Accepted | 2020-03-19 | 2020-03-24 | 2021-10-30 | Panasonic | 325KA03 | Solar Panels |  | 0.33 | 35 | 15 | 0.3 |  | Fixed | Roof
NJSTRE1545255291 | NJSRRE1544721121 | Transition Incentive Program | Sewell | 8080 | 15 | 11.55 | Residential | No | Behind the meter | Net-metered residential rooftop and canopy |  | None | Sunny Corp | AC Electric | Accepted | 2020-03-19 | 2020-03-24 | 2021-10-30 | Enphase | IQ7X | Inverters | 0.315 |  | 35 |  |  | 0.975 |  | Outdoor | rooftop
NJSTRE1545255293 | NJSRRE1544720065 | Transition Incentive Program | Gloucester Twp | 8029 | 14 | 6.83 | Residential | No | Behind the meter | Behind the Meter |  | None | Sunny Corp | PSE&G | Eligible for TI Program | 2020-03-18 | 2020-03-23 | 2021-10-30 | Panasonic | 325ka03 | Solar Panels |  | 0.325 | 8 | 131 | 0.23 |  | Fixed | Roof
NJSTRE1545255293 | NJSRRE1544720065 | Transition Incentive Program | Gloucester Twp | 8029 | 14 | 6.83 | Residential | No | Behind the meter | Behind the Meter |  | None | Sunny Corp | PSE&G | Eligible for TI Program | 2020-03-18 | 2020-03-23 | 2021-10-30 | Panasonic | 325ka03 | Solar Panels |  | 0.325 | 13 | 221 | 0.27 |  | Fixed | Roof
NJSTRE1545255293 | NJSRRE1544720065 | Transition Incentive Program | Gloucester Twp | 8029 | 14 | 6.83 | Residential | No | Behind the meter | Behind the Meter |  | None | Sunny Corp | PSE&G | Eligible for TI Program | 2020-03-18 | 2020-03-23 | 2021-10-30 | SolarEdge | SE5000 | Inverters | 5000 |  | 1 |  |  | 0.996 |  | Outdoor | side of home
NJSTRE1545255299 |  | Transition Incentive Program | Estelle Manor | 8319 | 19 | 7.68 | Non Profit | Yes | Behind the Meter | Net-metered non-residential rooftop and canopy |  | None | Acos Energy, LLC | AC Electric | Accepted | 2020-07-06 | 2020-07-09 | 2021-10-30 | Enphase | IQ7 | Inverters | 0.24 |  | 23 |  |  | 0.97 |  | Outdoor | roof mount
NJSTRE1545255299 |  | Transition Incentive Program | Estelle Manor | 8319 | 19 | 7.68 | Non Profit | Yes | Behind the Meter | Net-metered non-residential rooftop and canopy |  | None | Acos Energy, LLC | AC Electric | Accepted | 2020-07-06 | 2020-07-09 | 2021-10-30 | Trina | TSM-DD06M05II 320W | Solar Panels |  | 0.32 | 24 | 146 | 16 |  | Fixed | Pole
NJSTRE1545255309 |  | Transition Incentive Program | richland | 8350 | 19 | 6.37 | Residential | Yes | Behind the Meter | Net-metered residential rooftop and canopy |  | ACE | Vision Solar LLC | AC Electric | Accepted | 2020-07-06 | 2020-07-09 | 2021-07-09 | ENPHASE | IQ7-60-2-US | Inverters | 0.24 |  | 19 |  |  | 0.96 |  | Other | behind each panel
NJSTRE1545255309 |  | Transition Incentive Program | richland | 8350 | 19 | 6.37 | Residential | Yes | Behind the Meter | Net-metered residential rooftop and canopy |  | ACE | Vision Solar LLC | AC Electric | Accepted | 2020-07-06 | 2020-07-09 | 2021-07-09 | LG SOLAR | LG335N1K-V5 | Solar Panels |  | 0.335 | 19 | 202 | 20 |  | Fixed | Roof
NJSTRE1545255321 |  | Transition Incentive Program | Palermo | 8223 | 21 | 13.11 | Residential | No | Behind the Meter | Net-metered residential rooftop and canopy |  | ACE | Geoscape Solar | AC Electric | Accepted | 2020-07-06 | 2020-07-09 | 2021-07-09 | LG ELECTRONICS INC | LG345N1C-V5 | Solar Panels |  | 0.345 | 38 | 175 | 45 |  | Fixed | Roof
NJSTRE1545255321 |  | Transition Incentive Program | Palermo | 8223 | 21 | 13.11 | Residential | No | Behind the Meter | Net-metered residential rooftop and canopy |  | ACE | Geoscape Solar | AC Electric | Accepted | 2020-07-06 | 2020-07-09 | 2021-07-09 | SOLAREDGE | SE11400H-US | Inverters | 11400 |  | 1 |  |  | 0.98 |  | Outside | adj. to utility meter
NJSTRE1545255361 |  | Transition Incentive Program | williamstown | 8094 | 15 | 9.05 | Residential | Yes | Behind the Meter | Net-metered residential rooftop and canopy |  | ACE | Vision Solar LLC | AC Electric | Accepted | 2020-07-06 | 2020-07-09 | 2021-07-09 | ENPHASE | IQ7-60-2-US | Inverters | 0.24 |  | 27 |  |  | 0.96 |  | Other | behind each panel
NJSTRE1545255361 |  | Transition Incentive Program | williamstown | 8094 | 15 | 9.05 | Residential | Yes | Behind the Meter | Net-metered residential rooftop and canopy |  | ACE | Vision Solar LLC | AC Electric | Accepted | 2020-07-06 | 2020-07-09 | 2021-07-09 | LG SOLAR | LG335N1K-V5 | Solar Panels |  | 0.335 | 1 | 9 | 20 |  | Fixed | Roof
NJSTRE1545255361 |  | Transition Incentive Program | williamstown | 8094 | 15 | 9.05 | Residential | Yes | Behind the Meter | Net-metered residential rooftop and canopy |  | ACE | Vision Solar LLC | AC Electric | Accepted | 2020-07-06 | 2020-07-09 | 2021-07-09 | LG SOLAR | LG335N1K-V5 | Solar Panels |  | 0.335 | 8 | 189 | 20 |  | Fixed | Roof
NJSTRE1545255361 |  | Transition Incentive Program | williamstown | 8094 | 15 | 9.05 | Residential | Yes | Behind the Meter | Net-metered residential rooftop and canopy |  | ACE | Vision Solar LLC | AC Electric | Accepted | 2020-07-06 | 2020-07-09 | 2021-07-09 | LG SOLAR | LG335N1K-V5 | Solar Panels |  | 0.335 | 18 | 189 | 20 |  | Fixed | Roof
NJSTRE1545255439 |  | Transition Incentive Program | Egg Harbor Township | 8234 | 19 | 9.45 | Residential | Yes | Behind the Meter | Net-metered residential rooftop and canopy |  | None | Pro Custom Solar dba Momentum Solar | AC Electric | Accepted | 2020-07-06 | 2020-07-10 | 2021-07-10 | LG ELECTRONICS | LG 350N1C-V5 | Solar Panels |  | 0.35 | 15 | 201 | 25 |  | Fixed | Roof
NJSTRE1545255439 |  | Transition Incentive Program | Egg Harbor Township | 8234 | 19 | 9.45 | Residential | Yes | Behind the Meter | Net-metered residential rooftop and canopy |  | None | Pro Custom Solar dba Momentum Solar | AC Electric | Accepted | 2020-07-06 | 2020-07-10 | 2021-07-10 | Enphase | IQ7Plus-72-2-US | Inverters | 290 |  | 27 |  |  | 0.97 |  | Outdoor | Roof
NJSTRE1545255439 |  | Transition Incentive Program | Egg Harbor Township | 8234 | 19 | 9.45 | Residential | Yes | Behind the Meter | Net-metered residential rooftop and canopy |  | None | Pro Custom Solar dba Momentum Solar | AC Electric | Accepted | 2020-07-06 | 2020-07-10 | 2021-07-10 | LG ELECTRONICS | LG 350N1C-V5 | Solar Panels |  | 0.35 | 12 | 21 | 24 |  | Fixed | Roof
NJSTRE1545255444 |  | Transition Incentive Program | west berlin | 8091 | 14 | 5.03 | Residential | Yes | Behind the Meter | Net-metered residential rooftop and canopy |  | ACE | Vision Solar LLC | AC Electric | Accepted | 2020-07-06 | 2020-07-10 | 2021-07-10 | ENPHASE | IQ7-60-2-US | Inverters | 0.24 |  | 15 |  |  | 0.96 |  | Other | behind each panel
NJSTRE1545255444 |  | Transition Incentive Program | west berlin | 8091 | 14 | 5.03 | Residential | Yes | Behind the Meter | Net-metered residential rooftop and canopy |  | ACE | Vision Solar LLC | AC Electric | Accepted | 2020-07-06 | 2020-07-10 | 2021-07-10 | LG SOLAR | LG SOLAR LG335N1K-V5 | Solar Panels |  | 0.335 | 15 | 133 | 35 |  | Fixed | Roof
NJSTRE1545255461 |  | Transition Incentive Program | penns grove | 8069 | 16 | 5.36 | Residential | Yes | Behind the Meter | Net-metered residential rooftop and canopy |  | ACE | Vision Solar LLC | AC Electric | Accepted | 2020-07-06 | 2020-07-10 | 2021-07-10 | LG SOLAR | LG335N1K-V5 | Solar Panels |  | 0.335 | 8 | 208 | 10 |  | Fixed | Roof
NJSTRE1545255461 |  | Transition Incentive Program | penns grove | 8069 | 16 | 5.36 | Residential | Yes | Behind the Meter | Net-metered residential rooftop and canopy |  | ACE | Vision Solar LLC | AC Electric | Accepted | 2020-07-06 | 2020-07-10 | 2021-07-10 | LG SOLAR | LG335N1K-V5 | Solar Panels |  | 0.335 | 8 | 28 | 13 |  | Fixed | Roof
NJSTRE1545255461 |  | Transition Incentive Program | penns grove | 8069 | 16 | 5.36 | Residential | Yes | Behind the Meter | Net-metered residential rooftop and canopy |  | ACE | Vision Solar LLC | AC Electric | Accepted | 2020-07-06 | 2020-07-10 | 2021-07-10 | ENPHASE | IQ7-60-2-US | Inverters | 0.24 |  | 16 |  |  | 0.96 |  | Other | behind each panel
NJSTRE1545255470 |  | Transition Incentive Program | eatontown | 7724 | 17 | 9.72 | Residential | Yes | Behind the Meter | Net-metered residential rooftop and canopy |  | JCPL | Vision Solar LLC | JCP&L | Accepted | 2020-07-06 | 2020-07-10 | 2021-07-10 | ENPHASE | IQ7-60-2-US | Inverters | 0.24 |  | 29 |  |  | 0.96 |  | Other | behind each panel
NJSTRE1545255470 |  | Transition Incentive Program | eatontown | 7724 | 17 | 9.72 | Residential | Yes | Behind the Meter | Net-metered residential rooftop and canopy |  | JCPL | Vision Solar LLC | JCP&L | Accepted | 2020-07-06 | 2020-07-10 | 2021-07-10 | LG SOLAR | LG335N1K-V5 | Solar Panels |  | 0.335 | 9 | 149 | 25 |  | Fixed | Roof
NJSTRE1545255470 |  | Transition Incentive Program | eatontown | 7724 | 17 | 9.72 | Residential | Yes | Behind the Meter | Net-metered residential rooftop and canopy |  | JCPL | Vision Solar LLC | JCP&L | Accepted | 2020-07-06 | 2020-07-10 | 2021-07-10 | LG SOLAR | LG335N1K-V5 | Solar Panels |  | 0.335 | 10 | 149 | 20 |  | Fixed | Roof
NJSTRE1545255470 |  | Transition Incentive Program | eatontown | 7724 | 17 | 9.72 | Residential | Yes | Behind the Meter | Net-metered residential rooftop and canopy |  | JCPL | Vision Solar LLC | JCP&L | Accepted | 2020-07-06 | 2020-07-10 | 2021-07-10 | LG SOLAR | LG335N1K-V5 | Solar Panels |  | 0.335 | 10 | 329 | 20 |  | Fixed | Roof
NJSTRE1545255581 |  | Transition Incentive Program | Tuckerton | 8087 | 18 | 13.6 | Residential | No | Behind the Meter | Net-metered residential rooftop and canopy |  | None | Trinity Solar | AC Electric | Accepted | 2020-07-06 | 2020-07-10 | 2021-07-10 | Solar Edge | SE11400 | Inverters | 11400 |  | 1 |  |  | 0.97 |  | Outside | side of home
NJSTRE1545255581 |  | Transition Incentive Program | Tuckerton | 8087 | 18 | 13.6 | Residential | No | Behind the Meter | Net-metered residential rooftop and canopy |  | None | Trinity Solar | AC Electric | Accepted | 2020-07-06 | 2020-07-10 | 2021-07-10 | Hanwha | Q.PEAK DUO BLK-G6 340 | Solar Panels |  | 0.34 | 40 | 180 | 30 |  | Fixed | Roof
NJSTRE1545255593 |  | Transition Incentive Program | Audubon Boro | 8106 | 14 | 8.68 | Residential | No | Behind the Meter | Net-metered residential rooftop and canopy |  | None | 1st Light Energy Inc | PSE&G | Accepted | 2020-07-06 | 2020-07-10 | 2021-07-10 | Vision | CL200 | Meters | 3 |  | 1 |  |  |  | Yes | Outdoor
NJSTRE1545255593 |  | Transition Incentive Program | Audubon Boro | 8106 | 14 | 8.68 | Residential | No | Behind the Meter | Net-metered residential rooftop and canopy |  | None | 1st Light Energy Inc | PSE&G | Accepted | 2020-07-06 | 2020-07-10 | 2021-07-10 | Longi | LR6-60HPB-310M | Solar Panels |  | 0.31 | 18 | 244 | 31 |  | Fixed | Roof
NJSTRE1545255593 |  | Transition Incentive Program | Audubon Boro | 8106 | 14 | 8.68 | Residential | No | Behind the Meter | Net-metered residential rooftop and canopy |  | None | 1st Light Energy Inc | PSE&G | Accepted | 2020-07-06 | 2020-07-10 | 2021-07-10 | Longi | LR6-60HPB-310M | Solar Panels |  | 0.31 | 10 | 244 | 31 |  | Fixed | Roof
NJSTRE1545255593 |  | Transition Incentive Program | Audubon Boro | 8106 | 14 | 8.68 | Residential | No | Behind the Meter | Net-metered residential rooftop and canopy |  | None | 1st Light Energy Inc | PSE&G | Accepted | 2020-07-06 | 2020-07-10 | 2021-07-10 | SMA | SB 7.7-1SP-US-41 | Inverters | 7700 |  | 1 |  |  | 0.98 |  | Outside | Next to Meter
NJSTRE1545255892 |  | Transition Incentive Program | Medford | 8055 | 13 | 8.5 | Residential | Yes | Behind the Meter | Net-metered residential rooftop and canopy |  | None | Trinity Solar | PSE&G | Accepted | 2020-07-06 | 2020-07-10 | 2021-07-10 | Hanwha | Q.PEAK DUO BLK-G6 340 | Solar Panels |  | 0.34 | 25 | 180 | 30 |  | Fixed | Roof
NJSTRE1545255892 |  | Transition Incentive Program | Medford | 8055 | 13 | 8.5 | Residential | Yes | Behind the Meter | Net-metered residential rooftop and canopy |  | None | Trinity Solar | PSE&G | Accepted | 2020-07-06 | 2020-07-10 | 2021-07-10 | Solar Edge | SE7600 | Inverters | 7600 |  | 1 |  |  | 0.97 |  | Outside | outside
NJSTRE1545255903 |  | Transition Incentive Program | Union | 7083 | 10 | 3.85 | Residential | Yes | Behind the Meter | Net-metered residential rooftop and canopy |  | None | Pro Custom Solar dba Momentum Solar | PSE&G | Accepted | 2020-07-06 | 2020-07-10 | 2021-07-10 | Enphase | IQ7Plus-72-2-US | Inverters | 290 |  | 11 |  |  | 0.97 |  | Outdoor | Roof
NJSTRE1545255903 |  | Transition Incentive Program | Union | 7083 | 10 | 3.85 | Residential | Yes | Behind the Meter | Net-metered residential rooftop and canopy |  | None | Pro Custom Solar dba Momentum Solar | PSE&G | Accepted | 2020-07-06 | 2020-07-10 | 2021-07-10 | LG ELECTRONICS | LG 350N1C-V5 | Solar Panels |  | 0.35 | 8 | 40 | 39 |  | Fixed | Roof
NJSTRE1545255903 |  | Transition Incentive Program | Union | 7083 | 10 | 3.85 | Residential | Yes | Behind the Meter | Net-metered residential rooftop and canopy |  | None | Pro Custom Solar dba Momentum Solar | PSE&G | Accepted | 2020-07-06 | 2020-07-10 | 2021-07-10 | LG ELECTRONICS | LG 350N1C-V5 | Solar Panels |  | 0.35 | 3 | 220 | 39 |  | Fixed | Roof
NJSTRE1545255912 |  | Transition Incentive Program | williamstown | 8094 | 15 | 8.71 | Residential | Yes | Behind the Meter | Net-metered residential rooftop and canopy |  | ACE | Vision Solar LLC | AC Electric | Accepted | 2020-07-06 | 2020-07-10 | 2021-07-10 | ENPHASE | IQ7-60-2-US | Inverters | 0.24 |  | 26 |  |  | 0.96 |  | Other | behind each panel
NJSTRE1545255912 |  | Transition Incentive Program | williamstown | 8094 | 15 | 8.71 | Residential | Yes | Behind the Meter | Net-metered residential rooftop and canopy |  | ACE | Vision Solar LLC | AC Electric | Accepted | 2020-07-06 | 2020-07-10 | 2021-07-10 | LG SOLAR | LG335N1K-V5 | Solar Panels |  | 0.335 | 5 | 278 | 10 |  | Fixed | Roof
NJSTRE1545255912 |  | Transition Incentive Program | williamstown | 8094 | 15 | 8.71 | Residential | Yes | Behind the Meter | Net-metered residential rooftop and canopy |  | ACE | Vision Solar LLC | AC Electric | Accepted | 2020-07-06 | 2020-07-10 | 2021-07-10 | LG SOLAR | LG335N1K-V5 | Solar Panels |  | 0.335 | 21 | 98 | 33 |  | Fixed | Roof
NJSTRE1545260579 |  | Transition Incentive Program | Sicklerville | 8081 | 14 | 7.48 | Residential | Yes | Behind the Meter | Net-metered residential rooftop and canopy |  | None | SunnyMac LLC | AC Electric | Accepted | 2020-07-07 | 2020-07-14 | 2021-07-14 | Solaredge | SE6000-US | Inverters | 6000 |  | 1 |  |  | 0.99 |  | Outside | Next to meter
NJSTRE1545260579 |  | Transition Incentive Program | Sicklerville | 8081 | 14 | 7.48 | Residential | Yes | Behind the Meter | Net-metered residential rooftop and canopy |  | None | SunnyMac LLC | AC Electric | Accepted | 2020-07-07 | 2020-07-14 | 2021-07-14 | REC | REC 325 N-PEAK blk | Solar Panels |  | 0.325 | 23 | 250 | 30 |  | Fixed | Roof
NJSTRE1545260624 |  | Transition Incentive Program | manahawkin | 8050 | 18 | 8.64 | Residential | No | Behind the Meter | Net-metered residential rooftop and canopy |  | None | Orbit Energy & Power, LLC | AC Electric | Accepted | 2020-07-07 | 2020-07-10 | 2021-07-10 | hanwha qcwlls | qpeak 320w | Solar Panels |  | 0.32 | 27 | 192 | 35 |  | Fixed | Roof
NJSTRE1545260624 |  | Transition Incentive Program | manahawkin | 8050 | 18 | 8.64 | Residential | No | Behind the Meter | Net-metered residential rooftop and canopy |  | None | Orbit Energy & Power, LLC | AC Electric | Accepted | 2020-07-07 | 2020-07-10 | 2021-07-10 | enphase | iq7-60-2-us | Inverters | 0.24 |  | 27 |  |  | 0.96 |  | Other | behind panels
NJSTRE1545260737 |  | Transition Incentive Program | PASSAIC | 7055 | 6 | 10.08 | Residential | No | Behind the Meter | Net-metered residential rooftop and canopy |  | None | Infinity Solar Systems | PSE&G | Accepted | 2020-07-07 | 2020-07-10 | 2021-07-10 | HANWHA | Q.PEAK DUO BLK-G5 315 | Solar Panels |  | 0.315 | 15 | 239 | 40 |  | Fixed | Roof
NJSTRE1545260737 |  | Transition Incentive Program | PASSAIC | 7055 | 6 | 10.08 | Residential | No | Behind the Meter | Net-metered residential rooftop and canopy |  | None | Infinity Solar Systems | PSE&G | Accepted | 2020-07-07 | 2020-07-10 | 2021-07-10 | ENPHASE | IQ7-60-X-US | Inverters | 240 |  | 32 |  |  | 0.97 |  | Outside | MICROINVERTERS
NJSTRE1545260737 |  | Transition Incentive Program | PASSAIC | 7055 | 6 | 10.08 | Residential | No | Behind the Meter | Net-metered residential rooftop and canopy |  | None | Infinity Solar Systems | PSE&G | Accepted | 2020-07-07 | 2020-07-10 | 2021-07-10 | HANWHA | Q.PEAK DUO BLK-G5 315 | Solar Panels |  | 0.315 | 17 | 59 | 40 |  | Fixed | Roof
NJSTRE1545260795 |  | Transition Incentive Program | BLOOMFIELD | 7003 | 9 | 4.48 | Residential | Yes | Behind the Meter | Net-metered residential rooftop and canopy |  | None | Vivint Solar Developer, LLC | PSE&G | Accepted | 2020-07-07 | 2020-07-13 | 2021-07-13 | JINKO SOLAR | JKM320M-60HBL | Solar Panels |  | 0.32 | 6 | 132 | 45 |  | Fixed | Roof
NJSTRE1545260795 |  | Transition Incentive Program | BLOOMFIELD | 7003 | 9 | 4.48 | Residential | Yes | Behind the Meter | Net-metered residential rooftop and canopy |  | None | Vivint Solar Developer, LLC | PSE&G | Accepted | 2020-07-07 | 2020-07-13 | 2021-07-13 | JINKO SOLAR | JKM320M-60HBL | Solar Panels |  | 0.32 | 2 | 42 | 17 |  | Fixed | Roof
NJSTRE1545260795 |  | Transition Incentive Program | BLOOMFIELD | 7003 | 9 | 4.48 | Residential | Yes | Behind the Meter | Net-metered residential rooftop and canopy |  | None | Vivint Solar Developer, LLC | PSE&G | Accepted | 2020-07-07 | 2020-07-13 | 2021-07-13 | SOLAREDGE | SE3800H-US | Inverters | 3800 |  | 1 |  |  | 0.992 |  | Outdoor | Near the Utility Meter
NJSTRE1545260795 |  | Transition Incentive Program | BLOOMFIELD | 7003 | 9 | 4.48 | Residential | Yes | Behind the Meter | Net-metered residential rooftop and canopy |  | None | Vivint Solar Developer, LLC | PSE&G | Accepted | 2020-07-07 | 2020-07-13 | 2021-07-13 | JINKO SOLAR | JKM320M-60HBL | Solar Panels |  | 0.32 | 6 | 132 | 35 |  | Fixed | Roof
NJSTRE1545260809 |  | Transition Incentive Program | Williamstown | 8094 | 15 | 14.4 | Residential | No | Behind the Meter | Net-metered residential ground mount |  | None | Whitman Construction, LLC | AC Electric | Accepted | 2020-07-07 | 2020-07-15 | 2021-07-15 | Enphase energy | IQ7Plus-72-2-US | Inverters | 295 |  | 40 |  |  | 0.975 |  | Outdoor | microinverters located under the panels
NJSTRE1545260809 |  | Transition Incentive Program | Williamstown | 8094 | 15 | 14.4 | Residential | No | Behind the Meter | Net-metered residential ground mount |  | None | Whitman Construction, LLC | AC Electric | Accepted | 2020-07-07 | 2020-07-15 | 2021-07-15 | Solaria Power | Solaria Power XT-360R-PD | Solar Panels |  | 0.36 | 40 | 180 | 25 |  | Fixed | Ground
NJSTRE1545260934 |  | Transition Incentive Program | Rockaway | 7866 | 3 | 4.91 | Residential | No | Behind the Meter | Net-metered residential rooftop and canopy |  | None | Tesla Energy Operations Inc. | JCP&L | Accepted | 2020-07-07 | 2020-07-10 | 2021-07-10 | Tesla | AC Powerwall 2.0 | Electric Storage Battery |  |  | 1 |  |  |  | Lithium Ion |  | Outside
NJSTRE1545260934 |  | Transition Incentive Program | Rockaway | 7866 | 3 | 4.91 | Residential | No | Behind the Meter | Net-metered residential rooftop and canopy |  | None | Tesla Energy Operations Inc. | JCP&L | Accepted | 2020-07-07 | 2020-07-10 | 2021-07-10 | Delta Electronics | M4-TL-US [240V] | Inverters | 3840 |  | 1 |  |  | 0.975 |  | Outside | Outside
NJSTRE1545260934 |  | Transition Incentive Program | Rockaway | 7866 | 3 | 4.91 | Residential | No | Behind the Meter | Net-metered residential rooftop and canopy |  | None | Tesla Energy Operations Inc. | JCP&L | Accepted | 2020-07-07 | 2020-07-10 | 2021-07-10 | Tesla | SR60T1 | Solar Panels |  | 0.05847 | 84 | 226 | 26 |  | Fixed | Roof
NJSTRE1545261544 |  | Transition Incentive Program | Hoboken | 7030 | 8 | 140.8 | Commercial | No | Behind the Meter | Net-metered non-residential rooftop and canopy |  | None | Dynamic Energy Solutions, LLC | PSE&G | Accepted | 2020-07-20 | 2020-07-20 | 2021-07-20 | Jinko | Jinko 400 W | Solar Panels |  | 0.4 | 352 | 150.46 | 10 |  | Fixed | Roof
NJSTRE1545261544 |  | Transition Incentive Program | Hoboken | 7030 | 8 | 140.8 | Commercial | No | Behind the Meter | Net-metered non-residential rooftop and canopy |  | None | Dynamic Energy Solutions, LLC | PSE&G | Accepted | 2020-07-20 | 2020-07-20 | 2021-07-20 | Chint Power Systems | CPS-SCA50KTL | Inverters | 36000 |  | 3 |  |  | 0.985 |  | Outside | N/A
NJSTRE1545261770 |  | Transition Incentive Program | Hillsborough | 8844 | 5 | 10.72 | Residential | Yes | Behind the Meter | Net-metered residential rooftop and canopy |  | None | Pro Custom Solar dba Momentum Solar | PSE&G | Accepted | 2020-07-07 | 2020-07-13 | 2021-07-13 | HANWHA | Q.PEAK DUO BLK G6+ 335 | Solar Panels |  | 0.335 | 24 | 230 | 25 |  | Fixed | Roof
NJSTRE1545261770 |  | Transition Incentive Program | Hillsborough | 8844 | 5 | 10.72 | Residential | Yes | Behind the Meter | Net-metered residential rooftop and canopy |  | None | Pro Custom Solar dba Momentum Solar | PSE&G | Accepted | 2020-07-07 | 2020-07-13 | 2021-07-13 | HANWHA | Q.PEAK DUO BLK G6+ 335 | Solar Panels |  | 0.335 | 8 | 50 | 35 |  | Fixed | Roof
NJSTRE1545261770 |  | Transition Incentive Program | Hillsborough | 8844 | 5 | 10.72 | Residential | Yes | Behind the Meter | Net-metered residential rooftop and canopy |  | None | Pro Custom Solar dba Momentum Solar | PSE&G | Accepted | 2020-07-07 | 2020-07-13 | 2021-07-13 | Enphase | IQ7-60-2-US | Inverters | 240 |  | 32 |  |  | 0.97 |  | Outdoor | Roof
NJSTRE1545261814 |  | Transition Incentive Program | PATERSON | 7502 | 6 | 6.5 | Residential | Yes | Behind the Meter | Net-metered residential rooftop and canopy |  | None | Vivint Solar Developer, LLC | PSE&G | Accepted | 2020-07-07 | 2020-07-13 | 2021-07-13 | Jinko Solar | JKM325M-60HBL | Solar Panels |  | 0.325 | 10 | 231 | 20 |  | Fixed | Roof
NJSTRE1545261814 |  | Transition Incentive Program | PATERSON | 7502 | 6 | 6.5 | Residential | Yes | Behind the Meter | Net-metered residential rooftop and canopy |  | None | Vivint Solar Developer, LLC | PSE&G | Accepted | 2020-07-07 | 2020-07-13 | 2021-07-13 | Jinko Solar | JKM325M-60HBL | Solar Panels |  | 0.325 | 10 | 51 | 20 |  | Fixed | Roof
NJSTRE1545261814 |  | Transition Incentive Program | PATERSON | 7502 | 6 | 6.5 | Residential | Yes | Behind the Meter | Net-metered residential rooftop and canopy |  | None | Vivint Solar Developer, LLC | PSE&G | Accepted | 2020-07-07 | 2020-07-13 | 2021-07-13 | SolarEdge | SE7600H-US | Inverters | 7600 |  | 1 |  |  | 0.992 |  | Outdoor | Near the Utility Meter
NJSTRE1545261820 |  | Transition Incentive Program | Cedar Brook | 8018 | 14 | 9.92 | Residential | Yes | Behind the Meter | Net-metered residential rooftop and canopy |  | None | All Season Solar | AC Electric | Accepted | 2020-07-07 | 2020-07-13 | 2021-07-13 | Enphase | IQ7 | Inverters | 240 |  | 31 |  |  | 0.97 |  | Outdoor | under module
NJSTRE1545261820 |  | Transition Incentive Program | Cedar Brook | 8018 | 14 | 9.92 | Residential | Yes | Behind the Meter | Net-metered residential rooftop and canopy |  | None | All Season Solar | AC Electric | Accepted | 2020-07-07 | 2020-07-13 | 2021-07-13 | Trina | TSMDD06M.05II | Solar Panels |  | 0.32 | 31 | 172 | 31 |  | Fixed | Roof
NJSTRE1545262003 |  | Transition Incentive Program | Somerset | 8873 | 5 | 9.1 | Residential | Yes | Behind the Meter | Net-metered residential rooftop and canopy |  | None | Pro Custom Solar dba Momentum Solar | PSE&G | Accepted | 2020-07-07 | 2020-07-13 | 2021-07-13 | LG ELECTRONICS | LG 350N1C-V5 | Solar Panels |  | 0.35 | 4 | 308 | 20 |  | Fixed | Roof
NJSTRE1545262003 |  | Transition Incentive Program | Somerset | 8873 | 5 | 9.1 | Residential | Yes | Behind the Meter | Net-metered residential rooftop and canopy |  | None | Pro Custom Solar dba Momentum Solar | PSE&G | Accepted | 2020-07-07 | 2020-07-13 | 2021-07-13 | LG ELECTRONICS | LG 350N1C-V5 | Solar Panels |  | 0.35 | 3 | 128 | 40 |  | Fixed | Roof
NJSTRE1545262003 |  | Transition Incentive Program | Somerset | 8873 | 5 | 9.1 | Residential | Yes | Behind the Meter | Net-metered residential rooftop and canopy |  | None | Pro Custom Solar dba Momentum Solar | PSE&G | Accepted | 2020-07-07 | 2020-07-13 | 2021-07-13 | LG ELECTRONICS | LG 350N1C-V5 | Solar Panels |  | 0.35 | 5 | 308 | 25 |  | Fixed | Roof
NJSTRE1545262003 |  | Transition Incentive Program | Somerset | 8873 | 5 | 9.1 | Residential | Yes | Behind the Meter | Net-metered residential rooftop and canopy |  | None | Pro Custom Solar dba Momentum Solar | PSE&G | Accepted | 2020-07-07 | 2020-07-13 | 2021-07-13 | LG ELECTRONICS | LG 350N1C-V5 | Solar Panels |  | 0.35 | 8 | 128 | 25 |  | Fixed | Roof
NJSTRE1545262003 |  | Transition Incentive Program | Somerset | 8873 | 5 | 9.1 | Residential | Yes | Behind the Meter | Net-metered residential rooftop and canopy |  | None | Pro Custom Solar dba Momentum Solar | PSE&G | Accepted | 2020-07-07 | 2020-07-13 | 2021-07-13 | LG ELECTRONICS | LG 350N1C-V5 | Solar Panels |  | 0.35 | 6 | 128 | 20 |  | Fixed | Roof
NJSTRE1545262003 |  | Transition Incentive Program | Somerset | 8873 | 5 | 9.1 | Residential | Yes | Behind the Meter | Net-metered residential rooftop and canopy |  | None | Pro Custom Solar dba Momentum Solar | PSE&G | Accepted | 2020-07-07 | 2020-07-13 | 2021-07-13 | Enphase | IQ7Plus-72-2-US | Inverters | 290 |  | 26 |  |  | 0.97 |  | Outdoor | Roof
NJSTRE1545262048 |  | Transition Incentive Program | Cinnaminson | 8077 | 13 | 4.55 | Residential | Yes | Behind the Meter | Net-metered residential rooftop and canopy |  | None | Pro Custom Solar dba Momentum Solar | PSE&G | Accepted | 2020-07-07 | 2020-07-13 | 2021-07-13 | Enphase | IQ7Plus-72-2-US | Inverters | 290 |  | 13 |  |  | 0.97 |  | Outdoor | Roof
NJSTRE1545262048 |  | Transition Incentive Program | Cinnaminson | 8077 | 13 | 4.55 | Residential | Yes | Behind the Meter | Net-metered residential rooftop and canopy |  | None | Pro Custom Solar dba Momentum Solar | PSE&G | Accepted | 2020-07-07 | 2020-07-13 | 2021-07-13 | LG ELECTRONICS | LG 350N1C-V5 | Solar Panels |  | 0.35 | 13 | 145 | 25 |  | Fixed | Roof
NJSTRE1545262092 |  | Transition Incentive Program | Runnemede | 8078 | 14 | 6.65 | Residential | Yes | Behind the Meter | Net-metered residential rooftop and canopy |  | None | Pro Custom Solar dba Momentum Solar | PSE&G | Accepted | 2020-07-07 | 2020-07-13 | 2021-07-13 | LG ELECTRONICS | LG 350N1C-V5 | Solar Panels |  | 0.35 | 4 | 245 | 34 |  | Fixed | Roof
NJSTRE1545262092 |  | Transition Incentive Program | Runnemede | 8078 | 14 | 6.65 | Residential | Yes | Behind the Meter | Net-metered residential rooftop and canopy |  | None | Pro Custom Solar dba Momentum Solar | PSE&G | Accepted | 2020-07-07 | 2020-07-13 | 2021-07-13 | LG ELECTRONICS | LG 350N1C-V5 | Solar Panels |  | 0.35 | 8 | 155 | 35 |  | Fixed | Roof
NJSTRE1545262092 |  | Transition Incentive Program | Runnemede | 8078 | 14 | 6.65 | Residential | Yes | Behind the Meter | Net-metered residential rooftop and canopy |  | None | Pro Custom Solar dba Momentum Solar | PSE&G | Accepted | 2020-07-07 | 2020-07-13 | 2021-07-13 | LG ELECTRONICS | LG 350N1C-V5 | Solar Panels |  | 0.35 | 7 | 65 | 30 |  | Fixed | Roof
NJSTRE1545262092 |  | Transition Incentive Program | Runnemede | 8078 | 14 | 6.65 | Residential | Yes | Behind the Meter | Net-metered residential rooftop and canopy |  | None | Pro Custom Solar dba Momentum Solar | PSE&G | Accepted | 2020-07-07 | 2020-07-13 | 2021-07-13 | Enphase | IQ7Plus-72-2-US | Inverters | 290 |  | 19 |  |  | 0.97 |  | Outdoor | Roof
NJSTRE1545262117 |  | Transition Incentive Program | Parsippany-Troy Hills | 7054 | 3 | 4.5 | Residential | No | Behind the Meter | Net-metered residential rooftop and canopy |  | None | Public Service Solar | JCP&L | Accepted | 2020-07-07 | 2020-07-13 | 2021-07-13 | LG | Q1C-V5 | Solar Panels |  | 0.375 | 12 | 181 | 30 |  | Fixed | Roof
NJSTRE1545262117 |  | Transition Incentive Program | Parsippany-Troy Hills | 7054 | 3 | 4.5 | Residential | No | Behind the Meter | Net-metered residential rooftop and canopy |  | None | Public Service Solar | JCP&L | Accepted | 2020-07-07 | 2020-07-13 | 2021-07-13 | Enphase | IQ7X | Inverters | 0.315 |  | 12 |  |  | 0.96 |  | Outside | Under panels
NJSTRE1545263835 |  | Transition Incentive Program | Paterson City | 7503 | 6 | 14.81 | Residential | No | Behind the Meter | Net-metered residential rooftop and canopy |  | None | Suntuity Solar LLC | PSE&G | Accepted | 2020-07-08 | 2020-07-20 | 2021-07-20 | Hanwha Solar | Q-Cells 315 Mono | Solar Panels |  | 0.315 | 6 | 166 | 22 |  | Fixed | Roof
NJSTRE1545263835 |  | Transition Incentive Program | Paterson City | 7503 | 6 | 14.81 | Residential | No | Behind the Meter | Net-metered residential rooftop and canopy |  | None | Suntuity Solar LLC | PSE&G | Accepted | 2020-07-08 | 2020-07-20 | 2021-07-20 | Hanwha Solar | Q-Cells 315 Mono | Solar Panels |  | 0.315 | 9 | 256 | 22 |  | Fixed | Roof
NJSTRE1545263835 |  | Transition Incentive Program | Paterson City | 7503 | 6 | 14.81 | Residential | No | Behind the Meter | Net-metered residential rooftop and canopy |  | None | Suntuity Solar LLC | PSE&G | Accepted | 2020-07-08 | 2020-07-20 | 2021-07-20 | Hanwha Solar | Q-Cells 315 Mono | Solar Panels |  | 0.315 | 15 | 76 | 22 |  | Fixed | Roof
NJSTRE1545263835 |  | Transition Incentive Program | Paterson City | 7503 | 6 | 14.81 | Residential | No | Behind the Meter | Net-metered residential rooftop and canopy |  | None | Suntuity Solar LLC | PSE&G | Accepted | 2020-07-08 | 2020-07-20 | 2021-07-20 | Enphase Energy | IQ7-60-2-US | Inverters | 240 |  | 47 |  |  | 0.97 |  | Outdoor | Behind the PV Modules
NJSTRE1545263835 |  | Transition Incentive Program | Paterson City | 7503 | 6 | 14.81 | Residential | No | Behind the Meter | Net-metered residential rooftop and canopy |  | None | Suntuity Solar LLC | PSE&G | Accepted | 2020-07-08 | 2020-07-20 | 2021-07-20 | Hanwha Solar | Q-Cells 315 Mono | Solar Panels |  | 0.315 | 3 | 256 | 22 |  | Fixed | Roof
NJSTRE1545263835 |  | Transition Incentive Program | Paterson City | 7503 | 6 | 14.81 | Residential | No | Behind the Meter | Net-metered residential rooftop and canopy |  | None | Suntuity Solar LLC | PSE&G | Accepted | 2020-07-08 | 2020-07-20 | 2021-07-20 | Hanwha Solar | Q-Cells 315 Mono | Solar Panels |  | 0.315 | 9 | 346 | 22 |  | Fixed | Roof
NJSTRE1545263835 |  | Transition Incentive Program | Paterson City | 7503 | 6 | 14.81 | Residential | No | Behind the Meter | Net-metered residential rooftop and canopy |  | None | Suntuity Solar LLC | PSE&G | Accepted | 2020-07-08 | 2020-07-20 | 2021-07-20 | Hanwha Solar | Q-Cells 315 Mono | Solar Panels |  | 0.315 | 5 | 166 | 22 |  | Fixed | Roof
NJSTRE1545263854 | NJSRRE1541505857 | Transition Incentive Program | Englewood | 7631 | 7 | 68.93 | Commercial | No | Behind the meter | Net-metered non-residential rooftop and canopy |  | None | Green Power Energy | PSE&G | Accepted | 2019-06-28 | 2019-07-15 | 2021-10-30 | Trina Solar | TSM-305DD05A | Solar Panels |  | 0.305 | 70 | 185 | 15 |  | Fixed | Roof
NJSTRE1545263854 | NJSRRE1541505857 | Transition Incentive Program | Englewood | 7631 | 7 | 68.93 | Commercial | No | Behind the meter | Net-metered non-residential rooftop and canopy |  | None | Green Power Energy | PSE&G | Accepted | 2019-06-28 | 2019-07-15 | 2021-10-30 | Solar Edge | SE7600H-US | Inverters | 7600 |  | 2 |  |  | 0.97 |  | Outside | next to meter
NJSTRE1545263854 | NJSRRE1541505857 | Transition Incentive Program | Englewood | 7631 | 7 | 68.93 | Commercial | No | Behind the meter | Net-metered non-residential rooftop and canopy |  | None | Green Power Energy | PSE&G | Accepted | 2019-06-28 | 2019-07-15 | 2021-10-30 | Trina Solar | TSM-305DD05A | Solar Panels |  | 0.305 | 84 | 140 | 15 |  | Fixed | Roof
NJSTRE1545263854 | NJSRRE1541505857 | Transition Incentive Program | Englewood | 7631 | 7 | 68.93 | Commercial | No | Behind the meter | Net-metered non-residential rooftop and canopy |  | None | Green Power Energy | PSE&G | Accepted | 2019-06-28 | 2019-07-15 | 2021-10-30 | Solar Edge | SE11400H-US | Inverters | 11400 |  | 2 |  |  | 0.97 |  | Outside | next to meter
NJSTRE1545263854 | NJSRRE1541505857 | Transition Incentive Program | Englewood | 7631 | 7 | 68.93 | Commercial | No | Behind the meter | Net-metered non-residential rooftop and canopy |  | None | Green Power Energy | PSE&G | Accepted | 2019-06-28 | 2019-07-15 | 2021-10-30 | Trina Solar | TSM-305DD05A | Solar Panels |  | 0.305 | 72 | 220 | 25 |  | Fixed | Roof
NJSTRE1545263854 | NJSRRE1541505857 | Transition Incentive Program | Englewood | 7631 | 7 | 68.93 | Commercial | No | Behind the meter | Net-metered non-residential rooftop and canopy |  | None | Green Power Energy | PSE&G | Accepted | 2019-06-28 | 2019-07-15 | 2021-10-30 | Solar Edge | SE10000H-US | Inverters | 10000 |  | 2 |  |  | 0.97 |  | Outside | next to meter
NJSTRE1545263855 | NJSRRE1541506131 | Transition Incentive Program | Englewood | 7631 | 7 | 80.83 | Commercial | No | Behind the meter | Net-metered non-residential rooftop and canopy |  | None | Green Power Energy | PSE&G | Accepted | 2019-06-28 | 2019-07-15 | 2021-10-30 | Solar Edge | SE10000H-US | Inverters | 10000 |  | 3 |  |  | 0.97 |  | Outside | next to meter
NJSTRE1545263855 | NJSRRE1541506131 | Transition Incentive Program | Englewood | 7631 | 7 | 80.83 | Commercial | No | Behind the meter | Net-metered non-residential rooftop and canopy |  | None | Green Power Energy | PSE&G | Accepted | 2019-06-28 | 2019-07-15 | 2021-10-30 | Trina Solar | TSM-305DD05A | Solar Panels |  | 0.305 | 84 | 145 | 15 |  | Fixed | Roof
NJSTRE1545263855 | NJSRRE1541506131 | Transition Incentive Program | Englewood | 7631 | 7 | 80.83 | Commercial | No | Behind the meter | Net-metered non-residential rooftop and canopy |  | None | Green Power Energy | PSE&G | Accepted | 2019-06-28 | 2019-07-15 | 2021-10-30 | Trina Solar | TSM-305DD05A | Solar Panels |  | 0.305 | 110 | 250 | 15 |  | Fixed | Roof
NJSTRE1545263855 | NJSRRE1541506131 | Transition Incentive Program | Englewood | 7631 | 7 | 80.83 | Commercial | No | Behind the meter | Net-metered non-residential rooftop and canopy |  | None | Green Power Energy | PSE&G | Accepted | 2019-06-28 | 2019-07-15 | 2021-10-30 | Trina Solar | TSM-305DD05A | Solar Panels |  | 0.305 | 71 | 210 | 15 |  | Fixed | Roof
NJSTRE1545263855 | NJSRRE1541506131 | Transition Incentive Program | Englewood | 7631 | 7 | 80.83 | Commercial | No | Behind the meter | Net-metered non-residential rooftop and canopy |  | None | Green Power Energy | PSE&G | Accepted | 2019-06-28 | 2019-07-15 | 2021-10-30 | Solar Edge | SE7600H-US | Inverters | 7600 |  | 1 |  |  | 0.97 |  | Outside | next to meter
NJSTRE1545263855 | NJSRRE1541506131 | Transition Incentive Program | Englewood | 7631 | 7 | 80.83 | Commercial | No | Behind the meter | Net-metered non-residential rooftop and canopy |  | None | Green Power Energy | PSE&G | Accepted | 2019-06-28 | 2019-07-15 | 2021-10-30 | Solar Edge | SE11400H-US | Inverters | 11400 |  | 3 |  |  | 0.97 |  | Outside | next to meter
NJSTRE1545263856 | NJSRRE1541506157 | Transition Incentive Program | Englewood | 7631 | 7 | 120.48 | Commercial | No | Behind the meter | Net-metered non-residential rooftop and canopy |  | None | Green Power Energy | PSE&G | Accepted | 2019-06-28 | 2019-07-15 | 2021-10-30 | Trina Solar | TSM-305DD05A | Solar Panels |  | 0.305 | 108 | 250 | 15 |  | Fixed | Roof
NJSTRE1545263856 | NJSRRE1541506157 | Transition Incentive Program | Englewood | 7631 | 7 | 120.48 | Commercial | No | Behind the meter | Net-metered non-residential rooftop and canopy |  | None | Green Power Energy | PSE&G | Accepted | 2019-06-28 | 2019-07-15 | 2021-10-30 | Trina Solar | TSM-305DD05A | Solar Panels |  | 0.305 | 84 | 115 | 15 |  | Fixed | Roof
NJSTRE1545263856 | NJSRRE1541506157 | Transition Incentive Program | Englewood | 7631 | 7 | 120.48 | Commercial | No | Behind the meter | Net-metered non-residential rooftop and canopy |  | None | Green Power Energy | PSE&G | Accepted | 2019-06-28 | 2019-07-15 | 2021-10-30 | Trina Solar | TSM-305DD05A | Solar Panels |  | 0.305 | 109 | 200 | 15 |  | Fixed | Roof
NJSTRE1545263856 | NJSRRE1541506157 | Transition Incentive Program | Englewood | 7631 | 7 | 120.48 | Commercial | No | Behind the meter | Net-metered non-residential rooftop and canopy |  | None | Green Power Energy | PSE&G | Accepted | 2019-06-28 | 2019-07-15 | 2021-10-30 | Solar Edge | SE11400H-US | Inverters | 11400 |  | 5 |  |  | 0.97 |  | Outside | next to meter
NJSTRE1545263856 | NJSRRE1541506157 | Transition Incentive Program | Englewood | 7631 | 7 | 120.48 | Commercial | No | Behind the meter | Net-metered non-residential rooftop and canopy |  | None | Green Power Energy | PSE&G | Accepted | 2019-06-28 | 2019-07-15 | 2021-10-30 | Solar Edge | SE10000H-US | Inverters | 10000 |  | 4 |  |  | 0.97 |  | Outside | next to meter
NJSTRE1545263856 | NJSRRE1541506157 | Transition Incentive Program | Englewood | 7631 | 7 | 120.48 | Commercial | No | Behind the meter | Net-metered non-residential rooftop and canopy |  | None | Green Power Energy | PSE&G | Accepted | 2019-06-28 | 2019-07-15 | 2021-10-30 | Solar Edge | SE7600H-US | Inverters | 7600 |  | 1 |  |  | 0.97 |  | Outside | next to meter
NJSTRE1545263856 | NJSRRE1541506157 | Transition Incentive Program | Englewood | 7631 | 7 | 120.48 | Commercial | No | Behind the meter | Net-metered non-residential rooftop and canopy |  | None | Green Power Energy | PSE&G | Accepted | 2019-06-28 | 2019-07-15 | 2021-10-30 | Trina Solar | TSM-305DD05A | Solar Panels |  | 0.305 | 42 | 200 | 28 |  | Fixed | Roof
NJSTRE1545263856 | NJSRRE1541506157 | Transition Incentive Program | Englewood | 7631 | 7 | 120.48 | Commercial | No | Behind the meter | Net-metered non-residential rooftop and canopy |  | None | Green Power Energy | PSE&G | Accepted | 2019-06-28 | 2019-07-15 | 2021-10-30 | Trina Solar | TSM-305DD05A | Solar Panels |  | 0.305 | 52 | 235 | 15 |  | Fixed | Roof
NJSTRE1545263856 | NJSRRE1541506157 | Transition Incentive Program | Englewood | 7631 | 7 | 120.48 | Commercial | No | Behind the meter | Net-metered non-residential rooftop and canopy |  | None | Green Power Energy | PSE&G | Accepted | 2019-06-28 | 2019-07-15 | 2021-10-30 | Solar Edge | SE6000H-US | Inverters | 6000 |  | 1 |  |  | 0.97 |  | Outside | next to meter
NJSTRE1545263857 | NJSRRE1541506179 | Transition Incentive Program | Englewood | 7631 | 7 | 191.24 | Commercial | No | Behind the meter | Net-metered non-residential rooftop and canopy |  | None | Green Power Energy | PSE&G | Accepted | 2019-06-28 | 2019-07-15 | 2021-10-30 | Trina Solar | TSM-305DD05A | Solar Panels |  | 0.305 | 177 | 125 | 15 |  | Fixed | Roof
NJSTRE1545263857 | NJSRRE1541506179 | Transition Incentive Program | Englewood | 7631 | 7 | 191.24 | Commercial | No | Behind the meter | Net-metered non-residential rooftop and canopy |  | None | Green Power Energy | PSE&G | Accepted | 2019-06-28 | 2019-07-15 | 2021-10-30 | Solar Edge | SE7600H-US | Inverters | 7600 |  | 8 |  |  | 0.97 |  | Outside | next to meter
NJSTRE1545263857 | NJSRRE1541506179 | Transition Incentive Program | Englewood | 7631 | 7 | 191.24 | Commercial | No | Behind the meter | Net-metered non-residential rooftop and canopy |  | None | Green Power Energy | PSE&G | Accepted | 2019-06-28 | 2019-07-15 | 2021-10-30 | Solar Edge | SE11400H-US | Inverters | 11400 |  | 5 |  |  | 0.97 |  | Outside | next to meter
NJSTRE1545263857 | NJSRRE1541506179 | Transition Incentive Program | Englewood | 7631 | 7 | 191.24 | Commercial | No | Behind the meter | Net-metered non-residential rooftop and canopy |  | None | Green Power Energy | PSE&G | Accepted | 2019-06-28 | 2019-07-15 | 2021-10-30 | Trina Solar | TSM-305DD05A | Solar Panels |  | 0.305 | 174 | 215 | 15 |  | Fixed | Roof
NJSTRE1545263857 | NJSRRE1541506179 | Transition Incentive Program | Englewood | 7631 | 7 | 191.24 | Commercial | No | Behind the meter | Net-metered non-residential rooftop and canopy |  | None | Green Power Energy | PSE&G | Accepted | 2019-06-28 | 2019-07-15 | 2021-10-30 | Solar Edge | SE10000H-US | Inverters | 10000 |  | 2 |  |  | 0.97 |  | Outside | next to meter
NJSTRE1545263857 | NJSRRE1541506179 | Transition Incentive Program | Englewood | 7631 | 7 | 191.24 | Commercial | No | Behind the meter | Net-metered non-residential rooftop and canopy |  | None | Green Power Energy | PSE&G | Accepted | 2019-06-28 | 2019-07-15 | 2021-10-30 | Trina Solar | TSM-305DD05A | Solar Panels |  | 0.305 | 242 | 80 | 15 |  | Fixed | Roof
NJSTRE1545263857 | NJSRRE1541506179 | Transition Incentive Program | Englewood | 7631 | 7 | 191.24 | Commercial | No | Behind the meter | Net-metered non-residential rooftop and canopy |  | None | Green Power Energy | PSE&G | Accepted | 2019-06-28 | 2019-07-15 | 2021-10-30 | Trina Solar | TSM-305DD05A | Solar Panels |  | 0.305 | 34 | 260 | 15 |  | Fixed | Roof
NJSTRE1545263887 |  | Transition Incentive Program | MORGANVILLE | 7751 | 17 | 8.38 | Residential | Yes | Behind the Meter | Net-metered residential rooftop and canopy |  | ACE | Vision Solar LLC | AC Electric | Accepted | 2020-07-09 | 2020-07-13 | 2021-07-13 | LG SOLAR | LG335N1K-V5 | Solar Panels |  | 0.335 | 25 | 202 | 30 |  | Fixed | Roof
NJSTRE1545263887 |  | Transition Incentive Program | MORGANVILLE | 7751 | 17 | 8.38 | Residential | Yes | Behind the Meter | Net-metered residential rooftop and canopy |  | ACE | Vision Solar LLC | AC Electric | Accepted | 2020-07-09 | 2020-07-13 | 2021-07-13 | ENPHASE | IQ7-60-2-US | Inverters | 0.24 |  | 25 |  |  | 0.96 |  | Other | BEHIND EACH PANEL
NJSTRE1545263896 |  | Transition Incentive Program | BURLINGTON | 8016 | 13 | 5.85 | Residential | Yes | Behind the Meter | Net-metered residential rooftop and canopy |  | None | Vivint Solar Developer, LLC | PSE&G | Accepted | 2020-07-08 | 2020-07-13 | 2021-07-13 | SOLAREDGE | SE3800H-US | Inverters | 3800 |  | 1 |  |  | 0.992 |  | Outdoor | Near the Utility Meter
NJSTRE1545263896 |  | Transition Incentive Program | BURLINGTON | 8016 | 13 | 5.85 | Residential | Yes | Behind the Meter | Net-metered residential rooftop and canopy |  | None | Vivint Solar Developer, LLC | PSE&G | Accepted | 2020-07-08 | 2020-07-13 | 2021-07-13 | JINKO SOLAR | JKM325M-60HBL | Solar Panels |  | 0.325 | 14 | 19 | 272 |  | Fixed | Roof
NJSTRE1545263896 |  | Transition Incentive Program | BURLINGTON | 8016 | 13 | 5.85 | Residential | Yes | Behind the Meter | Net-metered residential rooftop and canopy |  | None | Vivint Solar Developer, LLC | PSE&G | Accepted | 2020-07-08 | 2020-07-13 | 2021-07-13 | JINKO SOLAR | JKM325M-60HBL | Solar Panels |  | 0.325 | 4 | 2 | 19 |  | Fixed | Roof
NJSTRE1545263904 |  | Transition Incentive Program | Gibbstown | 8027 | 15 | 8.71 | Residential | Yes | Behind the Meter | Net-metered residential rooftop and canopy |  | ACE | Vision Solar LLC | AC Electric | Accepted | 2020-07-08 | 2020-07-13 | 2021-07-13 | ENPHASE | IQ7-60-2-US | Inverters | 0.24 |  | 26 |  |  | 0.96 |  | Other | behind each meter
NJSTRE1545263904 |  | Transition Incentive Program | Gibbstown | 8027 | 15 | 8.71 | Residential | Yes | Behind the Meter | Net-metered residential rooftop and canopy |  | ACE | Vision Solar LLC | AC Electric | Accepted | 2020-07-08 | 2020-07-13 | 2021-07-13 | LG SOLAR | LG335N1K-V5 | Solar Panels |  | 0.335 | 3 | 82 | 22 |  | Fixed | Roof
NJSTRE1545263904 |  | Transition Incentive Program | Gibbstown | 8027 | 15 | 8.71 | Residential | Yes | Behind the Meter | Net-metered residential rooftop and canopy |  | ACE | Vision Solar LLC | AC Electric | Accepted | 2020-07-08 | 2020-07-13 | 2021-07-13 | LG SOLAR | LG335N1K-V5 | Solar Panels |  | 0.335 | 9 | 172 | 33 |  | Fixed | Roof
NJSTRE1545263904 |  | Transition Incentive Program | Gibbstown | 8027 | 15 | 8.71 | Residential | Yes | Behind the Meter | Net-metered residential rooftop and canopy |  | ACE | Vision Solar LLC | AC Electric | Accepted | 2020-07-08 | 2020-07-13 | 2021-07-13 | LG SOLAR | LG335N1K-V5 | Solar Panels |  | 0.335 | 7 | 352 | 33 |  | Fixed | Roof
NJSTRE1545263904 |  | Transition Incentive Program | Gibbstown | 8027 | 15 | 8.71 | Residential | Yes | Behind the Meter | Net-metered residential rooftop and canopy |  | ACE | Vision Solar LLC | AC Electric | Accepted | 2020-07-08 | 2020-07-13 | 2021-07-13 | LG SOLAR | LG335N1K-V5 | Solar Panels |  | 0.335 | 3 | 352 | 20 |  | Fixed | Roof
NJSTRE1545263904 |  | Transition Incentive Program | Gibbstown | 8027 | 15 | 8.71 | Residential | Yes | Behind the Meter | Net-metered residential rooftop and canopy |  | ACE | Vision Solar LLC | AC Electric | Accepted | 2020-07-08 | 2020-07-13 | 2021-07-13 | LG SOLAR | LG335N1K-V5 | Solar Panels |  | 0.335 | 4 | 172 | 20 |  | Fixed | Roof
NJSTRE1545263905 |  | Transition Incentive Program | Berlin | 8009 | 14 | 50.63 | Commercial | No | Behind the Meter | Net-metered non-residential rooftop and canopy |  | None | National Energy Partners LLC | AC Electric | Accepted | 2020-07-08 | 2020-07-13 | 2021-07-13 | TRINA | TSM-DE15H(II) 405W | Solar Panels |  | 0.405 | 109 | 222 | 0 |  | Fixed | Roof
NJSTRE1545263905 |  | Transition Incentive Program | Berlin | 8009 | 14 | 50.63 | Commercial | No | Behind the Meter | Net-metered non-residential rooftop and canopy |  | None | National Energy Partners LLC | AC Electric | Accepted | 2020-07-08 | 2020-07-13 | 2021-07-13 | SOLAREDGE | SE14.4K-US | Inverters | 14400 |  | 2 |  |  | 0.97 |  | Outdoor | Near Point of Interconnection
NJSTRE1545263905 |  | Transition Incentive Program | Berlin | 8009 | 14 | 50.63 | Commercial | No | Behind the Meter | Net-metered non-residential rooftop and canopy |  | None | National Energy Partners LLC | AC Electric | Accepted | 2020-07-08 | 2020-07-13 | 2021-07-13 | TRINA | TSM-DE15H(II) 405W | Solar Panels |  | 0.405 | 16 | 222 | 25 |  | Fixed | Roof
NJSTRE1545263946 |  | Transition Incentive Program | Parsippany | 7054 | 3 | 4.55 | Residential | Yes | Behind the Meter | Net-metered residential rooftop and canopy |  | None | Pro Custom Solar dba Momentum Solar | JCP&L | Accepted | 2020-07-08 | 2020-07-13 | 2021-07-13 | LG ELECTRONICS | LG 350N1C-V5 | Solar Panels |  | 0.35 | 13 | 145 | 22 |  | Fixed | Roof
NJSTRE1545263946 |  | Transition Incentive Program | Parsippany | 7054 | 3 | 4.55 | Residential | Yes | Behind the Meter | Net-metered residential rooftop and canopy |  | None | Pro Custom Solar dba Momentum Solar | JCP&L | Accepted | 2020-07-08 | 2020-07-13 | 2021-07-13 | Enphase | IQ7Plus-72-2-US | Inverters | 290 |  | 13 |  |  | 0.97 |  | Outdoor | Roof
NJSTRE1545263967 |  | Transition Incentive Program | Bergenfield | 7621 | 7 | 4.8 | Residential | No | Behind the Meter | Net-metered residential rooftop and canopy |  | None | Vivint Solar Developer, LLC | PSE&G | Accepted | 2020-07-08 | 2020-07-13 | 2021-07-13 | SolarEdge | SE3800H-US | Inverters | 3800 |  | 1 |  |  | 0.992 |  | Outdoor | Near the Utility Meter
NJSTRE1545263967 |  | Transition Incentive Program | Bergenfield | 7621 | 7 | 4.8 | Residential | No | Behind the Meter | Net-metered residential rooftop and canopy |  | None | Vivint Solar Developer, LLC | PSE&G | Accepted | 2020-07-08 | 2020-07-13 | 2021-07-13 | Jinko Solar | JKM320M-60HBL | Solar Panels |  | 0.32 | 5 | 358 | 40 |  | Fixed | Roof
NJSTRE1545263967 |  | Transition Incentive Program | Bergenfield | 7621 | 7 | 4.8 | Residential | No | Behind the Meter | Net-metered residential rooftop and canopy |  | None | Vivint Solar Developer, LLC | PSE&G | Accepted | 2020-07-08 | 2020-07-13 | 2021-07-13 | Jinko Solar | JKM320M-60HBL | Solar Panels |  | 0.32 | 10 | 178 | 17 |  | Fixed | Roof
NJSTRE1545263968 |  | Transition Incentive Program | Linden | 7036 | 10 | 4.2 | Residential | Yes | Behind the Meter | Net-metered residential rooftop and canopy |  | None | Pro Custom Solar dba Momentum Solar | PSE&G | Accepted | 2020-07-08 | 2020-07-13 | 2021-07-13 | LG ELECTRONICS | LG 350N1C-V5 | Solar Panels |  | 0.35 | 6 | 309 | 32 |  | Fixed | Roof
NJSTRE1545263968 |  | Transition Incentive Program | Linden | 7036 | 10 | 4.2 | Residential | Yes | Behind the Meter | Net-metered residential rooftop and canopy |  | None | Pro Custom Solar dba Momentum Solar | PSE&G | Accepted | 2020-07-08 | 2020-07-13 | 2021-07-13 | LG ELECTRONICS | LG 350N1C-V5 | Solar Panels |  | 0.35 | 6 | 129 | 32 |  | Fixed | Roof
NJSTRE1545263968 |  | Transition Incentive Program | Linden | 7036 | 10 | 4.2 | Residential | Yes | Behind the Meter | Net-metered residential rooftop and canopy |  | None | Pro Custom Solar dba Momentum Solar | PSE&G | Accepted | 2020-07-08 | 2020-07-13 | 2021-07-13 | Enphase | IQ7Plus-72-2-US | Inverters | 290 |  | 12 |  |  | 0.97 |  | Outdoor | Roof
NJSTRE1545264006 |  | Transition Incentive Program | BERGENFIELD | 7621 | 7 | 10.08 | Residential | Yes | Behind the Meter | Net-metered residential rooftop and canopy |  | None | Vivint Solar Developer, LLC | PSE&G | Accepted | 2020-07-08 | 2020-07-13 | 2021-07-13 | Jinko Solar | JKM325M-60HBL | Solar Panels |  | 0.325 | 4 | 180 | 25 |  | Fixed | Roof
NJSTRE1545264006 |  | Transition Incentive Program | BERGENFIELD | 7621 | 7 | 10.08 | Residential | Yes | Behind the Meter | Net-metered residential rooftop and canopy |  | None | Vivint Solar Developer, LLC | PSE&G | Accepted | 2020-07-08 | 2020-07-13 | 2021-07-13 | SolarEdge | SE7600H-US | Inverters | 7600 |  | 1 |  |  | 0.992 |  | Outdoor | Near the Utility Meter
NJSTRE1545264006 |  | Transition Incentive Program | BERGENFIELD | 7621 | 7 | 10.08 | Residential | Yes | Behind the Meter | Net-metered residential rooftop and canopy |  | None | Vivint Solar Developer, LLC | PSE&G | Accepted | 2020-07-08 | 2020-07-13 | 2021-07-13 | Jinko Solar | JKM325M-60HBL | Solar Panels |  | 0.325 | 10 | 90 | 25 |  | Fixed | Roof
NJSTRE1545264006 |  | Transition Incentive Program | BERGENFIELD | 7621 | 7 | 10.08 | Residential | Yes | Behind the Meter | Net-metered residential rooftop and canopy |  | None | Vivint Solar Developer, LLC | PSE&G | Accepted | 2020-07-08 | 2020-07-13 | 2021-07-13 | Jinko Solar | JKM325M-60HBL | Solar Panels |  | 0.325 | 12 | 270 | 25 |  | Fixed | Roof
NJSTRE1545264006 |  | Transition Incentive Program | BERGENFIELD | 7621 | 7 | 10.08 | Residential | Yes | Behind the Meter | Net-metered residential rooftop and canopy |  | None | Vivint Solar Developer, LLC | PSE&G | Accepted | 2020-07-08 | 2020-07-13 | 2021-07-13 | Jinko Solar | JKM325M-60HBL | Solar Panels |  | 0.325 | 5 | 270 | 18 |  | Fixed | Roof
NJSTRE1545264007 |  | Transition Incentive Program | Millville | 8332 | 20 | 12.6 | Residential | No | Behind the Meter | Net-metered residential ground mount |  | ACE2 | Vision Solar LLC | AC Electric | Accepted | 2020-07-09 | 2020-07-13 | 2021-07-13 | ENPHASE | IQ7-60-2-US | Inverters | 0.24 |  | 40 |  |  | 0.96 |  | Other | BEHIND EACH PANEL
NJSTRE1545264007 |  | Transition Incentive Program | Millville | 8332 | 20 | 12.6 | Residential | No | Behind the Meter | Net-metered residential ground mount |  | ACE2 | Vision Solar LLC | AC Electric | Accepted | 2020-07-09 | 2020-07-13 | 2021-07-13 | HANWHA Q-CELLS | Q.PEAK DUO-G5 315 | Solar Panels |  | 0.315 | 40 | 180 | 30 |  | Fixed | Ground
NJSTRE1545264023 |  | Transition Incentive Program | Camden | 8103 | 14 | 5.7 | Residential | Yes | Behind the Meter | Net-metered residential rooftop and canopy |  | None | Pro Custom Solar dba Momentum Solar | PSE&G | Accepted | 2020-07-08 | 2020-07-13 | 2021-07-13 | HANWHA | Q.PEAK DUO BLK G6+ 335 | Solar Panels |  | 0.335 | 17 | 271 | 4 |  | Fixed | Roof
NJSTRE1545264023 |  | Transition Incentive Program | Camden | 8103 | 14 | 5.7 | Residential | Yes | Behind the Meter | Net-metered residential rooftop and canopy |  | None | Pro Custom Solar dba Momentum Solar | PSE&G | Accepted | 2020-07-08 | 2020-07-13 | 2021-07-13 | Enphase | IQ7-60-2-US | Inverters | 240 |  | 17 |  |  | 0.97 |  | Outdoor | Roof
NJSTRE1545264024 |  | Transition Incentive Program | Union Township | 7083 | 10 | 8.71 | Residential | Yes | Behind the Meter | Net-metered residential rooftop and canopy |  | PSEG | Vision Solar LLC | PSE&G | Accepted | 2020-07-08 | 2020-07-13 | 2021-07-13 | LG SOLAR | LG335N1K-V5 | Solar Panels |  | 0.335 | 12 | 310 | 23 |  | Fixed | Roof
NJSTRE1545264024 |  | Transition Incentive Program | Union Township | 7083 | 10 | 8.71 | Residential | Yes | Behind the Meter | Net-metered residential rooftop and canopy |  | PSEG | Vision Solar LLC | PSE&G | Accepted | 2020-07-08 | 2020-07-13 | 2021-07-13 | ENPHASE | IQ7-60-2-US | Inverters | 0.24 |  | 26 |  |  | 0.97 |  | Other | behind each panel
NJSTRE1545264024 |  | Transition Incentive Program | Union Township | 7083 | 10 | 8.71 | Residential | Yes | Behind the Meter | Net-metered residential rooftop and canopy |  | PSEG | Vision Solar LLC | PSE&G | Accepted | 2020-07-08 | 2020-07-13 | 2021-07-13 | LG SOLAR | LG335N1K-V5 | Solar Panels |  | 0.335 | 6 | 130 | 23 |  | Fixed | Roof
NJSTRE1545264024 |  | Transition Incentive Program | Union Township | 7083 | 10 | 8.71 | Residential | Yes | Behind the Meter | Net-metered residential rooftop and canopy |  | PSEG | Vision Solar LLC | PSE&G | Accepted | 2020-07-08 | 2020-07-13 | 2021-07-13 | LG SOLAR | LG335N1K-V5 | Solar Panels |  | 0.335 | 8 | 309 | 23 |  | Fixed | Roof
NJSTRE1545264049 |  | Transition Incentive Program | Egg Harbor Township | 8234 | 19 | 10.05 | Residential | Yes | Behind the Meter | Net-metered residential rooftop and canopy |  | ACE | Vision Solar LLC | AC Electric | Accepted | 2020-07-08 | 2020-07-14 | 2021-07-14 | LG SOLAR | LG335N1K-V5 | Solar Panels |  | 0.335 | 18 | 265 | 20 |  | Fixed | Roof
NJSTRE1545264049 |  | Transition Incentive Program | Egg Harbor Township | 8234 | 19 | 10.05 | Residential | Yes | Behind the Meter | Net-metered residential rooftop and canopy |  | ACE | Vision Solar LLC | AC Electric | Accepted | 2020-07-08 | 2020-07-14 | 2021-07-14 | ENPHASE | IQ7-60-2-US | Inverters | 0.24 |  | 30 |  |  | 0.96 |  | Other | behind each meter
NJSTRE1545264049 |  | Transition Incentive Program | Egg Harbor Township | 8234 | 19 | 10.05 | Residential | Yes | Behind the Meter | Net-metered residential rooftop and canopy |  | ACE | Vision Solar LLC | AC Electric | Accepted | 2020-07-08 | 2020-07-14 | 2021-07-14 | LG SOLAR | LG335N1K-V5 | Solar Panels |  | 0.335 | 12 | 85 | 20 |  | Fixed | Roof
NJSTRE1545264066 |  | Transition Incentive Program | VOORHEES | 8043 | 14 | 9.1 | Residential | Yes | Behind the Meter | Net-metered residential rooftop and canopy |  | None | Vivint Solar Developer, LLC | PSE&G | Accepted | 2020-07-27 | 2020-07-27 | 2021-10-30 | JINKO SOLAR | JKM325M-60HL | Solar Panels |  | 0.325 | 14 | 88 | 23 |  | Fixed | Roof
NJSTRE1545264066 |  | Transition Incentive Program | VOORHEES | 8043 | 14 | 9.1 | Residential | Yes | Behind the Meter | Net-metered residential rooftop and canopy |  | None | Vivint Solar Developer, LLC | PSE&G | Accepted | 2020-07-27 | 2020-07-27 | 2021-10-30 | Jinko Solar | JKM325M-60HBL | Solar Panels |  | 0.325 | 8 | 88 | 23 |  | Fixed | Roof
NJSTRE1545264066 |  | Transition Incentive Program | VOORHEES | 8043 | 14 | 9.1 | Residential | Yes | Behind the Meter | Net-metered residential rooftop and canopy |  | None | Vivint Solar Developer, LLC | PSE&G | Accepted | 2020-07-27 | 2020-07-27 | 2021-10-30 | Solar Edge | SE7600H-US | Inverters | 7600 |  | 1 |  |  | 0.992 |  | Outdoor | Near the Utility Meter
NJSTRE1545264066 |  | Transition Incentive Program | VOORHEES | 8043 | 14 | 9.1 | Residential | Yes | Behind the Meter | Net-metered residential rooftop and canopy |  | None | Vivint Solar Developer, LLC | PSE&G | Accepted | 2020-07-27 | 2020-07-27 | 2021-10-30 | Jinko Solar | JKM325M-60HL | Solar Panels |  | 0.325 | 6 | 268 | 23 |  | Fixed | Roof
NJSTRE1545265019 |  | Transition Incentive Program | Union | 7083 | 10 | 7.04 | Residential | Yes | Behind the Meter | Net-metered residential rooftop and canopy |  | None | Pro Custom Solar dba Momentum Solar | PSE&G | Accepted | 2020-07-08 | 2020-07-14 | 2021-07-14 | HANWHA | Q.PEAK DUO BLK G6+ 335 | Solar Panels |  | 0.335 | 14 | 116 | 32 |  | Fixed | Roof
NJSTRE1545265019 |  | Transition Incentive Program | Union | 7083 | 10 | 7.04 | Residential | Yes | Behind the Meter | Net-metered residential rooftop and canopy |  | None | Pro Custom Solar dba Momentum Solar | PSE&G | Accepted | 2020-07-08 | 2020-07-14 | 2021-07-14 | HANWHA | Q.PEAK DUO BLK G6+ 335 | Solar Panels |  | 0.335 | 7 | 296 | 4 |  | Fixed | Roof
NJSTRE1545265019 |  | Transition Incentive Program | Union | 7083 | 10 | 7.04 | Residential | Yes | Behind the Meter | Net-metered residential rooftop and canopy |  | None | Pro Custom Solar dba Momentum Solar | PSE&G | Accepted | 2020-07-08 | 2020-07-14 | 2021-07-14 | Enphase | IQ7-60-2-US | Inverters | 240 |  | 21 |  |  | 0.97 |  | Outdoor | Roof
NJSTRE1545270857 |  | Transition Incentive Program | Erma | 8204 | 21 | 6.4 | Residential | Yes | Behind the Meter | Net-metered residential rooftop and canopy |  | None | All Season Solar | AC Electric | Accepted | 2020-07-08 | 2020-07-14 | 2021-07-14 | Trina | TSMDD06M.05II | Solar Panels |  | 0.32 | 20 | 196 | 14 |  | Fixed | Roof
NJSTRE1545270857 |  | Transition Incentive Program | Erma | 8204 | 21 | 6.4 | Residential | Yes | Behind the Meter | Net-metered residential rooftop and canopy |  | None | All Season Solar | AC Electric | Accepted | 2020-07-08 | 2020-07-14 | 2021-07-14 | Enphase | IQ7 | Inverters | 240 |  | 20 |  |  | 0.97 |  | Outdoor | under module
NJSTRE1545270919 |  | Transition Incentive Program | Margate City | 8402 | 19 | 11.9 | Residential | No | Behind the Meter | Net-metered residential rooftop and canopy |  | None | NJ Solar Power, LLC | AC Electric | Accepted | 2020-07-08 | 2020-07-14 | 2021-07-14 | Panasonic | VBHN340SA17 | Solar Panels |  | 0.34 | 3 | 233 | 27 |  | Fixed | Roof | Roof 4
NJSTRE1545270919 |  | Transition Incentive Program | Margate City | 8402 | 19 | 11.9 | Residential | No | Behind the Meter | Net-metered residential rooftop and canopy |  | None | NJ Solar Power, LLC | AC Electric | Accepted | 2020-07-08 | 2020-07-14 | 2021-07-14 | Panasonic | VBHN340 SA17 | Solar Panels |  | 0.34 | 3 | 233 | 27 |  | Fixed | Roof | Roof 2
NJSTRE1545270919 |  | Transition Incentive Program | Margate City | 8402 | 19 | 11.9 | Residential | No | Behind the Meter | Net-metered residential rooftop and canopy |  | None | NJ Solar Power, LLC | AC Electric | Accepted | 2020-07-08 | 2020-07-14 | 2021-07-14 | Panasonic | VBHN340SA17 | Solar Panels |  | 0.34 | 15 | 143 | 27 |  | Fixed | Roof | Roof 5
NJSTRE1545270919 |  | Transition Incentive Program | Margate City | 8402 | 19 | 11.9 | Residential | No | Behind the Meter | Net-metered residential rooftop and canopy |  | None | NJ Solar Power, LLC | AC Electric | Accepted | 2020-07-08 | 2020-07-14 | 2021-07-14 | Panasonic | VBHN340SA17 | Solar Panels |  | 0.34 | 8 | 233 | 27 |  | Fixed | Roof | Roof 3
NJSTRE1545270919 |  | Transition Incentive Program | Margate City | 8402 | 19 | 11.9 | Residential | No | Behind the Meter | Net-metered residential rooftop and canopy |  | None | NJ Solar Power, LLC | AC Electric | Accepted | 2020-07-08 | 2020-07-14 | 2021-07-14 | Panasonic | VBHN340SA17 | Solar Panels |  | 0.34 | 6 | 323 | 27 |  | Fixed | Roof | Roof 1
NJSTRE1545270919 |  | Transition Incentive Program | Margate City | 8402 | 19 | 11.9 | Residential | No | Behind the Meter | Net-metered residential rooftop and canopy |  | None | NJ Solar Power, LLC | AC Electric | Accepted | 2020-07-08 | 2020-07-14 | 2021-07-14 | Solaredge | SE10000H-US | Inverters | 10000 |  | 1 |  |  | 0.99 |  | Outdoor | garage
NJSTRE1545270959 |  | Transition Incentive Program | Newton | 7860 | 1 | 11.47 | Residential | Yes | Behind the Meter | Net-metered residential rooftop and canopy |  | None | Bright Planet Solar | JCP&L | Accepted | 2020-07-08 | 2020-07-14 | 2021-07-14 | LONGI | LR6-60HPB-310M | Solar Panels |  | 0.31 | 8 | 306 | 22 |  | Fixed | Roof
NJSTRE1545270959 |  | Transition Incentive Program | Newton | 7860 | 1 | 11.47 | Residential | Yes | Behind the Meter | Net-metered residential rooftop and canopy |  | None | Bright Planet Solar | JCP&L | Accepted | 2020-07-08 | 2020-07-14 | 2021-07-14 | LONGI | LR6-60HPB-310M | Solar Panels |  | 0.31 | 19 | 124 | 22 |  | Fixed | Roof
NJSTRE1545270959 |  | Transition Incentive Program | Newton | 7860 | 1 | 11.47 | Residential | Yes | Behind the Meter | Net-metered residential rooftop and canopy |  | None | Bright Planet Solar | JCP&L | Accepted | 2020-07-08 | 2020-07-14 | 2021-07-14 | LONGI | LR6-60HPB-310M | Solar Panels |  | 0.31 | 10 | 306 | 22 |  | Fixed | Roof
NJSTRE1545270959 |  | Transition Incentive Program | Newton | 7860 | 1 | 11.47 | Residential | Yes | Behind the Meter | Net-metered residential rooftop and canopy |  | None | Bright Planet Solar | JCP&L | Accepted | 2020-07-08 | 2020-07-14 | 2021-07-14 | SOLAR EDGE | SE1000H-USRGM | Inverters | 10000 |  | 1 |  |  | 0.98 |  | Outdoor | OUTSIDE
NJSTRE1545270968 |  | Transition Incentive Program | UNION BEACH | 7735 | 17 | 7.15 | Residential | Yes | Behind the Meter | Net-metered residential rooftop and canopy |  | None | Vivint Solar Developer, LLC | JCP&L | Accepted | 2020-07-08 | 2020-07-14 | 2021-07-14 | Jinko Solar | JKM325M-60HBL | Solar Panels |  | 0.325 | 22 | 222 | 19 |  | Fixed | Roof
NJSTRE1545270968 |  | Transition Incentive Program | UNION BEACH | 7735 | 17 | 7.15 | Residential | Yes | Behind the Meter | Net-metered residential rooftop and canopy |  | None | Vivint Solar Developer, LLC | JCP&L | Accepted | 2020-07-08 | 2020-07-14 | 2021-07-14 | SolarEdge | SE7600H-US | Inverters | 7600 |  | 1 |  |  | 0.992 |  | Outdoor | Near the Utility Meter
NJSTRE1545273113 |  | Transition Incentive Program | FORKED RIVER | 8731 | 18 | 5.67 | Residential | No | Behind the Meter | Net-metered residential rooftop and canopy |  | None | Vivint Solar Developer, LLC | JCP&L | Accepted | 2020-07-08 | 2020-07-14 | 2021-07-14 | SolarEdge | SE3800H-US | Inverters | 3800 |  | 1 |  |  | 0.992 |  | Outdoor | Near the Utility Meter
NJSTRE1545273113 |  | Transition Incentive Program | FORKED RIVER | 8731 | 18 | 5.67 | Residential | No | Behind the Meter | Net-metered residential rooftop and canopy |  | None | Vivint Solar Developer, LLC | JCP&L | Accepted | 2020-07-08 | 2020-07-14 | 2021-07-14 | LG | LG315N1K-V5 | Solar Panels |  | 0.315 | 18 | 205 | 24 |  | Fixed | Roof
NJSTRE1545273125 |  | Transition Incentive Program | Union City | 7087 | 8 | 3.5 | Residential | Yes | Behind the Meter | Net-metered residential rooftop and canopy |  | None | Pro Custom Solar dba Momentum Solar | PSE&G | Accepted | 2020-07-08 | 2020-07-14 | 2021-07-14 | LG ELECTRONICS | LG 350N1C-V5 | Solar Panels |  | 0.35 | 10 | 208 | 5 |  | Fixed | Roof
NJSTRE1545273125 |  | Transition Incentive Program | Union City | 7087 | 8 | 3.5 | Residential | Yes | Behind the Meter | Net-metered residential rooftop and canopy |  | None | Pro Custom Solar dba Momentum Solar | PSE&G | Accepted | 2020-07-08 | 2020-07-14 | 2021-07-14 | Enphase | IQ7Plus-72-2-US | Inverters | 290 |  | 10 |  |  | 0.97 |  | Outdoor | Roof
NJSTRE1545273137 |  | Transition Incentive Program | Evesham | 8053 | 13 | 5.04 | Residential | No | Behind the Meter | Net-metered residential rooftop and canopy |  | None | Tesla Energy Operations Inc. | PSE&G | Accepted | 2020-07-08 | 2020-07-14 | 2021-07-14 | Hanwha Q CELLS | Q.PEAK DUO BLK-G5/SC315 | Solar Panels |  | 0.315 | 16 | 146 | 28 |  | Fixed | Roof
NJSTRE1545273137 |  | Transition Incentive Program | Evesham | 8053 | 13 | 5.04 | Residential | No | Behind the Meter | Net-metered residential rooftop and canopy |  | None | Tesla Energy Operations Inc. | PSE&G | Accepted | 2020-07-08 | 2020-07-14 | 2021-07-14 | SolarEdge Technologies | SE7600H-US [240V] | Inverters | 7600 |  | 1 |  |  | 0.99 |  | Outside | Outside
NJSTRE1545273262 |  | Transition Incentive Program | North Bergen | 7047 | 8 | 7 | Residential | Yes | Behind the Meter | Net-metered residential rooftop and canopy |  | None | Pro Custom Solar dba Momentum Solar | PSE&G | Accepted | 2020-07-08 | 2020-07-14 | 2021-07-14 | Enphase | IQ7Plus-72-2-US | Inverters | 290 |  | 20 |  |  | 0.97 |  | Outdoor | Roof
NJSTRE1545273262 |  | Transition Incentive Program | North Bergen | 7047 | 8 | 7 | Residential | Yes | Behind the Meter | Net-metered residential rooftop and canopy |  | None | Pro Custom Solar dba Momentum Solar | PSE&G | Accepted | 2020-07-08 | 2020-07-14 | 2021-07-14 | LG ELECTRONICS | LG 350N1C-V5 | Solar Panels |  | 0.35 | 20 | 121 | 8 |  | Fixed | Roof
NJSTRE1545273296 |  | Transition Incentive Program | Plainfield | 7063 | 10 | 5.25 | Residential | Yes | Behind the Meter | Net-metered residential rooftop and canopy |  | None | Pro Custom Solar dba Momentum Solar | PSE&G | Accepted | 2020-07-08 | 2020-07-14 | 2021-07-14 | Enphase | IQ7Plus-72-2-US | Inverters | 290 |  | 15 |  |  | 0.97 |  | Outdoor | Roof
NJSTRE1545273296 |  | Transition Incentive Program | Plainfield | 7063 | 10 | 5.25 | Residential | Yes | Behind the Meter | Net-metered residential rooftop and canopy |  | None | Pro Custom Solar dba Momentum Solar | PSE&G | Accepted | 2020-07-08 | 2020-07-14 | 2021-07-14 | LG ELECTRONICS | LG 350N1C-V5 | Solar Panels |  | 0.35 | 6 | 50 | 44 |  | Fixed | Roof
NJSTRE1545273296 |  | Transition Incentive Program | Plainfield | 7063 | 10 | 5.25 | Residential | Yes | Behind the Meter | Net-metered residential rooftop and canopy |  | None | Pro Custom Solar dba Momentum Solar | PSE&G | Accepted | 2020-07-08 | 2020-07-14 | 2021-07-14 | LG ELECTRONICS | LG 350N1C-V5 | Solar Panels |  | 0.35 | 3 | 140 | 34 |  | Fixed | Roof
NJSTRE1545273296 |  | Transition Incentive Program | Plainfield | 7063 | 10 | 5.25 | Residential | Yes | Behind the Meter | Net-metered residential rooftop and canopy |  | None | Pro Custom Solar dba Momentum Solar | PSE&G | Accepted | 2020-07-08 | 2020-07-14 | 2021-07-14 | LG ELECTRONICS | LG 350N1C-V5 | Solar Panels |  | 0.35 | 6 | 230 | 44 |  | Fixed | Roof
NJSTRE1545273310 |  | Transition Incentive Program | Jersey City | 7307 | 8 | 3.05 | Residential | Yes | Behind the Meter | Net-metered residential rooftop and canopy |  | None | Bright Planet Solar | PSE&G | Accepted | 2020-07-08 | 2020-07-14 | 2021-07-14 | SOLAR EDGE | SE3000H-USRGM | Inverters | 3000 |  | 1 |  |  | 0.98 |  | Outdoor | OUTSIDE
NJSTRE1545273310 |  | Transition Incentive Program | Jersey City | 7307 | 8 | 3.05 | Residential | Yes | Behind the Meter | Net-metered residential rooftop and canopy |  | None | Bright Planet Solar | PSE&G | Accepted | 2020-07-08 | 2020-07-14 | 2021-07-14 | LONGI | LR6-60HPB-305M | Solar Panels |  | 0.305 | 10 | 207 | 9 |  | Fixed | Roof
NJSTRE1545273369 |  | Transition Incentive Program | Willingboro | 8046 | 13 | 9.8 | Residential | Yes | Behind the Meter | Net-metered residential rooftop and canopy |  | None | Pro Custom Solar dba Momentum Solar | PSE&G | Accepted | 2020-07-08 | 2020-07-14 | 2021-07-14 | LG ELECTRONICS | LG 350N1C-V5 | Solar Panels |  | 0.35 | 10 | 174 | 43 |  | Fixed | Roof
NJSTRE1545273369 |  | Transition Incentive Program | Willingboro | 8046 | 13 | 9.8 | Residential | Yes | Behind the Meter | Net-metered residential rooftop and canopy |  | None | Pro Custom Solar dba Momentum Solar | PSE&G | Accepted | 2020-07-08 | 2020-07-14 | 2021-07-14 | Enphase | IQ7Plus-72-2-US | Inverters | 290 |  | 28 |  |  | 0.97 |  | Outdoor | Roof
NJSTRE1545273369 |  | Transition Incentive Program | Willingboro | 8046 | 13 | 9.8 | Residential | Yes | Behind the Meter | Net-metered residential rooftop and canopy |  | None | Pro Custom Solar dba Momentum Solar | PSE&G | Accepted | 2020-07-08 | 2020-07-14 | 2021-07-14 | LG ELECTRONICS | LG 350N1C-V5 | Solar Panels |  | 0.35 | 18 | 173 | 23 |  | Fixed | Roof
NJSTRE1545273376 |  | Transition Incentive Program | Basking Ridge | 7920 | 5 | 10.99 | Residential | No | Behind the Meter | Net-metered residential rooftop and canopy |  | None | Tesla Energy Operations Inc | JCP&L | Accepted | 2020-07-08 | 2020-07-14 | 2021-07-14 | Tesla | SR60T1 | Solar Panels |  | 0.05847 | 130 | 123 | 21 |  | Fixed | Roof
NJSTRE1545273376 |  | Transition Incentive Program | Basking Ridge | 7920 | 5 | 10.99 | Residential | No | Behind the Meter | Net-metered residential rooftop and canopy |  | None | Tesla Energy Operations Inc | JCP&L | Accepted | 2020-07-08 | 2020-07-14 | 2021-07-14 | Delta Electronics | M8-TL-US [240V] | Inverters | 7680 |  | 1 |  |  | 0.975 |  | Outdoor | OUTDOOR
NJSTRE1545273376 |  | Transition Incentive Program | Basking Ridge | 7920 | 5 | 10.99 | Residential | No | Behind the Meter | Net-metered residential rooftop and canopy |  | None | Tesla Energy Operations Inc | JCP&L | Accepted | 2020-07-08 | 2020-07-14 | 2021-07-14 | Delta Electronics | M4-TL-US [240V] | Inverters | 3840 |  | 1 |  |  | 0.975 |  | Outdoor | OUTDOOR
NJSTRE1545273376 |  | Transition Incentive Program | Basking Ridge | 7920 | 5 | 10.99 | Residential | No | Behind the Meter | Net-metered residential rooftop and canopy |  | None | Tesla Energy Operations Inc | JCP&L | Accepted | 2020-07-08 | 2020-07-14 | 2021-07-14 | Tesla | SR60T1 | Solar Panels |  | 0.05847 | 58 | 303 | 21 |  | Fixed | Roof
NJSTRE1545273378 |  | Transition Incentive Program | TINTON FALLS | 7724 | 17 | 303.36 | Commercial | No | Behind the Meter | Net-metered non-residential rooftop and canopy |  | None | SEA BRIGHT SOLAR, LLC | JCP&L | Accepted | 2020-07-08 | 2020-07-14 | 2021-10-30 | SMA AMERICA | SUNNY TRIPOWER CORE1 62-US | Inverters | 66000 |  | 4 |  |  | 0.98 |  | Outdoor | ROOF
NJSTRE1545273378 |  | Transition Incentive Program | TINTON FALLS | 7724 | 17 | 303.36 | Commercial | No | Behind the Meter | Net-metered non-residential rooftop and canopy |  | None | SEA BRIGHT SOLAR, LLC | JCP&L | Accepted | 2020-07-08 | 2020-07-14 | 2021-10-30 | SUNPOWER | SPRP19-395-COM | Solar Panels |  | 0.395 | 384 | 90 | 10 |  | Fixed | Roof | EAST
NJSTRE1545273378 |  | Transition Incentive Program | TINTON FALLS | 7724 | 17 | 303.36 | Commercial | No | Behind the Meter | Net-metered non-residential rooftop and canopy |  | None | SEA BRIGHT SOLAR, LLC | JCP&L | Accepted | 2020-07-08 | 2020-07-14 | 2021-10-30 | SUNPOWER | SPR-P19-395-COM | Solar Panels |  | 0.395 | 384 | 270 | 10 |  | Fixed | Roof | WEST
NJSTRE1545273393 |  | Transition Incentive Program | New Brunswick | 8901 | 11 | 105.3 | Commercial | Yes | Behind the Meter | Net-metered non-residential rooftop and canopy |  | PSEG | Solar Energy Systems | PSE&G | Accepted | 2020-07-21 | 2020-07-24 | 2021-07-24 | Yaskawa Solectria | Taskawa Solectria PVI 50 TL | Inverters | 50 |  | 1 |  |  | 0.9 |  | Outdoor | Roof
NJSTRE1545273393 |  | Transition Incentive Program | New Brunswick | 8901 | 11 | 105.3 | Commercial | Yes | Behind the Meter | Net-metered non-residential rooftop and canopy |  | PSEG | Solar Energy Systems | PSE&G | Accepted | 2020-07-21 | 2020-07-24 | 2021-07-24 | Yaskawa Solectria | Yaskawa Solectria 36TL | Inverters | 36 |  | 1 |  |  | 0.9 |  | Outdoor | Roof
NJSTRE1545273393 |  | Transition Incentive Program | New Brunswick | 8901 | 11 | 105.3 | Commercial | Yes | Behind the Meter | Net-metered non-residential rooftop and canopy |  | PSEG | Solar Energy Systems | PSE&G | Accepted | 2020-07-21 | 2020-07-24 | 2021-07-24 | BYD | BYD P5K-36 Serues 4BB | Solar Panels |  | 0.325 | 324 | Landscape | 10 |  | Fixed | Roof
NJSTRE1545273395 |  | Transition Incentive Program | Lakewood | 8701 | 18 | 10.54 | Residential | No | Behind the Meter | Net-metered residential rooftop and canopy |  | None | Powerlutions | JCP&L | Accepted | 2020-07-08 | 2020-07-14 | 2021-10-30 | SolarEdge | SE7600H-US | Inverters | 7.6 |  | 1 |  |  | 0.99 |  | Outdoor | near meter
NJSTRE1545273395 |  | Transition Incentive Program | Lakewood | 8701 | 18 | 10.54 | Residential | No | Behind the Meter | Net-metered residential rooftop and canopy |  | None | Powerlutions | JCP&L | Accepted | 2020-07-08 | 2020-07-14 | 2021-10-30 | Qcell | Q.Peak DUO-G6+ 340 | Solar Panels |  | 0.34 | 12 | 139 | 29 |  | Fixed | Roof
NJSTRE1545273395 |  | Transition Incentive Program | Lakewood | 8701 | 18 | 10.54 | Residential | No | Behind the Meter | Net-metered residential rooftop and canopy |  | None | Powerlutions | JCP&L | Accepted | 2020-07-08 | 2020-07-14 | 2021-10-30 | SolarEdge | SE7600H-US | Meters |  |  | 1 |  |  |  | Yes | Indoor
NJSTRE1545273395 |  | Transition Incentive Program | Lakewood | 8701 | 18 | 10.54 | Residential | No | Behind the Meter | Net-metered residential rooftop and canopy |  | None | Powerlutions | JCP&L | Accepted | 2020-07-08 | 2020-07-14 | 2021-10-30 | Qcell | Q.Peak DUO-G6+ 340 | Solar Panels |  | 0.34 | 19 | 229 | 22 |  | Fixed | Roof
NJSTRE1545273545 |  | Transition Incentive Program | Asbury Park | 7712 | 17 | 10.41 | Residential | No | Behind the Meter | Net-metered residential rooftop and canopy |  | None | Tesla Energy Operations Inc. | JCP&L | Accepted | 2020-07-08 | 2020-07-14 | 2021-07-14 | Tesla | AC Powerwall 2.0 | Electric Storage Battery |  |  | 3 |  |  |  | Lithium Ion |  | Inside garage
NJSTRE1545273545 |  | Transition Incentive Program | Asbury Park | 7712 | 17 | 10.41 | Residential | No | Behind the Meter | Net-metered residential rooftop and canopy |  | None | Tesla Energy Operations Inc. | JCP&L | Accepted | 2020-07-08 | 2020-07-14 | 2021-07-14 | Tesla | SR60T1 | Solar Panels |  | 0.05847 | 17 | 341 | 23 |  | Fixed | Roof
NJSTRE1545273545 |  | Transition Incentive Program | Asbury Park | 7712 | 17 | 10.41 | Residential | No | Behind the Meter | Net-metered residential rooftop and canopy |  | None | Tesla Energy Operations Inc. | JCP&L | Accepted | 2020-07-08 | 2020-07-14 | 2021-07-14 | Tesla | SR60T1 | Solar Panels |  | 0.05847 | 82 | 161 | 23 |  | Fixed | Roof
NJSTRE1545273545 |  | Transition Incentive Program | Asbury Park | 7712 | 17 | 10.41 | Residential | No | Behind the Meter | Net-metered residential rooftop and canopy |  | None | Tesla Energy Operations Inc. | JCP&L | Accepted | 2020-07-08 | 2020-07-14 | 2021-07-14 | Tesla | SR60T1 | Solar Panels |  | 0.05847 | 28 | 71 | 23 |  | Fixed | Roof
NJSTRE1545273545 |  | Transition Incentive Program | Asbury Park | 7712 | 17 | 10.41 | Residential | No | Behind the Meter | Net-metered residential rooftop and canopy |  | None | Tesla Energy Operations Inc. | JCP&L | Accepted | 2020-07-08 | 2020-07-14 | 2021-07-14 | Tesla | SR60T1 | Solar Panels |  | 0.05847 | 34 | 161 | 23 |  | Fixed | Roof
NJSTRE1545273545 |  | Transition Incentive Program | Asbury Park | 7712 | 17 | 10.41 | Residential | No | Behind the Meter | Net-metered residential rooftop and canopy |  | None | Tesla Energy Operations Inc. | JCP&L | Accepted | 2020-07-08 | 2020-07-14 | 2021-07-14 | Delta Electronics | M4-TL-US [240V] | Inverters | 3840 |  | 1 |  |  | 0.975 |  | Indoor | Indoor
NJSTRE1545273545 |  | Transition Incentive Program | Asbury Park | 7712 | 17 | 10.41 | Residential | No | Behind the Meter | Net-metered residential rooftop and canopy |  | None | Tesla Energy Operations Inc. | JCP&L | Accepted | 2020-07-08 | 2020-07-14 | 2021-07-14 | Delta Electronics | M8-TL-US [240V] | Inverters | 7680 |  | 1 |  |  | 0.975 |  | Indoor | Indoor
NJSTRE1545273545 |  | Transition Incentive Program | Asbury Park | 7712 | 17 | 10.41 | Residential | No | Behind the Meter | Net-metered residential rooftop and canopy |  | None | Tesla Energy Operations Inc. | JCP&L | Accepted | 2020-07-08 | 2020-07-14 | 2021-07-14 | Tesla | SR60T1 | Solar Panels |  | 0.05847 | 17 | 251 | 23 |  | Fixed | Roof
NJSTRE1545275507 |  | Transition Incentive Program | Princeton | 8540 | 12 | 16.4 | Residential | No | Behind the Meter | Net-metered residential rooftop and canopy |  | None | Exact Solar | PSE&G | Accepted | 2020-07-09 | 2020-07-24 | 2021-07-24 | SolarEdge | SE7600H | Inverters | 7600 |  | 1 |  |  | 0.99 |  | Indoor | basement
NJSTRE1545275507 |  | Transition Incentive Program | Princeton | 8540 | 12 | 16.4 | Residential | No | Behind the Meter | Net-metered residential rooftop and canopy |  | None | Exact Solar | PSE&G | Accepted | 2020-07-09 | 2020-07-24 | 2021-07-24 | LG | LG400N2W-A5 | Solar Panels |  | 0.41 | 15 | 153 | 7 |  | Fixed | Roof
NJSTRE1545275507 |  | Transition Incentive Program | Princeton | 8540 | 12 | 16.4 | Residential | No | Behind the Meter | Net-metered residential rooftop and canopy |  | None | Exact Solar | PSE&G | Accepted | 2020-07-09 | 2020-07-24 | 2021-07-24 | LG | LG400N2W-A5 | Solar Panels |  | 0.41 | 9 | 153 | 7 |  | Fixed | Roof
NJSTRE1545275507 |  | Transition Incentive Program | Princeton | 8540 | 12 | 16.4 | Residential | No | Behind the Meter | Net-metered residential rooftop and canopy |  | None | Exact Solar | PSE&G | Accepted | 2020-07-09 | 2020-07-24 | 2021-07-24 | LG | LG400N2W-A5 | Solar Panels |  | 0.41 | 16 | 153 | 7 |  | Fixed | Roof
NJSTRE1545275507 |  | Transition Incentive Program | Princeton | 8540 | 12 | 16.4 | Residential | No | Behind the Meter | Net-metered residential rooftop and canopy |  | None | Exact Solar | PSE&G | Accepted | 2020-07-09 | 2020-07-24 | 2021-07-24 | SolarEdge | SE6000H | Inverters | 6000 |  | 1 |  |  | 0.99 |  | Indoor | basement
NJSTRE1545275682 |  | Transition Incentive Program | Midland Park | 7432 | 7 | 4.88 | Residential | Yes | Behind the Meter | Net-metered residential rooftop and canopy |  | None | Vivint Solar Developer, LLC | PSE&G | Accepted | 2020-07-09 | 2020-07-14 | 2021-07-14 | Jinko Solar | JKM325M-60HBL | Solar Panels |  | 0.325 | 11 | 132 | 43 |  | Fixed | Roof
NJSTRE1545275682 |  | Transition Incentive Program | Midland Park | 7432 | 7 | 4.88 | Residential | Yes | Behind the Meter | Net-metered residential rooftop and canopy |  | None | Vivint Solar Developer, LLC | PSE&G | Accepted | 2020-07-09 | 2020-07-14 | 2021-07-14 | SolarEdge | SE7600H-US | Inverters | 7600 |  | 1 |  |  | 0.992 |  | Outdoor | Near the Utility Meter
NJSTRE1545275682 |  | Transition Incentive Program | Midland Park | 7432 | 7 | 4.88 | Residential | Yes | Behind the Meter | Net-metered residential rooftop and canopy |  | None | Vivint Solar Developer, LLC | PSE&G | Accepted | 2020-07-09 | 2020-07-14 | 2021-07-14 | Jinko Solar | JKM325M-60HBL | Solar Panels |  | 0.325 | 4 | 312 | 43 |  | Fixed | Roof
NJSTRE1545275695 |  | Transition Incentive Program | Pleasantville | 8232 | 19 | 6.2 | Residential | Yes | Behind the Meter | Net-metered residential rooftop and canopy |  | None | Bright Planet Solar | AC Electric | Accepted | 2020-07-09 | 2020-07-14 | 2021-07-14 | LONGI | LR6-60HPB-310M | Solar Panels |  | 0.31 | 9 | 37 | 18 |  | Fixed | Roof
NJSTRE1545275695 |  | Transition Incentive Program | Pleasantville | 8232 | 19 | 6.2 | Residential | Yes | Behind the Meter | Net-metered residential rooftop and canopy |  | None | Bright Planet Solar | AC Electric | Accepted | 2020-07-09 | 2020-07-14 | 2021-07-14 | SOLAR EDGE | SE5000H-USRGM | Inverters | 5000 |  | 1 |  |  | 0.98 |  | Outdoor | OUTSIDE
NJSTRE1545275695 |  | Transition Incentive Program | Pleasantville | 8232 | 19 | 6.2 | Residential | Yes | Behind the Meter | Net-metered residential rooftop and canopy |  | None | Bright Planet Solar | AC Electric | Accepted | 2020-07-09 | 2020-07-14 | 2021-07-14 | LONGI | LR6-60HPB-310M | Solar Panels |  | 0.31 | 11 | 217 | 18 |  | Fixed | Roof
NJSTRE1545275709 |  | Transition Incentive Program | Little Ferry | 7643 | 7 | 7.56 | Residential | Yes | Behind the Meter | Net-metered residential rooftop and canopy |  | None | Tesla Energy Operations Inc. | PSE&G | Accepted | 2020-07-09 | 2020-07-27 | 2021-07-27 | Hanwha Q CELLS | Q.PEAK DUO BLK-G5/SC315 | Solar Panels |  | 0.315 | 12 | 261 | 27 |  | Fixed | Roof
NJSTRE1545275709 |  | Transition Incentive Program | Little Ferry | 7643 | 7 | 7.56 | Residential | Yes | Behind the Meter | Net-metered residential rooftop and canopy |  | None | Tesla Energy Operations Inc. | PSE&G | Accepted | 2020-07-09 | 2020-07-27 | 2021-07-27 | SolarEdge Technologies | SE7600H-US [240V] | Inverters | 7600 |  | 1 |  |  | 0.99 |  | Outside | Outside
NJSTRE1545275709 |  | Transition Incentive Program | Little Ferry | 7643 | 7 | 7.56 | Residential | Yes | Behind the Meter | Net-metered residential rooftop and canopy |  | None | Tesla Energy Operations Inc. | PSE&G | Accepted | 2020-07-09 | 2020-07-27 | 2021-07-27 | Hanwha Q CELLS | Q.PEAK DUO BLK-G5/SC315 | Solar Panels |  | 0.315 | 2 | 351 | 40 |  | Fixed | Roof
NJSTRE1545275709 |  | Transition Incentive Program | Little Ferry | 7643 | 7 | 7.56 | Residential | Yes | Behind the Meter | Net-metered residential rooftop and canopy |  | None | Tesla Energy Operations Inc. | PSE&G | Accepted | 2020-07-09 | 2020-07-27 | 2021-07-27 | Hanwha Q CELLS | Q.PEAK DUO BLK-G5/SC315 | Solar Panels |  | 0.315 | 10 | 81 | 27 |  | Fixed | Roof
NJSTRE1545275721 |  | Transition Incentive Program | Long Branch | 7740 | 17 | 3.58 | Residential | Yes | Behind the Meter | Net-metered residential rooftop and canopy |  | None | Vivint Solar Developer, LLC | JCP&L | Accepted | 2020-07-10 | 2020-07-15 | 2021-07-15 | SolarEdge | SE3800H-US | Inverters | 3800 |  | 1 |  |  | 0.992 |  | Outdoor | Near the Utility Meter
NJSTRE1545275721 |  | Transition Incentive Program | Long Branch | 7740 | 17 | 3.58 | Residential | Yes | Behind the Meter | Net-metered residential rooftop and canopy |  | None | Vivint Solar Developer, LLC | JCP&L | Accepted | 2020-07-10 | 2020-07-15 | 2021-07-15 | Jinko Solar | JKM325M-60HBL | Solar Panels |  | 0.325 | 2 | 176 | 16 |  | Fixed | Roof
NJSTRE1545275721 |  | Transition Incentive Program | Long Branch | 7740 | 17 | 3.58 | Residential | Yes | Behind the Meter | Net-metered residential rooftop and canopy |  | None | Vivint Solar Developer, LLC | JCP&L | Accepted | 2020-07-10 | 2020-07-15 | 2021-07-15 | Jinko Solar | JKM325M-60HBL | Solar Panels |  | 0.325 | 9 | 86 | 35 |  | Fixed | Roof
NJSTRE1545275739 |  | Transition Incentive Program | Pine Hill | 8021 | 14 | 5.36 | Residential | Yes | Behind the Meter | Net-metered residential rooftop and canopy |  | ACE | Vision Solar LLC | AC Electric | Accepted | 2020-07-09 | 2020-07-15 | 2021-07-15 | ENPHASE | IQ7-60-2-US | Inverters | 0.24 |  | 16 |  |  | 0.96 |  | Other | behind each meter
NJSTRE1545275739 |  | Transition Incentive Program | Pine Hill | 8021 | 14 | 5.36 | Residential | Yes | Behind the Meter | Net-metered residential rooftop and canopy |  | ACE | Vision Solar LLC | AC Electric | Accepted | 2020-07-09 | 2020-07-15 | 2021-07-15 | LG SOLAR | LG335N1K-V5 | Solar Panels |  | 0.335 | 6 | 27 | 27 |  | Fixed | Roof
NJSTRE1545275739 |  | Transition Incentive Program | Pine Hill | 8021 | 14 | 5.36 | Residential | Yes | Behind the Meter | Net-metered residential rooftop and canopy |  | ACE | Vision Solar LLC | AC Electric | Accepted | 2020-07-09 | 2020-07-15 | 2021-07-15 | LG SOLAR | LG335N1K-V5 | Solar Panels |  | 0.335 | 2 | 207 | 25 |  | Fixed | Roof
NJSTRE1545275739 |  | Transition Incentive Program | Pine Hill | 8021 | 14 | 5.36 | Residential | Yes | Behind the Meter | Net-metered residential rooftop and canopy |  | ACE | Vision Solar LLC | AC Electric | Accepted | 2020-07-09 | 2020-07-15 | 2021-07-15 | LG SOLAR | LG335N1K-V5 | Solar Panels |  | 0.335 | 4 | 27 | 25 |  | Fixed | Roof
NJSTRE1545275739 |  | Transition Incentive Program | Pine Hill | 8021 | 14 | 5.36 | Residential | Yes | Behind the Meter | Net-metered residential rooftop and canopy |  | ACE | Vision Solar LLC | AC Electric | Accepted | 2020-07-09 | 2020-07-15 | 2021-07-15 | LG SOLAR | LG335N1K-V5 | Solar Panels |  | 0.335 | 4 | 207 | 26 |  | Fixed | Roof
NJSTRE1545275743 | NJSRRE1542527980 | Transition Incentive Program | Mays Landing | 8330 | 19 | 18.27 | Residential | No | Behind the meter | Net-metered residential rooftop and canopy |  | None | Trinity Solar | AC Electric | Accepted | 2019-10-11 | 2019-10-15 | 2021-10-30 | Hanwha | Q.PEAK DUO BLK-G5 315 | Solar Panels |  | 0.315 | 18 | 112 | 23 |  | Fixed | Roof
NJSTRE1545275743 | NJSRRE1542527980 | Transition Incentive Program | Mays Landing | 8330 | 19 | 18.27 | Residential | No | Behind the meter | Net-metered residential rooftop and canopy |  | None | Trinity Solar | AC Electric | Accepted | 2019-10-11 | 2019-10-15 | 2021-10-30 | Solar Edge | 3800 | Inverters | 3800 |  | 1 |  |  | 0.97 |  | Outside | side of home
NJSTRE1545275743 | NJSRRE1542527980 | Transition Incentive Program | Mays Landing | 8330 | 19 | 18.27 | Residential | No | Behind the meter | Net-metered residential rooftop and canopy |  | None | Trinity Solar | AC Electric | Accepted | 2019-10-11 | 2019-10-15 | 2021-10-30 | Hanwha | Q.PEAK DUO BLK-G5 315 | Solar Panels |  | 0.315 | 9 | 112 | 23 |  | Fixed | Roof
NJSTRE1545275743 | NJSRRE1542527980 | Transition Incentive Program | Mays Landing | 8330 | 19 | 18.27 | Residential | No | Behind the meter | Net-metered residential rooftop and canopy |  | None | Trinity Solar | AC Electric | Accepted | 2019-10-11 | 2019-10-15 | 2021-10-30 | Solar Edge | SE10000 | Inverters | 10000 |  | 1 |  |  | 0.97 |  | Outside | side of home
NJSTRE1545275743 | NJSRRE1542527980 | Transition Incentive Program | Mays Landing | 8330 | 19 | 18.27 | Residential | No | Behind the meter | Net-metered residential rooftop and canopy |  | None | Trinity Solar | AC Electric | Accepted | 2019-10-11 | 2019-10-15 | 2021-10-30 | Hanwha | Q.PEAK DUO BLK-G5 315 | Solar Panels |  | 0.315 | 8 | 292 | 23 |  | Fixed | Roof
NJSTRE1545275743 | NJSRRE1542527980 | Transition Incentive Program | Mays Landing | 8330 | 19 | 18.27 | Residential | No | Behind the meter | Net-metered residential rooftop and canopy |  | None | Trinity Solar | AC Electric | Accepted | 2019-10-11 | 2019-10-15 | 2021-10-30 | Hanwha | Q.PEAK DUO BLK-G5 315 | Solar Panels |  | 0.315 | 23 | 202 | 34 |  | Fixed | Roof
NJSTRE1545275760 |  | Transition Incentive Program | Franklin twp | 8873 | 5 | 6.03 | Residential | Yes | Behind the Meter | Net-metered residential rooftop and canopy |  | PSEG | Vision Solar LLC | PSE&G | Accepted | 2020-07-09 | 2020-07-15 | 2021-07-15 | LG SOLAR | LG335N1K-V5 | Solar Panels |  | 0.335 | 3 | 55 | 34 |  | Fixed | Roof
NJSTRE1545275760 |  | Transition Incentive Program | Franklin twp | 8873 | 5 | 6.03 | Residential | Yes | Behind the Meter | Net-metered residential rooftop and canopy |  | PSEG | Vision Solar LLC | PSE&G | Accepted | 2020-07-09 | 2020-07-15 | 2021-07-15 | LG SOLAR | LG335N1K-V5 | Solar Panels |  | 0.335 | 3 | 325 | 41 |  | Fixed | Roof
NJSTRE1545275760 |  | Transition Incentive Program | Franklin twp | 8873 | 5 | 6.03 | Residential | Yes | Behind the Meter | Net-metered residential rooftop and canopy |  | PSEG | Vision Solar LLC | PSE&G | Accepted | 2020-07-09 | 2020-07-15 | 2021-07-15 | ENPHASE | IQ7-60-2-US | Inverters | 0.24 |  | 18 |  |  | 0.96 |  | Other | behind each panel
NJSTRE1545275760 |  | Transition Incentive Program | Franklin twp | 8873 | 5 | 6.03 | Residential | Yes | Behind the Meter | Net-metered residential rooftop and canopy |  | PSEG | Vision Solar LLC | PSE&G | Accepted | 2020-07-09 | 2020-07-15 | 2021-07-15 | LG SOLAR | LG335N1K-V5 | Solar Panels |  | 0.335 | 3 | 145 | 13 |  | Fixed | Roof
NJSTRE1545275760 |  | Transition Incentive Program | Franklin twp | 8873 | 5 | 6.03 | Residential | Yes | Behind the Meter | Net-metered residential rooftop and canopy |  | PSEG | Vision Solar LLC | PSE&G | Accepted | 2020-07-09 | 2020-07-15 | 2021-07-15 | LG SOLAR | LG335N1K-V5 | Solar Panels |  | 0.335 | 9 | 235 | 36 |  | Fixed | Roof
NJSTRE1545275795 |  | Transition Incentive Program | City of Orange | 7050 | 9 | 5.61 | Residential | No | Behind the Meter | Net-metered residential rooftop and canopy |  | None | Sunrun, Inc. | PSE&G | Accepted | 2020-07-09 | 2020-07-15 | 2021-07-15 | Enphase Energy | IQ7-60-x-US | Inverters | 240 |  | 17 |  |  | 0.99 |  | Outside | Roof
NJSTRE1545275795 |  | Transition Incentive Program | City of Orange | 7050 | 9 | 5.61 | Residential | No | Behind the Meter | Net-metered residential rooftop and canopy |  | None | Sunrun, Inc. | PSE&G | Accepted | 2020-07-09 | 2020-07-15 | 2021-07-15 | LG Electronics | LG330N1C-A5 | Solar Panels |  | 0.33 | 13 | 25 | 31 |  | Fixed | Roof
NJSTRE1545275795 |  | Transition Incentive Program | City of Orange | 7050 | 9 | 5.61 | Residential | No | Behind the Meter | Net-metered residential rooftop and canopy |  | None | Sunrun, Inc. | PSE&G | Accepted | 2020-07-09 | 2020-07-15 | 2021-07-15 | LG Electronics | LG330N1C-A5 | Solar Panels |  | 0.33 | 4 | 205 | 31 |  | Fixed | Roof
NJSTRE1545275838 |  | Transition Incentive Program | LODI | 7644 | 7 | 8.68 | Residential | Yes | Behind the Meter | Net-metered residential rooftop and canopy |  | None | Sunrun, Inc. | PSE&G | Accepted | 2020-07-09 | 2020-07-15 | 2021-07-15 | LONGi Green Energy Technology Co Ltd | LR6-60HPB-310M | Solar Panels |  | 0.31 | 18 | 26 | 24 |  | Fixed | Roof
NJSTRE1545275838 |  | Transition Incentive Program | LODI | 7644 | 7 | 8.68 | Residential | Yes | Behind the Meter | Net-metered residential rooftop and canopy |  | None | Sunrun, Inc. | PSE&G | Accepted | 2020-07-09 | 2020-07-15 | 2021-07-15 | ENPHASE ENERGY | IQ7-60-2-US | Inverters | 240 |  | 28 |  |  | 0.96 |  | Outside | Roof
NJSTRE1545275838 |  | Transition Incentive Program | LODI | 7644 | 7 | 8.68 | Residential | Yes | Behind the Meter | Net-metered residential rooftop and canopy |  | None | Sunrun, Inc. | PSE&G | Accepted | 2020-07-09 | 2020-07-15 | 2021-07-15 | LONGi Green Energy Technology Co Ltd | LR6-60HPB-310M | Solar Panels |  | 0.31 | 10 | 206 | 43 |  | Fixed | Roof
NJSTRE1545275864 |  | Transition Incentive Program | Pennsauken | 8110 | 14 | 5.85 | Residential | Yes | Behind the Meter | Net-metered residential rooftop and canopy |  | None | Vivint Solar Developer, LLC | PSE&G | Accepted | 2020-07-09 | 2020-07-15 | 2021-07-15 | Solar Edge | SE3800H-US | Inverters | 3800 |  | 1 |  |  | 0.992 |  | Outdoor | Near the Utility Meter
NJSTRE1545275864 |  | Transition Incentive Program | Pennsauken | 8110 | 14 | 5.85 | Residential | Yes | Behind the Meter | Net-metered residential rooftop and canopy |  | None | Vivint Solar Developer, LLC | PSE&G | Accepted | 2020-07-09 | 2020-07-15 | 2021-07-15 | JINKO SOLAR | JKM325M-60HBL | Solar Panels |  | 0.325 | 14 | 59 | 36 |  | Fixed | Roof
NJSTRE1545275864 |  | Transition Incentive Program | Pennsauken | 8110 | 14 | 5.85 | Residential | Yes | Behind the Meter | Net-metered residential rooftop and canopy |  | None | Vivint Solar Developer, LLC | PSE&G | Accepted | 2020-07-09 | 2020-07-15 | 2021-07-15 | JINKO SOLAR | JKM325M-60HBL | Solar Panels |  | 0.325 | 4 | 149 | 38 |  | Fixed | Roof
NJSTRE1545275873 |  | Transition Incentive Program | TEANECK | 7666 | 7 | 4.03 | Residential | Yes | Behind the Meter | Net-metered residential rooftop and canopy |  | None | Sunrun, Inc. | PSE&G | Accepted | 2020-07-09 | 2020-07-15 | 2021-07-15 | LONGi Green Energy Technology Co Ltd | LR6-60HPB-310M | Solar Panels |  | 0.31 | 7 | 107 | 36 |  | Fixed | Roof
NJSTRE1545275873 |  | Transition Incentive Program | TEANECK | 7666 | 7 | 4.03 | Residential | Yes | Behind the Meter | Net-metered residential rooftop and canopy |  | None | Sunrun, Inc. | PSE&G | Accepted | 2020-07-09 | 2020-07-15 | 2021-07-15 | Enphase Energy | IQ7-60-x-US | Inverters | 240 |  | 13 |  |  | 0.72 |  | Outside | Roof
NJSTRE1545275873 |  | Transition Incentive Program | TEANECK | 7666 | 7 | 4.03 | Residential | Yes | Behind the Meter | Net-metered residential rooftop and canopy |  | None | Sunrun, Inc. | PSE&G | Accepted | 2020-07-09 | 2020-07-15 | 2021-07-15 | LONGi Green Energy Technology Co Ltd | LR6-60HPB-310M | Solar Panels |  | 0.31 | 6 | 287 | 38 |  | Fixed | Pole
NJSTRE1545275900 |  | Transition Incentive Program | Scotch Plains | 7076 | 10 | 7.48 | Residential | No | Behind the Meter | Net-metered residential rooftop and canopy |  | None | Tesla Energy Operations Inc. | PSE&G | Accepted | 2020-07-09 | 2020-07-15 | 2021-07-15 | SolarEdge Technologies | SE7600H-US [240V] | Inverters | 7600 |  | 1 |  |  | 0.99 |  | Outside | Outside
NJSTRE1545275900 |  | Transition Incentive Program | Scotch Plains | 7076 | 10 | 7.48 | Residential | No | Behind the Meter | Net-metered residential rooftop and canopy |  | None | Tesla Energy Operations Inc. | PSE&G | Accepted | 2020-07-09 | 2020-07-15 | 2021-07-15 | Hanwha Q-Cells | Q.Peak DUO BLK-G6+/SC340 | Solar Panels |  | 0.34 | 22 | 220 | 30 |  | Fixed | Roof
NJSTRE1545275914 |  | Transition Incentive Program | FRANKLIN | 8873 | 5 | 15.25 | Residential | Yes | Behind the Meter | Net-metered residential rooftop and canopy |  | None | Sunrun, Inc. | PSE&G | Accepted | 2020-07-09 | 2020-07-15 | 2021-10-30 | Enphase | X-IQ-AM1-240-3C | Meters |  |  | 1 |  |  |  | Yes
NJSTRE1545275914 |  | Transition Incentive Program | FRANKLIN | 8873 | 5 | 15.25 | Residential | Yes | Behind the Meter | Net-metered residential rooftop and canopy |  | None | Sunrun, Inc. | PSE&G | Accepted | 2020-07-09 | 2020-07-15 | 2021-10-30 | LONGi Green Energy Technology Co Ltd | LR6-60HPB-305M | Solar Panels |  | 0.305 | 18 | 129 | 20 |  | Fixed | Roof
NJSTRE1545275914 |  | Transition Incentive Program | FRANKLIN | 8873 | 5 | 15.25 | Residential | Yes | Behind the Meter | Net-metered residential rooftop and canopy |  | None | Sunrun, Inc. | PSE&G | Accepted | 2020-07-09 | 2020-07-15 | 2021-10-30 | ENPHASE ENERGY | IQ7-60-2-US | Inverters | 240 |  | 50 |  |  | 0.9 |  | Outside | Roof
NJSTRE1545275914 |  | Transition Incentive Program | FRANKLIN | 8873 | 5 | 15.25 | Residential | Yes | Behind the Meter | Net-metered residential rooftop and canopy |  | None | Sunrun, Inc. | PSE&G | Accepted | 2020-07-09 | 2020-07-15 | 2021-10-30 | LONGi Green Energy Technology Co Ltd | LR6-60HPB-305M | Solar Panels |  | 0.305 | 11 | 39 | 20 |  | Fixed | Roof
NJSTRE1545275914 |  | Transition Incentive Program | FRANKLIN | 8873 | 5 | 15.25 | Residential | Yes | Behind the Meter | Net-metered residential rooftop and canopy |  | None | Sunrun, Inc. | PSE&G | Accepted | 2020-07-09 | 2020-07-15 | 2021-10-30 | LONGi Green Energy Technology Co Ltd | LR6-60HPB-305M | Solar Panels |  | 0.305 | 21 | 309 | 20 |  | Double Axis | Roof
NJSTRE1545275930 |  | Transition Incentive Program | OCEAN | 7712 | 17 | 5.44 | Residential | No | Behind the Meter | Net-metered residential rooftop and canopy |  | None | Vivint Solar Developer, LLC | JCP&L | Accepted | 2020-07-09 | 2020-07-15 | 2021-07-15 | Solar Edge | SE7600H-US | Inverters | 7600 |  | 1 |  |  | 0.992 |  | Outdoor | Near the Utility Meter
NJSTRE1545275930 |  | Transition Incentive Program | OCEAN | 7712 | 17 | 5.44 | Residential | No | Behind the Meter | Net-metered residential rooftop and canopy |  | None | Vivint Solar Developer, LLC | JCP&L | Accepted | 2020-07-09 | 2020-07-15 | 2021-07-15 | HANWHA SOLAR | Q.PEAK DUO BLK-G5 320W | Solar Panels |  | 0.32 | 17 | 12 | 21 |  | Fixed | Roof
NJSTRE1545276781 |  | Transition Incentive Program | Ramsey | 7446 | 7 | 10.05 | Residential | Yes | Behind the Meter | Net-metered residential rooftop and canopy |  | None | Vision Solar LLC | New Construction | Accepted | 2020-07-09 | 2020-07-15 | 2021-07-15 | ENPHASE | IQ7-60-2-US | Inverters | 0.24 |  | 30 |  |  | 0.96 |  | Other | behind each meter
NJSTRE1545276781 |  | Transition Incentive Program | Ramsey | 7446 | 7 | 10.05 | Residential | Yes | Behind the Meter | Net-metered residential rooftop and canopy |  | None | Vision Solar LLC | New Construction | Accepted | 2020-07-09 | 2020-07-15 | 2021-07-15 | LG SOLAR | LG335N1K-V5 | Solar Panels |  | 0.335 | 18 | 85 | 35 |  | Fixed | Roof
NJSTRE1545276781 |  | Transition Incentive Program | Ramsey | 7446 | 7 | 10.05 | Residential | Yes | Behind the Meter | Net-metered residential rooftop and canopy |  | None | Vision Solar LLC | New Construction | Accepted | 2020-07-09 | 2020-07-15 | 2021-07-15 | LG SOLAR | LG335N1K-V5 | Solar Panels |  | 0.335 | 4 | 175 | 35 |  | Fixed | Roof
NJSTRE1545276781 |  | Transition Incentive Program | Ramsey | 7446 | 7 | 10.05 | Residential | Yes | Behind the Meter | Net-metered residential rooftop and canopy |  | None | Vision Solar LLC | New Construction | Accepted | 2020-07-09 | 2020-07-15 | 2021-07-15 | LG SOLAR | LG335N1K-V5 | Solar Panels |  | 0.335 | 7 | 265 | 35 |  | Fixed | Roof
NJSTRE1545276781 |  | Transition Incentive Program | Ramsey | 7446 | 7 | 10.05 | Residential | Yes | Behind the Meter | Net-metered residential rooftop and canopy |  | None | Vision Solar LLC | New Construction | Accepted | 2020-07-09 | 2020-07-15 | 2021-07-15 | LG SOLAR | LG335N1K-V5 | Solar Panels |  | 0.335 | 1 | 265 | 35 |  | Fixed | Roof
NJSTRE1545278317 |  | Transition Incentive Program | Forked River | 8731 | 18 | 7.04 | Residential | Yes | Behind the Meter | Net-metered residential rooftop and canopy |  | None | Posigen NJ LLC | JCP&L | Accepted | 2020-07-10 | 2020-07-15 | 2021-07-15 | HANWHA | Q.PEAK DUO-G5 320 | Solar Panels |  | 0.32 | 22 | 138 | 44 |  | Fixed | Roof
NJSTRE1545278317 |  | Transition Incentive Program | Forked River | 8731 | 18 | 7.04 | Residential | Yes | Behind the Meter | Net-metered residential rooftop and canopy |  | None | Posigen NJ LLC | JCP&L | Accepted | 2020-07-10 | 2020-07-15 | 2021-07-15 | SOLAREDGE | SE7600H-US | Inverters | 7600 |  | 1 |  |  | 0.99 |  | Other | WITHIN TEN FEET OF METER
NJSTRE1545278318 |  | Transition Incentive Program | Bayville | 8755 | 18 | 7.04 | Residential | No | Behind the Meter | Net-metered residential rooftop and canopy |  | None | Posigen NJ LLC | JCP&L | Accepted | 2020-07-13 | 2020-07-15 | 2021-07-15 | HANWHA | Q.PEAK DUO-G5 320 | Solar Panels |  | 0.32 | 22 | 122 | 20 |  | Fixed | Roof
NJSTRE1545278318 |  | Transition Incentive Program | Bayville | 8755 | 18 | 7.04 | Residential | No | Behind the Meter | Net-metered residential rooftop and canopy |  | None | Posigen NJ LLC | JCP&L | Accepted | 2020-07-13 | 2020-07-15 | 2021-07-15 | SOLAREDGE | SE7600H-US | Inverters | 7600 |  | 1 |  |  | 0.99 |  | Other | WITHIN TEN FEET OF METER
NJSTRE1545278319 |  | Transition Incentive Program | Bloomfield | 7003 | 9 | 3.84 | Residential | Yes | Behind the Meter | Net-metered residential rooftop and canopy |  | None | Posigen NJ LLC | PSE&G | Accepted | 2020-07-10 | 2020-07-15 | 2021-07-15 | HANWHA | Q.PEAK DUO-G5 320 | Solar Panels |  | 0.32 | 12 | 175 | 37 |  | Fixed | Roof
NJSTRE1545278319 |  | Transition Incentive Program | Bloomfield | 7003 | 9 | 3.84 | Residential | Yes | Behind the Meter | Net-metered residential rooftop and canopy |  | None | Posigen NJ LLC | PSE&G | Accepted | 2020-07-10 | 2020-07-15 | 2021-07-15 | SOLAREDGE | SE3800H-US | Inverters | 3800 |  | 1 |  |  | 0.99 |  | Other | WITHIN TEN FEET OF METER
NJSTRE1545278320 |  | Transition Incentive Program | Little Egg Harbor | 8087 | 18 | 7.04 | Residential | Yes | Behind the Meter | Net-metered residential rooftop and canopy |  | None | Posigen NJ LLC | AC Electric | Accepted | 2020-07-10 | 2020-07-15 | 2021-07-15 | HANWHA | Q.PEAK DUO-G5 320 | Solar Panels |  | 0.32 | 22 | 228 | 37 |  | Fixed | Roof
NJSTRE1545278320 |  | Transition Incentive Program | Little Egg Harbor | 8087 | 18 | 7.04 | Residential | Yes | Behind the Meter | Net-metered residential rooftop and canopy |  | None | Posigen NJ LLC | AC Electric | Accepted | 2020-07-10 | 2020-07-15 | 2021-07-15 | SOLAREDGE | SE7600H-US | Inverters | 7600 |  | 1 |  |  | 0.99 |  | Other | WITHIN TEN FEET OF METER
NJSTRE1545278326 | NJSRRE1541643529 | Transition Incentive Program | Cherry Hill | 8003 | 14 | 15.04 | Residential | Yes | Behind the Meter | Behind the Meter |  | None | Skyline Solar, LLC | PSE&G | Eligible for TI Program | 2019-07-13 | 2019-07-22 | 2021-10-30 | SolarEdge | SE-RGMTR-1D-240C-A | Meters |  |  | 1 |  |  |  | Yes | Outdoor
NJSTRE1545278326 | NJSRRE1541643529 | Transition Incentive Program | Cherry Hill | 8003 | 14 | 15.04 | Residential | Yes | Behind the Meter | Behind the Meter |  | None | Skyline Solar, LLC | PSE&G | Eligible for TI Program | 2019-07-13 | 2019-07-22 | 2021-10-30 | SOLAREDGE | SE-RGMTR-1D-240C-A | Meters |  |  | 1 |  |  |  | Yes | Outdoor
NJSTRE1545278326 | NJSRRE1541643529 | Transition Incentive Program | Cherry Hill | 8003 | 14 | 15.04 | Residential | Yes | Behind the Meter | Behind the Meter |  | None | Skyline Solar, LLC | PSE&G | Eligible for TI Program | 2019-07-13 | 2019-07-22 | 2021-10-30 | SolarEdge | SE3800H-US000BNC4 | Inverters | 3800 |  | 1 |  |  | 0.99 |  | Outside | within ten feet of meter
NJSTRE1545278326 | NJSRRE1541643529 | Transition Incentive Program | Cherry Hill | 8003 | 14 | 15.04 | Residential | Yes | Behind the Meter | Behind the Meter |  | None | Skyline Solar, LLC | PSE&G | Eligible for TI Program | 2019-07-13 | 2019-07-22 | 2021-10-30 | SOLAREDGE | SE7600H-US000BNC4 | Inverters | 7600 |  | 1 |  |  | 0.99 |  | Other | WITHIN 10' OF METER
NJSTRE1545278326 | NJSRRE1541643529 | Transition Incentive Program | Cherry Hill | 8003 | 14 | 15.04 | Residential | Yes | Behind the Meter | Behind the Meter |  | None | Skyline Solar, LLC | PSE&G | Eligible for TI Program | 2019-07-13 | 2019-07-22 | 2021-10-30 | Silfab | SIL-320NL | Solar Panels |  | 0.32 | 5 | 194 | 34 |  | Fixed | Roof
NJSTRE1545278326 | NJSRRE1541643529 | Transition Incentive Program | Cherry Hill | 8003 | 14 | 15.04 | Residential | Yes | Behind the Meter | Behind the Meter |  | None | Skyline Solar, LLC | PSE&G | Eligible for TI Program | 2019-07-13 | 2019-07-22 | 2021-10-30 | Silfab | SIL-320NL | Solar Panels |  | 0.32 | 12 | 104 | 34 |  | Fixed | Roof
NJSTRE1545278326 | NJSRRE1541643529 | Transition Incentive Program | Cherry Hill | 8003 | 14 | 15.04 | Residential | Yes | Behind the Meter | Behind the Meter |  | None | Skyline Solar, LLC | PSE&G | Eligible for TI Program | 2019-07-13 | 2019-07-22 | 2021-10-30 | Silfab | SIL-320NL | Solar Panels |  | 0.32 | 17 | 194 | 39 |  | Fixed | Roof
NJSTRE1545278326 | NJSRRE1541643529 | Transition Incentive Program | Cherry Hill | 8003 | 14 | 15.04 | Residential | Yes | Behind the Meter | Behind the Meter |  | None | Skyline Solar, LLC | PSE&G | Eligible for TI Program | 2019-07-13 | 2019-07-22 | 2021-10-30 | Silfab | SIL-320NL | Solar Panels |  | 0.32 | 13 | 104 | 34 |  | Fixed | Roof
NJSTRE1545278331 | NJSRRE1544310894 | Transition Incentive Program | Cranbury | 8512 | 11 | 28.04 | Residential | Yes | Behind the meter | Net-metered residential rooftop and canopy |  | None | Trinity Solar | PSE&G | Accepted | 2020-01-28 | 2020-01-30 | 2021-10-30 | Hanwha 315 | Q.PEAK DUO BLK-G5 315 | Solar Panels |  | 0.315 | 21 | 190 | 34 |  | Fixed | Roof
NJSTRE1545278331 | NJSRRE1544310894 | Transition Incentive Program | Cranbury | 8512 | 11 | 28.04 | Residential | Yes | Behind the meter | Net-metered residential rooftop and canopy |  | None | Trinity Solar | PSE&G | Accepted | 2020-01-28 | 2020-01-30 | 2021-10-30 | Solar Edge | SE10000H-US | Inverters | 10000 |  | 1 |  |  | 0.97 |  | Outside | side ofhome
NJSTRE1545278331 | NJSRRE1544310894 | Transition Incentive Program | Cranbury | 8512 | 11 | 28.04 | Residential | Yes | Behind the meter | Net-metered residential rooftop and canopy |  | None | Trinity Solar | PSE&G | Accepted | 2020-01-28 | 2020-01-30 | 2021-10-30 | Hanwha 315 | Q.PEAK DUO BLK-G5 315 | Solar Panels |  | 0.315 | 8 | 190 | 45 |  | Fixed | Roof
NJSTRE1545278331 | NJSRRE1544310894 | Transition Incentive Program | Cranbury | 8512 | 11 | 28.04 | Residential | Yes | Behind the meter | Net-metered residential rooftop and canopy |  | None | Trinity Solar | PSE&G | Accepted | 2020-01-28 | 2020-01-30 | 2021-10-30 | Hanwha 315 | Q.PEAK DUO BLK-G5 315 | Solar Panels |  | 0.315 | 2 | 100 | 27 |  | Fixed | Roof
NJSTRE1545278331 | NJSRRE1544310894 | Transition Incentive Program | Cranbury | 8512 | 11 | 28.04 | Residential | Yes | Behind the meter | Net-metered residential rooftop and canopy |  | None | Trinity Solar | PSE&G | Accepted | 2020-01-28 | 2020-01-30 | 2021-10-30 | Hanwha 315 | Q.PEAK DUO BLK-G5 315 | Solar Panels |  | 0.315 | 38 | 100 | 34 |  | Fixed | Roof
NJSTRE1545278331 | NJSRRE1544310894 | Transition Incentive Program | Cranbury | 8512 | 11 | 28.04 | Residential | Yes | Behind the meter | Net-metered residential rooftop and canopy |  | None | Trinity Solar | PSE&G | Accepted | 2020-01-28 | 2020-01-30 | 2021-10-30 | Solar Edge | SE11400H-US | Inverters | 11400 |  | 1 |  |  | 0.97 |  | Outside | side of home
NJSTRE1545278331 | NJSRRE1544310894 | Transition Incentive Program | Cranbury | 8512 | 11 | 28.04 | Residential | Yes | Behind the meter | Net-metered residential rooftop and canopy |  | None | Trinity Solar | PSE&G | Accepted | 2020-01-28 | 2020-01-30 | 2021-10-30 | Hanwha 315 | Q.PEAK DUO BLK-G5 315 | Solar Panels |  | 0.315 | 20 | 10 | 34 |  | Fixed | Roof
NJSTRE1545278365 | NJSRRE1544156455 | Transition Incentive Program | Bogota | 7603 | 7 | 5.04 | Residential | Yes | Behind the meter | Net-metered residential rooftop and canopy |  | None | Trinity Solar | PSE&G | Accepted | 2020-01-10 | 2020-01-15 | 2021-10-30 | Solar Edge | SE3800 | Inverters | 3800 |  | 1 |  |  | 0.97 |  | Outside | side of home
NJSTRE1545278365 | NJSRRE1544156455 | Transition Incentive Program | Bogota | 7603 | 7 | 5.04 | Residential | Yes | Behind the meter | Net-metered residential rooftop and canopy |  | None | Trinity Solar | PSE&G | Accepted | 2020-01-10 | 2020-01-15 | 2021-10-30 | Hanwha | Q.PEAK DUO BLK-G5 315 | Solar Panels |  | 0.315 | 6 | 201 | 18 |  | Fixed | Roof
NJSTRE1545278365 | NJSRRE1544156455 | Transition Incentive Program | Bogota | 7603 | 7 | 5.04 | Residential | Yes | Behind the meter | Net-metered residential rooftop and canopy |  | None | Trinity Solar | PSE&G | Accepted | 2020-01-10 | 2020-01-15 | 2021-10-30 | Hanwha | Q.PEAK DUO BLK-G5 315 | Solar Panels |  | 0.315 | 5 | 111 | 18 |  | Fixed | Roof
NJSTRE1545278365 | NJSRRE1544156455 | Transition Incentive Program | Bogota | 7603 | 7 | 5.04 | Residential | Yes | Behind the meter | Net-metered residential rooftop and canopy |  | None | Trinity Solar | PSE&G | Accepted | 2020-01-10 | 2020-01-15 | 2021-10-30 | Hanwha | Q.PEAK DUO BLK-G5 315 | Solar Panels |  | 0.315 | 5 | 111 | 18 |  | Fixed | Roof
NJSTRE1545278454 |  | Transition Incentive Program | Hillsborough | 8844 | 5 | 14.88 | Residential | No | Behind the Meter | Net-metered residential rooftop and canopy |  | None | Bright Planet Solar | PSE&G | Accepted | 2020-07-10 | 2020-07-15 | 2021-07-15 | LONGI | LR-60HPB-310M | Solar Panels |  | 0.31 | 48 | 180 | 22 |  | Fixed | Roof
NJSTRE1545278454 |  | Transition Incentive Program | Hillsborough | 8844 | 5 | 14.88 | Residential | No | Behind the Meter | Net-metered residential rooftop and canopy |  | None | Bright Planet Solar | PSE&G | Accepted | 2020-07-10 | 2020-07-15 | 2021-07-15 | SOLAR EDGE | SE11400H-USRGM | Inverters | 11400 |  | 1 |  |  | 0.98 |  | Outdoor | OUTSIDE
NJSTRE1545278503 |  | Transition Incentive Program | Monroe | 8831 | 11 | 17.28 | Residential | No | Behind the Meter | Net-metered residential rooftop and canopy |  | JCPL | Maier Solar Engineering dba Solar Me | JCP&L | Accepted | 2020-07-10 | 2020-07-15 | 2021-07-15 | Enphase | IQ7 | Inverters | 240 |  | 54 |  |  | 0.96 |  | Outdoor | Next to meter
NJSTRE1545278503 |  | Transition Incentive Program | Monroe | 8831 | 11 | 17.28 | Residential | No | Behind the Meter | Net-metered residential rooftop and canopy |  | JCPL | Maier Solar Engineering dba Solar Me | JCP&L | Accepted | 2020-07-10 | 2020-07-15 | 2021-07-15 | Hanwha | Q.CELL DUO BLK-G6 320W | Solar Panels |  | 0.32 | 40 | 165 | 15 |  | Fixed | Roof
NJSTRE1545278503 |  | Transition Incentive Program | Monroe | 8831 | 11 | 17.28 | Residential | No | Behind the Meter | Net-metered residential rooftop and canopy |  | JCPL | Maier Solar Engineering dba Solar Me | JCP&L | Accepted | 2020-07-10 | 2020-07-15 | 2021-07-15 | Hanwha | Q.CELL DUO BLK-G6 320W | Solar Panels |  | 0.32 | 14 | 345 | 15 |  | Fixed | Roof
NJSTRE1545278520 |  | Transition Incentive Program | Hamilton | 8620 | 12 | 15.48 | Residential | No | Behind the Meter | Net-metered residential rooftop and canopy |  | None | SunnyMac LLC | PSE&G | Accepted | 2020-07-13 | 2020-07-30 | 2021-07-30 | REC | REC 360AA Blk | Solar Panels |  | 0.36 | 22 | 18 | 23 |  | Fixed | Roof
NJSTRE1545278520 |  | Transition Incentive Program | Hamilton | 8620 | 12 | 15.48 | Residential | No | Behind the Meter | Net-metered residential rooftop and canopy |  | None | SunnyMac LLC | PSE&G | Accepted | 2020-07-13 | 2020-07-30 | 2021-07-30 | SolarEdge | SE 11400H-US | Inverters | 11400 |  | 1 |  |  | 0.99 |  | Outside | Next to meter
NJSTRE1545278520 |  | Transition Incentive Program | Hamilton | 8620 | 12 | 15.48 | Residential | No | Behind the Meter | Net-metered residential rooftop and canopy |  | None | SunnyMac LLC | PSE&G | Accepted | 2020-07-13 | 2020-07-30 | 2021-07-30 | REC | REC 360AA Blk | Solar Panels |  | 0.36 | 21 | 198 | 23 |  | Fixed | Roof
NJSTRE1545278566 |  | Transition Incentive Program | Atco | 8004 | 14 | 8.45 | Residential | No | Behind the Meter | Net-metered residential rooftop and canopy |  | None | Sun Up Zero Down | AC Electric | Accepted | 2020-07-10 | 2020-07-20 | 2021-07-20 | Haileah | CL200 | Meters |  |  | 1 |  |  |  | Yes | Outdoor
NJSTRE1545278566 |  | Transition Incentive Program | Atco | 8004 | 14 | 8.45 | Residential | No | Behind the Meter | Net-metered residential rooftop and canopy |  | None | Sun Up Zero Down | AC Electric | Accepted | 2020-07-10 | 2020-07-20 | 2021-07-20 | Solaredge | SE7600H-US | Inverters | 7600 |  | 1 |  |  | 0.99 |  | Outside | next to utility meter
NJSTRE1545278566 |  | Transition Incentive Program | Atco | 8004 | 14 | 8.45 | Residential | No | Behind the Meter | Net-metered residential rooftop and canopy |  | None | Sun Up Zero Down | AC Electric | Accepted | 2020-07-10 | 2020-07-20 | 2021-07-20 | LG | LG325N1K-V5 | Solar Panels |  | 0.325 | 26 | 150 | 18 |  | Fixed | Roof
NJSTRE1545278581 |  | Transition Incentive Program | PLESANTVILLE | 8232 | 19 | 9.38 | Residential | Yes | Behind the Meter | Net-metered residential rooftop and canopy |  | ACE | Vision Solar LLC | AC Electric | Accepted | 2020-07-10 | 2020-08-06 | 2021-10-30 | LG SOLAR | LG335N1K-V5 | Solar Panels |  | 0.335 | 3 | 206 | 30 |  | Fixed | Roof
NJSTRE1545278581 |  | Transition Incentive Program | PLESANTVILLE | 8232 | 19 | 9.38 | Residential | Yes | Behind the Meter | Net-metered residential rooftop and canopy |  | ACE | Vision Solar LLC | AC Electric | Accepted | 2020-07-10 | 2020-08-06 | 2021-10-30 | LG SOLAR | LG335N1K-V5 | Solar Panels |  | 0.335 | 13 | 116 | 30 |  | Fixed | Roof
NJSTRE1545278581 |  | Transition Incentive Program | PLESANTVILLE | 8232 | 19 | 9.38 | Residential | Yes | Behind the Meter | Net-metered residential rooftop and canopy |  | ACE | Vision Solar LLC | AC Electric | Accepted | 2020-07-10 | 2020-08-06 | 2021-10-30 | LG SOLAR | LG335N1K-V5 | Solar Panels |  | 0.335 | 12 | 296 | 30 |  | Fixed | Roof
NJSTRE1545278581 |  | Transition Incentive Program | PLESANTVILLE | 8232 | 19 | 9.38 | Residential | Yes | Behind the Meter | Net-metered residential rooftop and canopy |  | ACE | Vision Solar LLC | AC Electric | Accepted | 2020-07-10 | 2020-08-06 | 2021-10-30 | ENPHASE | IQ7-60-2-US | Inverters | 0.24 |  | 28 |  |  | 0.96 |  | Other | BEHIND EACH PANEL
NJSTRE1545278632 |  | Transition Incentive Program | Roselle | 7203 | 10 | 3.85 | Residential | Yes | Behind the Meter | Net-metered residential rooftop and canopy |  | None | Pro Custom Solar dba Momentum Solar | PSE&G | Accepted | 2020-07-10 | 2020-07-15 | 2021-07-15 | Enphase | IQ7Plus-72-2-US | Inverters | 290 |  | 11 |  |  | 0.97 |  | Outdoor | Roof
NJSTRE1545278632 |  | Transition Incentive Program | Roselle | 7203 | 10 | 3.85 | Residential | Yes | Behind the Meter | Net-metered residential rooftop and canopy |  | None | Pro Custom Solar dba Momentum Solar | PSE&G | Accepted | 2020-07-10 | 2020-07-15 | 2021-07-15 | LG ELECTRONICS | LG 350N1C-V5 | Solar Panels |  | 0.35 | 11 | 255 | 36 |  | Fixed | Roof
NJSTRE1545278655 |  | Transition Incentive Program | Willingboro | 8046 | 13 | 8.78 | Residential | Yes | Behind the Meter | Net-metered residential rooftop and canopy |  | None | SunnyMac LLC | PSE&G | Accepted | 2020-07-10 | 2020-07-16 | 2021-07-16 | Solaredge | SE7600H-US | Inverters | 7800 |  | 1 |  |  | 0.99 |  | Outdoor | Roof
NJSTRE1545278655 |  | Transition Incentive Program | Willingboro | 8046 | 13 | 8.78 | Residential | Yes | Behind the Meter | Net-metered residential rooftop and canopy |  | None | SunnyMac LLC | PSE&G | Accepted | 2020-07-10 | 2020-07-16 | 2021-07-16 | REC | REC 325 N-PEAK Blk | Solar Panels |  | 0.325 | 19 | 202 | 26 |  | Fixed | Roof
NJSTRE1545278655 |  | Transition Incentive Program | Willingboro | 8046 | 13 | 8.78 | Residential | Yes | Behind the Meter | Net-metered residential rooftop and canopy |  | None | SunnyMac LLC | PSE&G | Accepted | 2020-07-10 | 2020-07-16 | 2021-07-16 | REC | REC 325 N-PEAK Blk | Solar Panels |  | 0.325 | 8 | 202 | 26 |  | Fixed | Roof
NJSTRE1545278700 |  | Transition Incentive Program | Sewell | 8080 | 15 | 4.76 | Residential | No | Behind the Meter | Net-metered residential rooftop and canopy |  | None | Trinity Solar | AC Electric | Accepted | 2020-07-10 | 2020-07-15 | 2021-07-15 | Solar Edge | SE3800 | Inverters | 3800 |  | 1 |  |  | 0.97 |  | Outside | side of home
NJSTRE1545278700 |  | Transition Incentive Program | Sewell | 8080 | 15 | 4.76 | Residential | No | Behind the Meter | Net-metered residential rooftop and canopy |  | None | Trinity Solar | AC Electric | Accepted | 2020-07-10 | 2020-07-15 | 2021-07-15 | Hanwha | Q.PEAK DUO BLK-G6 340 | Solar Panels |  | 0.34 | 14 | 182 | 34 |  | Fixed | Roof
NJSTRE1545278752 |  | Transition Incentive Program | Wenonah | 8090 | 15 | 9.38 | Residential | Yes | Behind the Meter | Net-metered residential rooftop and canopy |  | ACE | Vision Solar LLC | AC Electric | Accepted | 2020-07-10 | 2020-07-15 | 2021-07-15 | ENPHASE | IQ7-60-2-US | Inverters | 0.24 |  | 28 |  |  | 0.96 |  | Other | BEHIND EACH PANEL
NJSTRE1545278752 |  | Transition Incentive Program | Wenonah | 8090 | 15 | 9.38 | Residential | Yes | Behind the Meter | Net-metered residential rooftop and canopy |  | ACE | Vision Solar LLC | AC Electric | Accepted | 2020-07-10 | 2020-07-15 | 2021-07-15 | LG SOLAR | LG335N1K-V5 | Solar Panels |  | 0.335 | 16 | 74 | 20 |  | Fixed | Roof
NJSTRE1545278752 |  | Transition Incentive Program | Wenonah | 8090 | 15 | 9.38 | Residential | Yes | Behind the Meter | Net-metered residential rooftop and canopy |  | ACE | Vision Solar LLC | AC Electric | Accepted | 2020-07-10 | 2020-07-15 | 2021-07-15 | LG SOLAR | LG335N1K-V5 | Solar Panels |  | 0.335 | 12 | 254 | 23 |  | Fixed | Roof
NJSTRE1545278773 |  | Transition Incentive Program | ENGLEWOOD | 7631 | 7 | 2.72 | Residential | No | Behind the Meter | Net-metered residential rooftop and canopy |  | None | Trinity Solar | PSE&G | Accepted | 2020-07-10 | 2020-07-15 | 2021-07-15 | Solar Edge | SE3000H-US000BNC4 | Inverters | 3000 |  | 1 |  |  | 0.97 |  | Outdoor | side of home
NJSTRE1545278773 |  | Transition Incentive Program | ENGLEWOOD | 7631 | 7 | 2.72 | Residential | No | Behind the Meter | Net-metered residential rooftop and canopy |  | None | Trinity Solar | PSE&G | Accepted | 2020-07-10 | 2020-07-15 | 2021-07-15 | HANWHA | Q.PEAK DUO BLK-G6 340 | Solar Panels |  | 0.34 | 8 | 174 | 40 |  | Fixed | Roof
NJSTRE1545278796 |  | Transition Incentive Program | Palmyra | 8065 | 13 | 4.02 | Residential | Yes | Behind the Meter | Net-metered residential rooftop and canopy |  | PSEG | Vision Solar LLC | PSE&G | Accepted | 2020-07-10 | 2020-07-16 | 2021-07-16 | LG SOLAR | LG335N1K-V5 | Solar Panels |  | 0.335 | 10 | 233 | 12 |  | Fixed | Roof
NJSTRE1545278796 |  | Transition Incentive Program | Palmyra | 8065 | 13 | 4.02 | Residential | Yes | Behind the Meter | Net-metered residential rooftop and canopy |  | PSEG | Vision Solar LLC | PSE&G | Accepted | 2020-07-10 | 2020-07-16 | 2021-07-16 | LG SOLAR | LG335N1K-V5 | Solar Panels |  | 0.335 | 2 | 53 | 25 |  | Fixed | Roof
NJSTRE1545278796 |  | Transition Incentive Program | Palmyra | 8065 | 13 | 4.02 | Residential | Yes | Behind the Meter | Net-metered residential rooftop and canopy |  | PSEG | Vision Solar LLC | PSE&G | Accepted | 2020-07-10 | 2020-07-16 | 2021-07-16 | ENPHASE | IQ7-60-2-US | Inverters | 0.24 |  | 12 |  |  | 0.96 |  | Other | behind each panel
NJSTRE1545278801 |  | Transition Incentive Program | Jersey City | 7304 | 8 | 8.97 | Residential | No | Behind the Meter | Net-metered residential rooftop and canopy |  | None | Sunrun Installation Services, Inc. | PSE&G | Accepted | 2020-07-10 | 2020-07-16 | 2021-07-16 | Tesla | Powerwall 2 AC | Electric Storage Battery |  |  | 1 |  |  |  | Lithium Ion |  | outside
NJSTRE1545278801 |  | Transition Incentive Program | Jersey City | 7304 | 8 | 8.97 | Residential | No | Behind the Meter | Net-metered residential rooftop and canopy |  | None | Sunrun Installation Services, Inc. | PSE&G | Accepted | 2020-07-10 | 2020-07-16 | 2021-07-16 | Enphase Energy | IQ7PLUS-72-x-US (240V) | Inverters | 290 |  | 26 |  |  | 0.96 |  | Outdoor | Rooftop
NJSTRE1545278801 |  | Transition Incentive Program | Jersey City | 7304 | 8 | 8.97 | Residential | No | Behind the Meter | Net-metered residential rooftop and canopy |  | None | Sunrun Installation Services, Inc. | PSE&G | Accepted | 2020-07-10 | 2020-07-16 | 2021-07-16 | LG Electronics | LG345N1C-V5 | Solar Panels |  | 0.345 | 26 | 215 | 6 |  | Fixed | Roof
NJSTRE1545278806 |  | Transition Incentive Program | roselle boro | 7203 | 10 | 7.71 | Residential | Yes | Behind the Meter | Net-metered residential rooftop and canopy |  | PSEG | Vision Solar LLC | PSE&G | Accepted | 2020-07-10 | 2020-07-16 | 2021-07-16 | LG SOLAR | LG335N1K-V5 | Solar Panels |  | 0.335 | 12 | 350 | 10 |  | Fixed | Roof
NJSTRE1545278806 |  | Transition Incentive Program | roselle boro | 7203 | 10 | 7.71 | Residential | Yes | Behind the Meter | Net-metered residential rooftop and canopy |  | PSEG | Vision Solar LLC | PSE&G | Accepted | 2020-07-10 | 2020-07-16 | 2021-07-16 | LG SOLAR | LG335N1K-V5 | Solar Panels |  | 0.335 | 3 | 350 | 10 |  | Fixed | Roof
NJSTRE1545278806 |  | Transition Incentive Program | roselle boro | 7203 | 10 | 7.71 | Residential | Yes | Behind the Meter | Net-metered residential rooftop and canopy |  | PSEG | Vision Solar LLC | PSE&G | Accepted | 2020-07-10 | 2020-07-16 | 2021-07-16 | ENPHASE | IQ7-60-2-US | Inverters | 0.24 |  | 23 |  |  | 0.96 |  | Other | behind each meter
NJSTRE1545278806 |  | Transition Incentive Program | roselle boro | 7203 | 10 | 7.71 | Residential | Yes | Behind the Meter | Net-metered residential rooftop and canopy |  | PSEG | Vision Solar LLC | PSE&G | Accepted | 2020-07-10 | 2020-07-16 | 2021-07-16 | LG SOLAR | LG335N1K-V5 | Solar Panels |  | 0.335 | 8 | 170 | 35 |  | Fixed | Roof
NJSTRE1545278822 |  | Transition Incentive Program | chester | 7930 | 3 | 7.04 | Residential | Yes | Behind the Meter | Net-metered residential rooftop and canopy |  | JCPL | Vision Solar LLC | JCP&L | Accepted | 2020-07-10 | 2020-07-16 | 2021-07-16 | ENPHASE | IQ7-60-2-US | Inverters | 0.24 |  | 21 |  |  | 0.96 |  | Other | behind each panel
NJSTRE1545278822 |  | Transition Incentive Program | chester | 7930 | 3 | 7.04 | Residential | Yes | Behind the Meter | Net-metered residential rooftop and canopy |  | JCPL | Vision Solar LLC | JCP&L | Accepted | 2020-07-10 | 2020-07-16 | 2021-07-16 | LG SOLAR | LG335N1K-V5 | Solar Panels |  | 0.335 | 21 | 216 | 30 |  | Fixed | Roof
NJSTRE1545278912 |  | Transition Incentive Program | EAST ORANGE | 7017 | 9 | 9.15 | Residential | Yes | Behind the Meter | Net-metered residential rooftop and canopy |  | None | Sunrun, Inc. | PSE&G | Accepted | 2020-07-28 | 2020-07-28 | 2021-07-28 | Enphase Energy | IQ7-60-x-US | Inverters | 240 |  | 40 |  |  | 0.99 |  | Outside | Roof
NJSTRE1545278912 |  | Transition Incentive Program | EAST ORANGE | 7017 | 9 | 9.15 | Residential | Yes | Behind the Meter | Net-metered residential rooftop and canopy |  | None | Sunrun, Inc. | PSE&G | Accepted | 2020-07-28 | 2020-07-28 | 2021-07-28 | LONGi Green Energy Technology Co Ltd | LR6-60HPB-305M | Solar Panels |  | 0.305 | 16 | 127 | 35 |  | Fixed | Roof
NJSTRE1545278912 |  | Transition Incentive Program | EAST ORANGE | 7017 | 9 | 9.15 | Residential | Yes | Behind the Meter | Net-metered residential rooftop and canopy |  | None | Sunrun, Inc. | PSE&G | Accepted | 2020-07-28 | 2020-07-28 | 2021-07-28 | LONGi Green Energy Technology Co Ltd | LR6-60HPB-305M | Solar Panels |  | 0.305 | 3 | 129 | 30 |  | Fixed | Roof
NJSTRE1545278912 |  | Transition Incentive Program | EAST ORANGE | 7017 | 9 | 9.15 | Residential | Yes | Behind the Meter | Net-metered residential rooftop and canopy |  | None | Sunrun, Inc. | PSE&G | Accepted | 2020-07-28 | 2020-07-28 | 2021-07-28 | LONGi Green Energy Technology Co Ltd | LR6-60HPB-305M | Solar Panels |  | 0.305 | 8 | 307 | 35 |  | Fixed | Roof
NJSTRE1545278912 |  | Transition Incentive Program | EAST ORANGE | 7017 | 9 | 9.15 | Residential | Yes | Behind the Meter | Net-metered residential rooftop and canopy |  | None | Sunrun, Inc. | PSE&G | Accepted | 2020-07-28 | 2020-07-28 | 2021-07-28 | LONGi Green Energy Technology Co Ltd | LR6-60HPB-305M | Solar Panels |  | 0.305 | 3 | 309 | 30 |  | Fixed | Roof
NJSTRE1545279055 |  | Transition Incentive Program | EGG HARBOR TOWNSHIP | 8234 | 19 | 6.18 | Residential | Yes | Behind the Meter | Net-metered residential rooftop and canopy |  | None | Vivint Solar Developer, LLC | AC Electric | Accepted | 2020-07-10 | 2020-07-16 | 2021-07-16 | Jinko Solar | JKM325M-60HBL | Solar Panels |  | 0.325 | 7 | 38 | 22 |  | Fixed | Roof
NJSTRE1545279055 |  | Transition Incentive Program | EGG HARBOR TOWNSHIP | 8234 | 19 | 6.18 | Residential | Yes | Behind the Meter | Net-metered residential rooftop and canopy |  | None | Vivint Solar Developer, LLC | AC Electric | Accepted | 2020-07-10 | 2020-07-16 | 2021-07-16 | Jinko Solar | JKM325M-60HBL | Solar Panels |  | 0.325 | 12 | 218 | 22 |  | Fixed | Roof
NJSTRE1545279055 |  | Transition Incentive Program | EGG HARBOR TOWNSHIP | 8234 | 19 | 6.18 | Residential | Yes | Behind the Meter | Net-metered residential rooftop and canopy |  | None | Vivint Solar Developer, LLC | AC Electric | Accepted | 2020-07-10 | 2020-07-16 | 2021-07-16 | SolarEdge | SE7600H-US | Inverters | 7600 |  | 1 |  |  | 0.992 |  | Outdoor | Near the Utility Meter
NJSTRE1545279211 |  | Transition Incentive Program | Cherry Hill | 8034 | 14 | 9.05 | Residential | Yes | Behind the Meter | Net-metered residential rooftop and canopy |  | PSEG | Vision Solar LLC | PSE&G | Accepted | 2020-07-10 | 2020-07-15 | 2021-07-15 | ENPHASE | IQ7-60-2-US | Inverters | 0.24 |  | 27 |  |  | 0.96 |  | Other | behind each panel
NJSTRE1545279211 |  | Transition Incentive Program | Cherry Hill | 8034 | 14 | 9.05 | Residential | Yes | Behind the Meter | Net-metered residential rooftop and canopy |  | PSEG | Vision Solar LLC | PSE&G | Accepted | 2020-07-10 | 2020-07-15 | 2021-07-15 | LG SOLAR | LG335N1K-V5 | Solar Panels |  | 0.335 | 27 | 218 | 36 |  | Fixed | Roof
NJSTRE1545279222 |  | Transition Incentive Program | HOPATCONG | 7843 | 1 | 5.2 | Residential | Yes | Behind the Meter | Net-metered residential rooftop and canopy |  | None | Vivint Solar Developer, LLC | JCP&L | Accepted | 2020-07-10 | 2020-07-16 | 2021-07-16 | SolarEdge | SE7600H-US | Inverters | 7600 |  | 1 |  |  | 0.992 |  | Outdoor | Near the Utility Meter
NJSTRE1545279222 |  | Transition Incentive Program | HOPATCONG | 7843 | 1 | 5.2 | Residential | Yes | Behind the Meter | Net-metered residential rooftop and canopy |  | None | Vivint Solar Developer, LLC | JCP&L | Accepted | 2020-07-10 | 2020-07-16 | 2021-07-16 | Jinko Solar | JKM325M-60HBL | Solar Panels |  | 0.325 | 5 | 255 | 18 |  | Fixed | Roof
NJSTRE1545279222 |  | Transition Incentive Program | HOPATCONG | 7843 | 1 | 5.2 | Residential | Yes | Behind the Meter | Net-metered residential rooftop and canopy |  | None | Vivint Solar Developer, LLC | JCP&L | Accepted | 2020-07-10 | 2020-07-16 | 2021-07-16 | Jinko Solar | JKM325M-60HBL | Solar Panels |  | 0.325 | 11 | 255 | 17 |  | Fixed | Roof
NJSTRE1545279234 |  | Transition Incentive Program | Irvington Town | 7111 | 9 | 10.79 | Residential | Yes | Behind the Meter | Net-metered residential rooftop and canopy |  | None | Seabright Solar | PSE&G | Accepted | 2020-07-13 | 2020-07-16 | 2021-10-30 | Sunpower | PVS 6 | Meters |  |  | 1 |  |  |  | Yes | Outdoor
NJSTRE1545279234 |  | Transition Incentive Program | Irvington Town | 7111 | 9 | 10.79 | Residential | Yes | Behind the Meter | Net-metered residential rooftop and canopy |  | None | Seabright Solar | PSE&G | Accepted | 2020-07-13 | 2020-07-16 | 2021-10-30 | Sunpower | SPR-E20-327 | Inverters | 0.32 |  | 33 |  |  | 0.99 |  | Outside | Roof
NJSTRE1545279234 |  | Transition Incentive Program | Irvington Town | 7111 | 9 | 10.79 | Residential | Yes | Behind the Meter | Net-metered residential rooftop and canopy |  | None | Seabright Solar | PSE&G | Accepted | 2020-07-13 | 2020-07-16 | 2021-10-30 | Sunpower | SPR-E20-327 | Solar Panels |  | 0.327 | 23 | 206 | 27 |  | Fixed | Roof
NJSTRE1545279234 |  | Transition Incentive Program | Irvington Town | 7111 | 9 | 10.79 | Residential | Yes | Behind the Meter | Net-metered residential rooftop and canopy |  | None | Seabright Solar | PSE&G | Accepted | 2020-07-13 | 2020-07-16 | 2021-10-30 | Sunpower | SPR-E20-327 | Solar Panels |  | 0.327 | 10 | 26 | 27 |  | Fixed | Roof
NJSTRE1545279264 |  | Transition Incentive Program | West deptford | 8096 | 15 | 5.36 | Residential | Yes | Behind the Meter | Net-metered residential rooftop and canopy |  | PSEG | Vision Solar LLC | PSE&G | Accepted | 2020-07-10 | 2020-07-16 | 2021-07-16 | ENPHASE | IQ7-60-2-US | Inverters | 0.24 |  | 16 |  |  | 0.96 |  | Other | behind each panel
NJSTRE1545279264 |  | Transition Incentive Program | West deptford | 8096 | 15 | 5.36 | Residential | Yes | Behind the Meter | Net-metered residential rooftop and canopy |  | PSEG | Vision Solar LLC | PSE&G | Accepted | 2020-07-10 | 2020-07-16 | 2021-07-16 | LG SOLAR | LG335N1K-V5 | Solar Panels |  | 0.335 | 3 | 100 | 30 |  | Fixed | Roof
NJSTRE1545279264 |  | Transition Incentive Program | West deptford | 8096 | 15 | 5.36 | Residential | Yes | Behind the Meter | Net-metered residential rooftop and canopy |  | PSEG | Vision Solar LLC | PSE&G | Accepted | 2020-07-10 | 2020-07-16 | 2021-07-16 | ENPHASE | IQ7-60-2-US | Solar Panels |  | 0.335 | 13 | 191 | 20 |  | Fixed | Roof
NJSTRE1545279299 |  | Transition Incentive Program | Plainsboro | 8536 | 11 | 11.34 | Residential | No | Behind the Meter | Net-metered residential rooftop and canopy |  | None | Tesla Energy Operations Inc. | PSE&G | Accepted | 2020-07-10 | 2020-07-16 | 2021-07-16 | Hanwha Q CELLS | Q.PEAK DUO BLK-G5/SC315 | Solar Panels |  | 0.315 | 12 | 253 | 45 |  | Fixed | Roof
NJSTRE1545279299 |  | Transition Incentive Program | Plainsboro | 8536 | 11 | 11.34 | Residential | No | Behind the Meter | Net-metered residential rooftop and canopy |  | None | Tesla Energy Operations Inc. | PSE&G | Accepted | 2020-07-10 | 2020-07-16 | 2021-07-16 | Hanwha Q CELLS | Q.PEAK DUO BLK-G5/SC315 | Solar Panels |  | 0.315 | 24 | 253 | 40 |  | Fixed | Roof
NJSTRE1545279299 |  | Transition Incentive Program | Plainsboro | 8536 | 11 | 11.34 | Residential | No | Behind the Meter | Net-metered residential rooftop and canopy |  | None | Tesla Energy Operations Inc. | PSE&G | Accepted | 2020-07-10 | 2020-07-16 | 2021-07-16 | SolarEdge Technologies | SE11400A-US [240V] | Inverters | 11400 |  | 1 |  |  | 0.975 |  | Outside | Outside
NJSTRE1545291230 |  | Transition Incentive Program | Newark | 7110 | 9 | 638.82 | Commercial | No | Behind the Meter | Net-metered non-residential rooftop and canopy |  | None | Suntuity Solar LLC | PSE&G | Accepted | 2020-07-20 | 2020-07-20 | 2021-07-20 | DELTA ELECTRONICS | DELTA RPI M36U | Inverters | 36000 |  | 1 |  |  | 0.98 |  | Outdoor | Along the side wall
NJSTRE1545291230 |  | Transition Incentive Program | Newark | 7110 | 9 | 638.82 | Commercial | No | Behind the Meter | Net-metered non-residential rooftop and canopy |  | None | Suntuity Solar LLC | PSE&G | Accepted | 2020-07-20 | 2020-07-20 | 2021-07-20 | Hanwha Q Cells | Q.PEAK DUO L-G5.3 390 | Solar Panels |  | 0.39 | 1536 | 99.84 | 5 |  | Fixed | Roof
NJSTRE1545291230 |  | Transition Incentive Program | Newark | 7110 | 9 | 638.82 | Commercial | No | Behind the Meter | Net-metered non-residential rooftop and canopy |  | None | Suntuity Solar LLC | PSE&G | Accepted | 2020-07-20 | 2020-07-20 | 2021-07-20 | DELTA ELECTRONICS | DELTA M80U-120 | Inverters | 80000 |  | 6 |  |  | 0.98 |  | Outdoor | Along the side wall
NJSTRE1545291230 |  | Transition Incentive Program | Newark | 7110 | 9 | 638.82 | Commercial | No | Behind the Meter | Net-metered non-residential rooftop and canopy |  | None | Suntuity Solar LLC | PSE&G | Accepted | 2020-07-20 | 2020-07-20 | 2021-07-20 | Hanwha Q Cells | Q.PEAK DUO L-G5.3 390 | Solar Panels |  | 0.39 | 102 | 39.78 | 5 |  | Fixed | Roof
NJSTRE1545291231 |  | Transition Incentive Program | MILLVILLE | 8332 | 20 | 8.51 | Residential | Yes | Behind the Meter | Net-metered residential rooftop and canopy |  | None | Suntuity Solar LLC | AC Electric | Accepted | 2020-07-11 | 2020-07-16 | 2021-07-16 | Hanwha Solar | Q-Cells 315 Mono | Solar Panels |  | 0.315 | 27 | 150 | 20 |  | Fixed | Roof
NJSTRE1545291231 |  | Transition Incentive Program | MILLVILLE | 8332 | 20 | 8.51 | Residential | Yes | Behind the Meter | Net-metered residential rooftop and canopy |  | None | Suntuity Solar LLC | AC Electric | Accepted | 2020-07-11 | 2020-07-16 | 2021-07-16 | Enphase Energy | IQ7-60-2-US | Inverters | 240 |  | 27 |  |  | 0.97 |  | Outdoor | Behind the PV Modules
NJSTRE1545291235 |  | Transition Incentive Program | NEW MILFORD | 7646 | 7 | 6.3 | Residential | Yes | Behind the Meter | Net-metered residential rooftop and canopy |  | None | Suntuity Solar LLC | PSE&G | Accepted | 2020-07-11 | 2020-07-16 | 2021-07-16 | Longi | LR6-60HPB-315M | Solar Panels |  | 0.315 | 4 | 2 | 30 |  | Fixed | Roof
NJSTRE1545291235 |  | Transition Incentive Program | NEW MILFORD | 7646 | 7 | 6.3 | Residential | Yes | Behind the Meter | Net-metered residential rooftop and canopy |  | None | Suntuity Solar LLC | PSE&G | Accepted | 2020-07-11 | 2020-07-16 | 2021-07-16 | Longi | LR6-60HPB-315M | Solar Panels |  | 0.315 | 16 | 182 | 30 |  | Fixed | Roof
NJSTRE1545291235 |  | Transition Incentive Program | NEW MILFORD | 7646 | 7 | 6.3 | Residential | Yes | Behind the Meter | Net-metered residential rooftop and canopy |  | None | Suntuity Solar LLC | PSE&G | Accepted | 2020-07-11 | 2020-07-16 | 2021-07-16 | Enphase Energy | IQ7-60-2-US | Inverters | 240 |  | 20 |  |  | 0.97 |  | Outdoor | Behind the PV Modules
NJSTRE1545293342 |  | Transition Incentive Program | MULLICA HILL | 8062 | 15 | 10.71 | Residential | Yes | Behind the Meter | Net-metered residential rooftop and canopy |  | None | Suntuity Solar LLC | AC Electric | Accepted | 2020-07-14 | 2020-07-16 | 2021-07-16 | Enphase Energy | IQ7-60-2-US | Inverters | 240 |  | 34 |  |  | 0.97 |  | Outdoor | Behind the PV Modules
NJSTRE1545293342 |  | Transition Incentive Program | MULLICA HILL | 8062 | 15 | 10.71 | Residential | Yes | Behind the Meter | Net-metered residential rooftop and canopy |  | None | Suntuity Solar LLC | AC Electric | Accepted | 2020-07-14 | 2020-07-16 | 2021-07-16 | Longi | LR6-60HPB-315M | Solar Panels |  | 0.315 | 7 | 282 | 40 |  | Fixed | Roof
NJSTRE1545293342 |  | Transition Incentive Program | MULLICA HILL | 8062 | 15 | 10.71 | Residential | Yes | Behind the Meter | Net-metered residential rooftop and canopy |  | None | Suntuity Solar LLC | AC Electric | Accepted | 2020-07-14 | 2020-07-16 | 2021-07-16 | Longi | LR6-60HPB-315M | Solar Panels |  | 0.315 | 7 | 102 | 40 |  | Fixed | Roof
NJSTRE1545293342 |  | Transition Incentive Program | MULLICA HILL | 8062 | 15 | 10.71 | Residential | Yes | Behind the Meter | Net-metered residential rooftop and canopy |  | None | Suntuity Solar LLC | AC Electric | Accepted | 2020-07-14 | 2020-07-16 | 2021-07-16 | Longi | LR6-60HPB-315M | Solar Panels |  | 0.315 | 3 | 192 | 29 |  | Fixed | Roof
NJSTRE1545293342 |  | Transition Incentive Program | MULLICA HILL | 8062 | 15 | 10.71 | Residential | Yes | Behind the Meter | Net-metered residential rooftop and canopy |  | None | Suntuity Solar LLC | AC Electric | Accepted | 2020-07-14 | 2020-07-16 | 2021-07-16 | Longi | LR6-60HPB-315M | Solar Panels |  | 0.315 | 17 | 12 | 29 |  | Fixed | Roof
NJSTRE1545293344 |  | Transition Incentive Program | KEANSBURG | 7734 | 17 | 5.36 | Residential | Yes | Behind the Meter | Net-metered residential rooftop and canopy |  | None | Suntuity Solar LLC | JCP&L | Accepted | 2020-07-13 | 2020-07-16 | 2021-07-16 | Enphase Energy | IQ7-60-2-US | Inverters | 240 |  | 17 |  |  | 0.97 |  | Outdoor | Behind the PV Modules
NJSTRE1545293344 |  | Transition Incentive Program | KEANSBURG | 7734 | 17 | 5.36 | Residential | Yes | Behind the Meter | Net-metered residential rooftop and canopy |  | None | Suntuity Solar LLC | JCP&L | Accepted | 2020-07-13 | 2020-07-16 | 2021-07-16 | Longi | LR6-60HPB-315M | Solar Panels |  | 0.315 | 3 | 262 | 23 |  | Fixed | Roof
NJSTRE1545293344 |  | Transition Incentive Program | KEANSBURG | 7734 | 17 | 5.36 | Residential | Yes | Behind the Meter | Net-metered residential rooftop and canopy |  | None | Suntuity Solar LLC | JCP&L | Accepted | 2020-07-13 | 2020-07-16 | 2021-07-16 | Longi | LR6-60HPB-315M | Solar Panels |  | 0.315 | 7 | 82 | 23 |  | Fixed | Roof
NJSTRE1545293344 |  | Transition Incentive Program | KEANSBURG | 7734 | 17 | 5.36 | Residential | Yes | Behind the Meter | Net-metered residential rooftop and canopy |  | None | Suntuity Solar LLC | JCP&L | Accepted | 2020-07-13 | 2020-07-16 | 2021-07-16 | Longi | LR6-60HPB-315M | Solar Panels |  | 0.315 | 7 | 172 | 23 |  | Fixed | Roof
NJSTRE1545293345 |  | Transition Incentive Program | Morganville | 7751 | 17 | 9.52 | Residential | No | Behind the Meter | Net-metered residential rooftop and canopy |  | JCPL | Maier Solar Engineering dba Solar Me | JCP&L | Accepted | 2020-07-13 | 2020-07-16 | 2021-07-16 | Hanwha | Q.CELL DUO BLK-G6 340W | Solar Panels |  | 0.34 | 4 | 317 | 20 |  | Fixed | Roof
NJSTRE1545293345 |  | Transition Incentive Program | Morganville | 7751 | 17 | 9.52 | Residential | No | Behind the Meter | Net-metered residential rooftop and canopy |  | JCPL | Maier Solar Engineering dba Solar Me | JCP&L | Accepted | 2020-07-13 | 2020-07-16 | 2021-07-16 | Hanwha | Q.CELL DUO BLK-G6 340W | Solar Panels |  | 0.34 | 24 | 137 | 20 |  | Fixed | Roof
NJSTRE1545293345 |  | Transition Incentive Program | Morganville | 7751 | 17 | 9.52 | Residential | No | Behind the Meter | Net-metered residential rooftop and canopy |  | JCPL | Maier Solar Engineering dba Solar Me | JCP&L | Accepted | 2020-07-13 | 2020-07-16 | 2021-07-16 | Enphase | IQ7+ | Inverters | 290 |  | 28 |  |  | 0.96 |  | Outdoor | Next to meter
NJSTRE1545293401 |  | Transition Incentive Program | IRVINGTON | 7111 | 9 | 3.15 | Residential | Yes | Behind the Meter | Net-metered residential rooftop and canopy |  | PSEG | Vision Solar LLC | PSE&G | Accepted | 2020-07-13 | 2020-08-24 | 2021-10-30 | ENPHASE | IQ7-60-2-US | Inverters | 0.24 |  | 10 |  |  | 0.96 |  | Other | BEHIND EACH PANEL
NJSTRE1545293401 |  | Transition Incentive Program | IRVINGTON | 7111 | 9 | 3.15 | Residential | Yes | Behind the Meter | Net-metered residential rooftop and canopy |  | PSEG | Vision Solar LLC | PSE&G | Accepted | 2020-07-13 | 2020-08-24 | 2021-10-30 | HANWHA Q-CELLS | Q.PEAK DUO-G5 315 | Solar Panels |  | 0.315 | 10 | 165 | 17 |  | Fixed | Roof
NJSTRE1545293427 |  | Transition Incentive Program | North Brunswick Township | 8902 | 11 | 7.02 | Residential | Yes | Behind the Meter | Net-metered residential rooftop and canopy |  | None | Sunrun, Inc. | PSE&G | Accepted | 2020-07-13 | 2020-07-16 | 2021-07-16 | Enphase Energy | IQ7-60-x-US | Inverters | 240 |  | 23 |  |  | 0.99 |  | Outside | Roof
NJSTRE1545293427 |  | Transition Incentive Program | North Brunswick Township | 8902 | 11 | 7.02 | Residential | Yes | Behind the Meter | Net-metered residential rooftop and canopy |  | None | Sunrun, Inc. | PSE&G | Accepted | 2020-07-13 | 2020-07-16 | 2021-07-16 | LONGi Green Energy Technology Co Ltd | LR6-60HPB-305M | Solar Panels |  | 0.305 | 23 | 223 | 25 |  | Fixed | Roof
NJSTRE1545293441 |  | Transition Incentive Program | HAMILTON | 8690 | 12 | 6.1 | Residential | Yes | Behind the Meter | Net-metered residential rooftop and canopy |  | None | Sunrun, Inc. | PSE&G | Accepted | 2020-07-13 | 2020-07-20 | 2021-07-20 | LONGi Green Energy Technology Co Ltd | LR6-60HPB-305M | Solar Panels |  | 0.305 | 14 | 129 | 27 |  | Fixed | Roof
NJSTRE1545293441 |  | Transition Incentive Program | HAMILTON | 8690 | 12 | 6.1 | Residential | Yes | Behind the Meter | Net-metered residential rooftop and canopy |  | None | Sunrun, Inc. | PSE&G | Accepted | 2020-07-13 | 2020-07-20 | 2021-07-20 | LONGi Green Energy Technology Co Ltd | LR6-60HPB-305M | Solar Panels |  | 0.305 | 4 | 221 | 23 |  | Fixed | Roof
NJSTRE1545293441 |  | Transition Incentive Program | HAMILTON | 8690 | 12 | 6.1 | Residential | Yes | Behind the Meter | Net-metered residential rooftop and canopy |  | None | Sunrun, Inc. | PSE&G | Accepted | 2020-07-13 | 2020-07-20 | 2021-07-20 | LONGi Green Energy Technology Co Ltd | LR6-60HPB-305M | Solar Panels |  | 0.305 | 2 | 43 | 23 |  | Fixed | Roof
NJSTRE1545293441 |  | Transition Incentive Program | HAMILTON | 8690 | 12 | 6.1 | Residential | Yes | Behind the Meter | Net-metered residential rooftop and canopy |  | None | Sunrun, Inc. | PSE&G | Accepted | 2020-07-13 | 2020-07-20 | 2021-07-20 | Enphase Energy | IQ7-60-x-US | Inverters | 240 |  | 22 |  |  | 0.99 |  | Outdoor | Roof
NJSTRE1545293767 |  | Transition Incentive Program | WILLINGBORO | 8046 | 13 | 8.51 | Residential | Yes | Behind the Meter | Net-metered residential rooftop and canopy |  | None | Vivint Solar Developer, LLC | PSE&G | Accepted | 2020-07-14 | 2020-07-21 | 2021-10-30 | Hanwha Solar | Q.PEAK BLK-G5 315 | Solar Panels |  | 0.315 | 22 | 203 | 25 |  | Fixed | Roof
NJSTRE1545293767 |  | Transition Incentive Program | WILLINGBORO | 8046 | 13 | 8.51 | Residential | Yes | Behind the Meter | Net-metered residential rooftop and canopy |  | None | Vivint Solar Developer, LLC | PSE&G | Accepted | 2020-07-14 | 2020-07-21 | 2021-10-30 | Hanwha Solar | Q.PEAK BLK-G5 315 | Solar Panels |  | 0.315 | 5 | 113 | 24 |  | Fixed | Roof
NJSTRE1545293767 |  | Transition Incentive Program | WILLINGBORO | 8046 | 13 | 8.51 | Residential | Yes | Behind the Meter | Net-metered residential rooftop and canopy |  | None | Vivint Solar Developer, LLC | PSE&G | Accepted | 2020-07-14 | 2020-07-21 | 2021-10-30 | SolarEdge | SE7600H-US | Inverters | 7600 |  | 1 |  |  | 0.992 |  | Outdoor | Near the Utility Meter
NJSTRE1545293772 |  | Transition Incentive Program | Union | 7083 | 10 | 3.85 | Residential | Yes | Behind the Meter | Net-metered residential rooftop and canopy |  | None | Pro Custom Solar dba Momentum Solar | PSE&G | Accepted | 2020-07-13 | 2020-07-20 | 2021-07-20 | Enphase | IQ7Plus-72-2-US | Inverters | 290 |  | 11 |  |  | 0.97 |  | Outdoor | Roof
NJSTRE1545293772 |  | Transition Incentive Program | Union | 7083 | 10 | 3.85 | Residential | Yes | Behind the Meter | Net-metered residential rooftop and canopy |  | None | Pro Custom Solar dba Momentum Solar | PSE&G | Accepted | 2020-07-13 | 2020-07-20 | 2021-07-20 | LG ELECTRONICS | LG 350N1C-V5 | Solar Panels |  | 0.35 | 7 | 351 | 32 |  | Fixed | Roof
NJSTRE1545293772 |  | Transition Incentive Program | Union | 7083 | 10 | 3.85 | Residential | Yes | Behind the Meter | Net-metered residential rooftop and canopy |  | None | Pro Custom Solar dba Momentum Solar | PSE&G | Accepted | 2020-07-13 | 2020-07-20 | 2021-07-20 | LG ELECTRONICS | LG 350N1C-V5 | Solar Panels |  | 0.35 | 4 | 351 | 32 |  | Fixed | Roof
NJSTRE1545293779 |  | Transition Incentive Program | BRIDGETON | 8302 | 20 | 13.07 | Residential | Yes | Behind the Meter | Net-metered residential rooftop and canopy |  | ACE | Vision Solar LLC | AC Electric | Accepted | 2020-07-13 | 2020-07-20 | 2021-07-20 | ENPHASE | IQ7-60-2-US | Inverters | 0.24 |  | 39 |  |  | 0.96 |  | Other | BEHIND EACH PANEL
NJSTRE1545293779 |  | Transition Incentive Program | BRIDGETON | 8302 | 20 | 13.07 | Residential | Yes | Behind the Meter | Net-metered residential rooftop and canopy |  | ACE | Vision Solar LLC | AC Electric | Accepted | 2020-07-13 | 2020-07-20 | 2021-07-20 | LG SOLAR | LG335N1K-V5 | Solar Panels |  | 0.335 | 8 | 258 | 20 |  | Fixed | Roof
NJSTRE1545293779 |  | Transition Incentive Program | BRIDGETON | 8302 | 20 | 13.07 | Residential | Yes | Behind the Meter | Net-metered residential rooftop and canopy |  | ACE | Vision Solar LLC | AC Electric | Accepted | 2020-07-13 | 2020-07-20 | 2021-07-20 | LG SOLAR | LG335N1K-V5 | Solar Panels |  | 0.335 | 4 | 78 | 20 |  | Fixed | Roof
NJSTRE1545293779 |  | Transition Incentive Program | BRIDGETON | 8302 | 20 | 13.07 | Residential | Yes | Behind the Meter | Net-metered residential rooftop and canopy |  | ACE | Vision Solar LLC | AC Electric | Accepted | 2020-07-13 | 2020-07-20 | 2021-07-20 | LG SOLAR | LG335N1K-V5 | Solar Panels |  | 0.335 | 14 | 167 | 20 |  | Fixed | Roof
NJSTRE1545293779 |  | Transition Incentive Program | BRIDGETON | 8302 | 20 | 13.07 | Residential | Yes | Behind the Meter | Net-metered residential rooftop and canopy |  | ACE | Vision Solar LLC | AC Electric | Accepted | 2020-07-13 | 2020-07-20 | 2021-07-20 | LG SOLAR | LG335N1K-V5 | Solar Panels |  | 0.335 | 13 | 347 | 20 |  | Fixed | Roof
NJSTRE1545293801 |  | Transition Incentive Program | Paulsboro | 8066 | 15 | 3.02 | Residential | Yes | Behind the Meter | Net-metered residential rooftop and canopy |  | ACE | Vision Solar LLC | AC Electric | Accepted | 2020-07-13 | 2020-07-20 | 2021-07-20 | ENPHASE | IQ7-60-2-US | Inverters | 0.24 |  | 9 |  |  | 0.96 |  | Other | behind each panel
NJSTRE1545293801 |  | Transition Incentive Program | Paulsboro | 8066 | 15 | 3.02 | Residential | Yes | Behind the Meter | Net-metered residential rooftop and canopy |  | ACE | Vision Solar LLC | AC Electric | Accepted | 2020-07-13 | 2020-07-20 | 2021-07-20 | LG SOLAR | LG335N1K-V5 | Solar Panels |  | 0.335 | 1 | 96 | 20 |  | Fixed | Roof
NJSTRE1545293801 |  | Transition Incentive Program | Paulsboro | 8066 | 15 | 3.02 | Residential | Yes | Behind the Meter | Net-metered residential rooftop and canopy |  | ACE | Vision Solar LLC | AC Electric | Accepted | 2020-07-13 | 2020-07-20 | 2021-07-20 | LG SOLAR | LG335N1K-V5 | Solar Panels |  | 0.335 | 5 | 186 | 20 |  | Fixed | Roof
NJSTRE1545293801 |  | Transition Incentive Program | Paulsboro | 8066 | 15 | 3.02 | Residential | Yes | Behind the Meter | Net-metered residential rooftop and canopy |  | ACE | Vision Solar LLC | AC Electric | Accepted | 2020-07-13 | 2020-07-20 | 2021-07-20 | LG SOLAR | LG335N1K-V5 | Solar Panels |  | 0.335 | 3 | 276 | 20 |  | Fixed | Roof
NJSTRE1545293882 |  | Transition Incentive Program | Vineland | 8360 | 20 | 4.42 | Residential | Yes | Behind the Meter | Net-metered residential rooftop and canopy |  | None | Vision Solar LLC | Vineland Muni Electric | Accepted | 2020-07-13 | 2020-07-20 | 2021-07-20 | ENPHASE | IQ7-60-2-US | Inverters | 0.24 |  | 13 |  |  | 0.96 |  | Other | behind each panel
NJSTRE1545293882 |  | Transition Incentive Program | Vineland | 8360 | 20 | 4.42 | Residential | Yes | Behind the Meter | Net-metered residential rooftop and canopy |  | None | Vision Solar LLC | Vineland Muni Electric | Accepted | 2020-07-13 | 2020-07-20 | 2021-07-20 | HANWHA Q-CELLS | Q.PEAK DUO-G6 340 | Solar Panels |  | 0.34 | 13 | 184 | 40 |  | Fixed | Roof
NJSTRE1545293938 |  | Transition Incentive Program | Cherry Hill | 8003 | 14 | 15.36 | Residential | No | Behind the Meter | Net-metered residential rooftop and canopy |  | None | Spectacular Solar | PSE&G | Accepted | 2020-07-13 | 2020-07-21 | 2021-10-30 | Solar Edge | SE-RGMTR-1D-240C-A | Meters |  |  | 1 |  |  |  | Yes
NJSTRE1545293938 |  | Transition Incentive Program | Cherry Hill | 8003 | 14 | 15.36 | Residential | No | Behind the Meter | Net-metered residential rooftop and canopy |  | None | Spectacular Solar | PSE&G | Accepted | 2020-07-13 | 2020-07-21 | 2021-10-30 | Solar Edge | SE-RGMTR-1D-240C-A | Meters |  |  | 1 |  |  |  | Yes | Outdoor
NJSTRE1545293938 |  | Transition Incentive Program | Cherry Hill | 8003 | 14 | 15.36 | Residential | No | Behind the Meter | Net-metered residential rooftop and canopy |  | None | Spectacular Solar | PSE&G | Accepted | 2020-07-13 | 2020-07-21 | 2021-10-30 | Canadian Solar | CS3K-320MS | Solar Panels |  | 0.32 | 24 | 285 | 30 |  | Fixed | Roof
NJSTRE1545293938 |  | Transition Incentive Program | Cherry Hill | 8003 | 14 | 15.36 | Residential | No | Behind the Meter | Net-metered residential rooftop and canopy |  | None | Spectacular Solar | PSE&G | Accepted | 2020-07-13 | 2020-07-21 | 2021-10-30 | Solar Edge | SE7600-US | Inverters | 7600 |  | 2 |  |  | 0.99 |  | Outside | Next to meter
NJSTRE1545293938 |  | Transition Incentive Program | Cherry Hill | 8003 | 14 | 15.36 | Residential | No | Behind the Meter | Net-metered residential rooftop and canopy |  | None | Spectacular Solar | PSE&G | Accepted | 2020-07-13 | 2020-07-21 | 2021-10-30 | Canadian Solar | CS3K-320MS | Solar Panels |  | 0.32 | 24 | 105 | 30 |  | Fixed | Roof
NJSTRE1545293947 |  | Transition Incentive Program | Cherry Hill | 8002 | 14 | 4.42 | Residential | Yes | Behind the Meter | Net-metered residential rooftop and canopy |  | PSEG | Vision Solar LLC | PSE&G | Accepted | 2020-07-13 | 2020-07-20 | 2021-07-20 | HANWHA Q-CELLS | Q.PEAK DUO-G6 340 | Solar Panels |  | 0.34 | 8 | 105 | 21 |  | Fixed | Roof
NJSTRE1545293947 |  | Transition Incentive Program | Cherry Hill | 8002 | 14 | 4.42 | Residential | Yes | Behind the Meter | Net-metered residential rooftop and canopy |  | PSEG | Vision Solar LLC | PSE&G | Accepted | 2020-07-13 | 2020-07-20 | 2021-07-20 | HANWHA Q-CELLS | Q.PEAK DUO-G6 340 | Solar Panels |  | 0.34 | 3 | 285 | 21 |  | Fixed | Roof
NJSTRE1545293947 |  | Transition Incentive Program | Cherry Hill | 8002 | 14 | 4.42 | Residential | Yes | Behind the Meter | Net-metered residential rooftop and canopy |  | PSEG | Vision Solar LLC | PSE&G | Accepted | 2020-07-13 | 2020-07-20 | 2021-07-20 | HANWHA Q-CELLS | Q.PEAK DUO-G6 340 | Solar Panels |  | 0.34 | 2 | 195 | 24 |  | Fixed | Roof
NJSTRE1545293947 |  | Transition Incentive Program | Cherry Hill | 8002 | 14 | 4.42 | Residential | Yes | Behind the Meter | Net-metered residential rooftop and canopy |  | PSEG | Vision Solar LLC | PSE&G | Accepted | 2020-07-13 | 2020-07-20 | 2021-07-20 | ENPHASE | IQ7-60-2-US | Inverters | 0.24 |  | 13 |  |  | 0.96 |  | Other | behind each panel
NJSTRE1545293959 |  | Transition Incentive Program | Montgomery | 8502 | 5 | 7.56 | Residential | No | Behind the Meter | Net-metered residential rooftop and canopy |  | None | Tesla Energy Operations Inc. | PSE&G | Accepted | 2020-07-13 | 2020-07-20 | 2021-07-20 | SolarEdge Technologies | SE7600H-US [240V] | Inverters | 7600 |  | 1 |  |  | 0.99 |  | Outside | Outside
NJSTRE1545293959 |  | Transition Incentive Program | Montgomery | 8502 | 5 | 7.56 | Residential | No | Behind the Meter | Net-metered residential rooftop and canopy |  | None | Tesla Energy Operations Inc. | PSE&G | Accepted | 2020-07-13 | 2020-07-20 | 2021-07-20 | Hanwha Q CELLS | Q.PEAK DUO BLK-G5/SC315 | Solar Panels |  | 0.315 | 11 | 209 | 37 |  | Fixed | Roof
NJSTRE1545293959 |  | Transition Incentive Program | Montgomery | 8502 | 5 | 7.56 | Residential | No | Behind the Meter | Net-metered residential rooftop and canopy |  | None | Tesla Energy Operations Inc. | PSE&G | Accepted | 2020-07-13 | 2020-07-20 | 2021-07-20 | Hanwha Q CELLS | Q.PEAK DUO BLK-G5/SC315 | Solar Panels |  | 0.315 | 13 | 209 | 37 |  | Fixed | Roof
NJSTRE1545294041 |  | Transition Incentive Program | Monroe Township | 8831 | 11 | 795.41 | Commercial | No | Behind the Meter | Net-metered non-residential rooftop and canopy |  | None | EnterSolar, LLC | JCP&L | Accepted | 2020-07-13 | 2020-07-20 | 2021-07-20 | SolarEdge | SE100KUS | Inverters | 100000 |  | 5 |  |  | 0.99 |  | Outside | Roof
NJSTRE1545294041 |  | Transition Incentive Program | Monroe Township | 8831 | 11 | 795.41 | Commercial | No | Behind the Meter | Net-metered non-residential rooftop and canopy |  | None | EnterSolar, LLC | JCP&L | Accepted | 2020-07-13 | 2020-07-20 | 2021-07-20 | JA Solar | JAM72S09-385/PR | Solar Panels |  | 0.385 | 2066 | 193 | 10 |  | Fixed | Roof | NA
NJSTRE1545294041 |  | Transition Incentive Program | Monroe Township | 8831 | 11 | 795.41 | Commercial | No | Behind the Meter | Net-metered non-residential rooftop and canopy |  | None | EnterSolar, LLC | JCP&L | Accepted | 2020-07-13 | 2020-07-20 | 2021-07-20 | SolarEdge | se66.6KUS | Inverters | 66600 |  | 1 |  |  | 0.99 |  | Outside | Roof
NJSTRE1545294093 |  | Transition Incentive Program | Linden | 7036 | 10 | 3.85 | Residential | Yes | Behind the Meter | Net-metered residential rooftop and canopy |  | None | Pro Custom Solar dba Momentum Solar | PSE&G | Accepted | 2020-07-13 | 2020-07-20 | 2021-07-20 | Enphase | IQ7Plus-72-2-US | Inverters | 290 |  | 11 |  |  | 0.97 |  | Outdoor | Roof
NJSTRE1545294093 |  | Transition Incentive Program | Linden | 7036 | 10 | 3.85 | Residential | Yes | Behind the Meter | Net-metered residential rooftop and canopy |  | None | Pro Custom Solar dba Momentum Solar | PSE&G | Accepted | 2020-07-13 | 2020-07-20 | 2021-07-20 | LG ELECTRONICS | LG 350N1C-V5 | Solar Panels |  | 0.35 | 11 | 220 | 38 |  | Fixed | Roof
NJSTRE1545294094 |  | Transition Incentive Program | Edison | 8820 | 11 | 9.18 | Residential | Yes | Behind the Meter | Net-metered residential rooftop and canopy |  | PSEG | Vision Solar LLC | PSE&G | Accepted | 2020-07-13 | 2020-07-20 | 2021-07-20 | ENPHASE | IQ7-60-2-US | Inverters | 0.24 |  | 27 |  |  | 0.96 |  | Other | behind each panel
NJSTRE1545294094 |  | Transition Incentive Program | Edison | 8820 | 11 | 9.18 | Residential | Yes | Behind the Meter | Net-metered residential rooftop and canopy |  | PSEG | Vision Solar LLC | PSE&G | Accepted | 2020-07-13 | 2020-07-20 | 2021-07-20 | HANWHA Q-CELLS | Q.PEAK DUO-G6 340 | Solar Panels |  | 0.34 | 11 | 169 | 30 |  | Fixed | Roof
NJSTRE1545294094 |  | Transition Incentive Program | Edison | 8820 | 11 | 9.18 | Residential | Yes | Behind the Meter | Net-metered residential rooftop and canopy |  | PSEG | Vision Solar LLC | PSE&G | Accepted | 2020-07-13 | 2020-07-20 | 2021-07-20 | HANWHA Q-CELLS | Q.PEAK DUO-G6 340 | Solar Panels |  | 0.34 | 2 | 79 | 30 |  | Fixed | Roof
NJSTRE1545294094 |  | Transition Incentive Program | Edison | 8820 | 11 | 9.18 | Residential | Yes | Behind the Meter | Net-metered residential rooftop and canopy |  | PSEG | Vision Solar LLC | PSE&G | Accepted | 2020-07-13 | 2020-07-20 | 2021-07-20 | HANWHA Q-CELLS | Q.PEAK DUO-G6 340 | Solar Panels |  | 0.34 | 1 | 79 | 23 |  | Fixed | Roof
NJSTRE1545294094 |  | Transition Incentive Program | Edison | 8820 | 11 | 9.18 | Residential | Yes | Behind the Meter | Net-metered residential rooftop and canopy |  | PSEG | Vision Solar LLC | PSE&G | Accepted | 2020-07-13 | 2020-07-20 | 2021-07-20 | HANWHA Q-CELLS | Q.PEAK DUO-G6 340 | Solar Panels |  | 0.34 | 5 | 259 | 30 |  | Fixed | Roof
NJSTRE1545294094 |  | Transition Incentive Program | Edison | 8820 | 11 | 9.18 | Residential | Yes | Behind the Meter | Net-metered residential rooftop and canopy |  | PSEG | Vision Solar LLC | PSE&G | Accepted | 2020-07-13 | 2020-07-20 | 2021-07-20 | HANWHA Q-CELLS | Q.PEAK DUO-G6 340 | Solar Panels |  | 0.34 | 5 | 169 | 20 |  | Fixed | Roof
NJSTRE1545294094 |  | Transition Incentive Program | Edison | 8820 | 11 | 9.18 | Residential | Yes | Behind the Meter | Net-metered residential rooftop and canopy |  | PSEG | Vision Solar LLC | PSE&G | Accepted | 2020-07-13 | 2020-07-20 | 2021-07-20 | HANWHA Q-CELLS | Q.PEAK DUO-G6 340 | Solar Panels |  | 0.34 | 3 | 349 | 30 |  | Fixed | Roof
NJSTRE1545294100 |  | Transition Incentive Program | Perth Amboy | 8861 | 11 | 5.3 | Residential | No | Behind the Meter | Net-metered residential rooftop and canopy |  | None | Integra Renewables | PSE&G | Accepted | 2020-07-13 | 2020-07-20 | 2021-07-20 | ABB | PVS5000 | Inverters | 5000 |  | 1 |  |  | 0.97 |  | Outside | Side of house
NJSTRE1545294100 |  | Transition Incentive Program | Perth Amboy | 8861 | 11 | 5.3 | Residential | No | Behind the Meter | Net-metered residential rooftop and canopy |  | None | Integra Renewables | PSE&G | Accepted | 2020-07-13 | 2020-07-20 | 2021-07-20 | Hanwha | TwinPeak265 | Solar Panels |  | 0.265 | 20 | 200 | 40 |  | Fixed | Roof
NJSTRE1545294110 |  | Transition Incentive Program | Lawnside | 8045 | 14 | 44.55 | Commercial | No | Behind the Meter | Net-metered non-residential rooftop and canopy |  | None | National Energy Partners LLC | PSE&G | Accepted | 2020-07-13 | 2020-07-27 | 2021-07-27 | CPS | 36KTL-DO-US | Inverters | 36000 |  | 1 |  |  | 0.98 |  | Outdoor | Near Point of Interconnection
NJSTRE1545294110 |  | Transition Incentive Program | Lawnside | 8045 | 14 | 44.55 | Commercial | No | Behind the Meter | Net-metered non-residential rooftop and canopy |  | None | National Energy Partners LLC | PSE&G | Accepted | 2020-07-13 | 2020-07-27 | 2021-07-27 | SolarEdge | Wave | Meters |  |  | 1 |  |  |  | Yes | Outdoor
NJSTRE1545294110 |  | Transition Incentive Program | Lawnside | 8045 | 14 | 44.55 | Commercial | No | Behind the Meter | Net-metered non-residential rooftop and canopy |  | None | National Energy Partners LLC | PSE&G | Accepted | 2020-07-13 | 2020-07-27 | 2021-07-27 | JINKO | JKM405M-72HL-V | Solar Panels |  | 0.405 | 110 | 140 | 0 |  | Fixed | Roof | On Top of Pre-Existing Gas Station Canopy
NJSTRE1545294119 |  | Transition Incentive Program | Old Bridge | 8857 | 11 | 8.16 | Residential | No | Behind the Meter | Net-metered residential rooftop and canopy |  | None | Tesla Energy Operations Inc. | JCP&L | Accepted | 2020-07-13 | 2020-07-20 | 2021-07-20 | SolarEdge Technologies | SE7600H-US [240V] | Inverters | 7600 |  | 1 |  |  | 0.99 |  | Outside | Outside
NJSTRE1545294119 |  | Transition Incentive Program | Old Bridge | 8857 | 11 | 8.16 | Residential | No | Behind the Meter | Net-metered residential rooftop and canopy |  | None | Tesla Energy Operations Inc. | JCP&L | Accepted | 2020-07-13 | 2020-07-20 | 2021-07-20 | Hanwha Q-Cells | Q.Peak DUO BLK-G6+/SC340 | Solar Panels |  | 0.34 | 24 | 280 | 30 |  | Fixed | Roof
NJSTRE1545294120 |  | Transition Incentive Program | Trenton | 8610 | 12 | 5.03 | Residential | No | Behind the Meter | Net-metered residential rooftop and canopy |  | None | Seabright Solar | PSE&G | Accepted | 2020-08-04 | 2020-08-07 | 2021-10-30 | Sunpower | PVS 6 | Meters |  |  | 1 |  |  |  | Yes | Outdoor
NJSTRE1545294120 |  | Transition Incentive Program | Trenton | 8610 | 12 | 5.03 | Residential | No | Behind the Meter | Net-metered residential rooftop and canopy |  | None | Seabright Solar | PSE&G | Accepted | 2020-08-04 | 2020-08-07 | 2021-10-30 | Sunpower | SPR-X21-335 | Solar Panels |  | 0.335 | 10 | 119 | 30 |  | Fixed | Roof
NJSTRE1545294120 |  | Transition Incentive Program | Trenton | 8610 | 12 | 5.03 | Residential | No | Behind the Meter | Net-metered residential rooftop and canopy |  | None | Seabright Solar | PSE&G | Accepted | 2020-08-04 | 2020-08-07 | 2021-10-30 | Sunpower | SPR-X21-335 | Inverters | 0.32 |  | 15 |  |  | 0.99 |  | Outside | Roof
NJSTRE1545294120 |  | Transition Incentive Program | Trenton | 8610 | 12 | 5.03 | Residential | No | Behind the Meter | Net-metered residential rooftop and canopy |  | None | Seabright Solar | PSE&G | Accepted | 2020-08-04 | 2020-08-07 | 2021-10-30 | Sunpower | SPR-X21-335 | Solar Panels |  | 0.335 | 5 | 299 | 30 |  | Fixed | Roof
NJSTRE1545294134 |  | Transition Incentive Program | Linden | 7036 | 10 | 4.58 | Residential | Yes | Behind the Meter | Net-metered residential rooftop and canopy |  | None | Sunrun Installation Services, Inc. | PSE&G | Accepted | 2020-07-13 | 2020-07-20 | 2021-07-20 | Enphase Energy | IQ7-60-x-US | Inverters | 240 |  | 15 |  |  | 0.88 |  | Outside | Roof
NJSTRE1545294134 |  | Transition Incentive Program | Linden | 7036 | 10 | 4.58 | Residential | Yes | Behind the Meter | Net-metered residential rooftop and canopy |  | None | Sunrun Installation Services, Inc. | PSE&G | Accepted | 2020-07-13 | 2020-07-20 | 2021-07-20 | LONGi Green Energy Technology Co Ltd | LR6-60HPB-305M | Solar Panels |  | 0.305 | 9 | 130 | 30 |  | Fixed | Roof
NJSTRE1545294134 |  | Transition Incentive Program | Linden | 7036 | 10 | 4.58 | Residential | Yes | Behind the Meter | Net-metered residential rooftop and canopy |  | None | Sunrun Installation Services, Inc. | PSE&G | Accepted | 2020-07-13 | 2020-07-20 | 2021-07-20 | LONGi Green Energy Technology Co Ltd | LR6-60HPB-305M | Solar Panels |  | 0.305 | 6 | 310 | 30 |  | Fixed | Roof
NJSTRE1545294162 |  | Transition Incentive Program | Monroe Township | 8831 | 11 | 13.23 | Residential | No | Behind the Meter | Net-metered residential rooftop and canopy |  | None | Tesla Energy Operations Inc. | JCP&L | Accepted | 2020-07-13 | 2020-07-20 | 2021-07-20 | SolarEdge Technologies | SE7600H-US [240V] | Inverters | 7600 |  | 1 |  |  | 0.99 |  | Outside | Outside
NJSTRE1545294162 |  | Transition Incentive Program | Monroe Township | 8831 | 11 | 13.23 | Residential | No | Behind the Meter | Net-metered residential rooftop and canopy |  | None | Tesla Energy Operations Inc. | JCP&L | Accepted | 2020-07-13 | 2020-07-20 | 2021-07-20 | Hanwha Q CELLS | Q.PEAK DUO BLK-G5/SC315 | Solar Panels |  | 0.315 | 17 | 143 | 34 |  | Fixed | Roof
NJSTRE1545294162 |  | Transition Incentive Program | Monroe Township | 8831 | 11 | 13.23 | Residential | No | Behind the Meter | Net-metered residential rooftop and canopy |  | None | Tesla Energy Operations Inc. | JCP&L | Accepted | 2020-07-13 | 2020-07-20 | 2021-07-20 | Hanwha Q CELLS | Q.PEAK DUO BLK-G5/SC315 | Solar Panels |  | 0.315 | 25 | 323 | 34 |  | Fixed | Roof
NJSTRE1545294162 |  | Transition Incentive Program | Monroe Township | 8831 | 11 | 13.23 | Residential | No | Behind the Meter | Net-metered residential rooftop and canopy |  | None | Tesla Energy Operations Inc. | JCP&L | Accepted | 2020-07-13 | 2020-07-20 | 2021-07-20 | SolarEdge Technologies | SE3800H-US [240V] | Inverters | 3800 |  | 1 |  |  | 0.99 |  | Outside | Outside
NJSTRE1545294346 |  | Transition Incentive Program | EATONTOWN | 7724 | 17 | 7.15 | Residential | Yes | Behind the Meter | Net-metered residential rooftop and canopy |  | None | Vivint Solar Developer, LLC | JCP&L | Accepted | 2020-07-14 | 2020-07-20 | 2021-07-20 | Jinko Solar | JKM325M-60HBL | Solar Panels |  | 0.325 | 6 | 191 | 4 |  | Fixed | Roof
NJSTRE1545294346 |  | Transition Incentive Program | EATONTOWN | 7724 | 17 | 7.15 | Residential | Yes | Behind the Meter | Net-metered residential rooftop and canopy |  | None | Vivint Solar Developer, LLC | JCP&L | Accepted | 2020-07-14 | 2020-07-20 | 2021-07-20 | Jinko Solar | JKM325M-60HBL | Solar Panels |  | 0.325 | 8 | 11 | 31 |  | Fixed | Roof
NJSTRE1545294346 |  | Transition Incentive Program | EATONTOWN | 7724 | 17 | 7.15 | Residential | Yes | Behind the Meter | Net-metered residential rooftop and canopy |  | None | Vivint Solar Developer, LLC | JCP&L | Accepted | 2020-07-14 | 2020-07-20 | 2021-07-20 | Jinko Solar | JKM325M-60HBL | Solar Panels |  | 0.325 | 8 | 191 | 32 |  | Fixed | Roof
NJSTRE1545294346 |  | Transition Incentive Program | EATONTOWN | 7724 | 17 | 7.15 | Residential | Yes | Behind the Meter | Net-metered residential rooftop and canopy |  | None | Vivint Solar Developer, LLC | JCP&L | Accepted | 2020-07-14 | 2020-07-20 | 2021-07-20 | Solar Edge | SE7600H-US | Inverters | 7600 |  | 1 |  |  | 0.992 |  | Outdoor | Near the Utility Meter
NJSTRE1545294354 |  | Transition Incentive Program | PENNSAUKEN | 8110 | 14 | 8.13 | Residential | Yes | Behind the Meter | Net-metered residential rooftop and canopy |  | None | Vivint Solar Developer, LLC | PSE&G | Accepted | 2020-07-14 | 2020-07-20 | 2021-07-20 | Solar Edge | SE7600H-US | Inverters | 7600 |  | 1 |  |  | 0.992 |  | Outdoor | Near the Utility Meter
NJSTRE1545294354 |  | Transition Incentive Program | PENNSAUKEN | 8110 | 14 | 8.13 | Residential | Yes | Behind the Meter | Net-metered residential rooftop and canopy |  | None | Vivint Solar Developer, LLC | PSE&G | Accepted | 2020-07-14 | 2020-07-20 | 2021-07-20 | JINKO SOLAR | JKM325M-60HL | Solar Panels |  | 0.325 | 25 | 313 | 23 |  | Fixed | Roof
NJSTRE1545296001 |  | Transition Incentive Program | Old Bridge Township | 8857 | 11 | 8.24 | Residential | Yes | Behind the Meter | Net-metered residential rooftop and canopy |  | None | Sunrun Installation Services, Inc. | JCP&L | Accepted | 2020-07-14 | 2020-07-29 | 2021-07-29 | Enphase Energy | IQ7-60-x-US (240V) | Inverters | 240 |  | 27 |  |  | 0.96 |  | Outdoor | Rooftop
NJSTRE1545296001 |  | Transition Incentive Program | Old Bridge Township | 8857 | 11 | 8.24 | Residential | Yes | Behind the Meter | Net-metered residential rooftop and canopy |  | None | Sunrun Installation Services, Inc. | JCP&L | Accepted | 2020-07-14 | 2020-07-29 | 2021-07-29 | LONGi Green Energy Technology Co Ltd | LR6-60HPB-305M | Solar Panels |  | 0.305 | 27 | 95 | 10 |  | Fixed | Roof
NJSTRE1545296005 |  | Transition Incentive Program | PLEASANTVILLE | 8232 | 19 | 8.19 | Residential | Yes | Behind the Meter | Net-metered residential rooftop and canopy |  | None | Suntuity Solar LLC | AC Electric | Accepted | 2020-07-14 | 2020-07-20 | 2021-07-20 | Enphase Energy | IQ7-60-2-US | Inverters | 240 |  | 26 |  |  | 0.97 |  | Outdoor | Behind the PV Modules
NJSTRE1545296005 |  | Transition Incentive Program | PLEASANTVILLE | 8232 | 19 | 8.19 | Residential | Yes | Behind the Meter | Net-metered residential rooftop and canopy |  | None | Suntuity Solar LLC | AC Electric | Accepted | 2020-07-14 | 2020-07-20 | 2021-07-20 | Longi | LR6-60HPB-315M | Solar Panels |  | 0.315 | 6 | 25 | 40 |  | Fixed | Roof
NJSTRE1545296005 |  | Transition Incentive Program | PLEASANTVILLE | 8232 | 19 | 8.19 | Residential | Yes | Behind the Meter | Net-metered residential rooftop and canopy |  | None | Suntuity Solar LLC | AC Electric | Accepted | 2020-07-14 | 2020-07-20 | 2021-07-20 | Longi | LR6-60HPB-315M | Solar Panels |  | 0.315 | 8 | 205 | 40 |  | Fixed | Roof
NJSTRE1545296005 |  | Transition Incentive Program | PLEASANTVILLE | 8232 | 19 | 8.19 | Residential | Yes | Behind the Meter | Net-metered residential rooftop and canopy |  | None | Suntuity Solar LLC | AC Electric | Accepted | 2020-07-14 | 2020-07-20 | 2021-07-20 | Longi | LR6-60HPB-315M | Solar Panels |  | 0.315 | 8 | 205 | 14 |  | Fixed | Roof
NJSTRE1545296005 |  | Transition Incentive Program | PLEASANTVILLE | 8232 | 19 | 8.19 | Residential | Yes | Behind the Meter | Net-metered residential rooftop and canopy |  | None | Suntuity Solar LLC | AC Electric | Accepted | 2020-07-14 | 2020-07-20 | 2021-07-20 | Longi | LR6-60HPB-315M | Solar Panels |  | 0.315 | 4 | 115 | 38 |  | Fixed | Roof
NJSTRE1545296042 |  | Transition Incentive Program | Port Monmouth | 7758 | 17 | 17.68 | Residential | No | Behind the Meter | Net-metered residential rooftop and canopy |  | JCPL | Vision Solar LLC | JCP&L | Accepted | 2020-07-14 | 2020-07-24 | 2021-07-24 | HANWHA Q-CELLS | Q.PEAK DUO-G6 340 | Solar Panels |  | 0.34 | 5 | 12 | 40 |  | Fixed | Roof
NJSTRE1545296042 |  | Transition Incentive Program | Port Monmouth | 7758 | 17 | 17.68 | Residential | No | Behind the Meter | Net-metered residential rooftop and canopy |  | JCPL | Vision Solar LLC | JCP&L | Accepted | 2020-07-14 | 2020-07-24 | 2021-07-24 | HANWHA Q-CELLS | Q.PEAK DUO-G6 340 | Solar Panels |  | 0.34 | 4 | 282 | 36 |  | Fixed | Roof
NJSTRE1545296042 |  | Transition Incentive Program | Port Monmouth | 7758 | 17 | 17.68 | Residential | No | Behind the Meter | Net-metered residential rooftop and canopy |  | JCPL | Vision Solar LLC | JCP&L | Accepted | 2020-07-14 | 2020-07-24 | 2021-07-24 | HANWHA Q-CELLS | Q.PEAK DUO-G6 340 | Solar Panels |  | 0.34 | 20 | 192 | 40 |  | Fixed | Roof
NJSTRE1545296042 |  | Transition Incentive Program | Port Monmouth | 7758 | 17 | 17.68 | Residential | No | Behind the Meter | Net-metered residential rooftop and canopy |  | JCPL | Vision Solar LLC | JCP&L | Accepted | 2020-07-14 | 2020-07-24 | 2021-07-24 | HANWHA Q-CELLS | Q.PEAK DUO-G6 340 | Solar Panels |  | 0.34 | 6 | 282 | 40 |  | Fixed | Roof
NJSTRE1545296042 |  | Transition Incentive Program | Port Monmouth | 7758 | 17 | 17.68 | Residential | No | Behind the Meter | Net-metered residential rooftop and canopy |  | JCPL | Vision Solar LLC | JCP&L | Accepted | 2020-07-14 | 2020-07-24 | 2021-07-24 | HANWHA Q-CELLS | Q.PEAK DUO-G6 340 | Solar Panels |  | 0.34 | 7 | 12 | 40 |  | Fixed | Roof
NJSTRE1545296042 |  | Transition Incentive Program | Port Monmouth | 7758 | 17 | 17.68 | Residential | No | Behind the Meter | Net-metered residential rooftop and canopy |  | JCPL | Vision Solar LLC | JCP&L | Accepted | 2020-07-14 | 2020-07-24 | 2021-07-24 | HANWHA Q-CELLS | Q.PEAK DUO-G6 340 | Solar Panels |  | 0.34 | 10 | 102 | 40 |  | Fixed | Roof
NJSTRE1545296042 |  | Transition Incentive Program | Port Monmouth | 7758 | 17 | 17.68 | Residential | No | Behind the Meter | Net-metered residential rooftop and canopy |  | JCPL | Vision Solar LLC | JCP&L | Accepted | 2020-07-14 | 2020-07-24 | 2021-07-24 | ENPHASE | IQ7-60-2-US | Inverters | 0.24 |  | 52 |  |  | 0.96 |  | Other | behind each panel
NJSTRE1545296071 |  | Transition Incentive Program | PENNSAUKEN | 8110 | 14 | 8.13 | Residential | Yes | Behind the Meter | Net-metered residential rooftop and canopy |  | None | Vivint Solar Developer, LLC | PSE&G | Accepted | 2020-07-14 | 2020-07-20 | 2021-07-20 | Jinko Solar | JKM325M-60HBL | Solar Panels |  | 0.325 | 14 | 44 | 18 |  | Fixed | Roof
NJSTRE1545296071 |  | Transition Incentive Program | PENNSAUKEN | 8110 | 14 | 8.13 | Residential | Yes | Behind the Meter | Net-metered residential rooftop and canopy |  | None | Vivint Solar Developer, LLC | PSE&G | Accepted | 2020-07-14 | 2020-07-20 | 2021-07-20 | Jinko Solar | JKM325M-60HBL | Solar Panels |  | 0.325 | 11 | 224 | 18 |  | Fixed | Roof
NJSTRE1545296071 |  | Transition Incentive Program | PENNSAUKEN | 8110 | 14 | 8.13 | Residential | Yes | Behind the Meter | Net-metered residential rooftop and canopy |  | None | Vivint Solar Developer, LLC | PSE&G | Accepted | 2020-07-14 | 2020-07-20 | 2021-07-20 | Solar Edge | SE7600H-US | Inverters | 7600 |  | 1 |  |  | 0.992 |  | Outdoor | Near the Utility Meter
NJSTRE1545296086 |  | Transition Incentive Program | PENNSAUKEN | 8109 | 14 | 4.88 | Residential | Yes | Behind the Meter | Net-metered residential rooftop and canopy |  | None | Vivint Solar Developer, LLC | PSE&G | Accepted | 2020-07-14 | 2020-07-20 | 2021-07-20 | Solar Edge | SE3800H-US | Inverters | 3800 |  | 1 |  |  | 0.992 |  | Outdoor | Near the Utility Meter
NJSTRE1545296086 |  | Transition Incentive Program | PENNSAUKEN | 8109 | 14 | 4.88 | Residential | Yes | Behind the Meter | Net-metered residential rooftop and canopy |  | None | Vivint Solar Developer, LLC | PSE&G | Accepted | 2020-07-14 | 2020-07-20 | 2021-07-20 | Jinko Solar | JKM325M-60HL | Solar Panels |  | 0.325 | 10 | 215 | 23 |  | Fixed | Roof
NJSTRE1545296086 |  | Transition Incentive Program | PENNSAUKEN | 8109 | 14 | 4.88 | Residential | Yes | Behind the Meter | Net-metered residential rooftop and canopy |  | None | Vivint Solar Developer, LLC | PSE&G | Accepted | 2020-07-14 | 2020-07-20 | 2021-07-20 | Jinko Solar | JKM325M-60HL | Solar Panels |  | 0.325 | 5 | 35 | 23 |  | Fixed | Roof
NJSTRE1545296117 |  | Transition Incentive Program | FAIRFIELD | 7004 | 9 | 12.4 | Residential | No | Behind the Meter | Net-metered residential rooftop and canopy |  | None | Infinity Solar Systems | PSE&G | Accepted | 2020-07-14 | 2020-07-20 | 2021-07-20 | LG | LG335N1K-V5 | Solar Panels |  | 0.335 | 7 | 202 | 30 |  | Fixed | Roof
NJSTRE1545296117 |  | Transition Incentive Program | FAIRFIELD | 7004 | 9 | 12.4 | Residential | No | Behind the Meter | Net-metered residential rooftop and canopy |  | None | Infinity Solar Systems | PSE&G | Accepted | 2020-07-14 | 2020-07-20 | 2021-07-20 | LG | LG335N1K-V5 | Solar Panels |  | 0.335 | 3 | 122 | 30 |  | Fixed | Roof
NJSTRE1545296117 |  | Transition Incentive Program | FAIRFIELD | 7004 | 9 | 12.4 | Residential | No | Behind the Meter | Net-metered residential rooftop and canopy |  | None | Infinity Solar Systems | PSE&G | Accepted | 2020-07-14 | 2020-07-20 | 2021-07-20 | LG | LG335N1K-V5 | Solar Panels |  | 0.335 | 12 | 122 | 30 |  | Fixed | Roof
NJSTRE1545296117 |  | Transition Incentive Program | FAIRFIELD | 7004 | 9 | 12.4 | Residential | No | Behind the Meter | Net-metered residential rooftop and canopy |  | None | Infinity Solar Systems | PSE&G | Accepted | 2020-07-14 | 2020-07-20 | 2021-07-20 | LG | LG335N1K-V5 | Solar Panels |  | 0.335 | 7 | 212 | 30 |  | Fixed | Roof
NJSTRE1545296117 |  | Transition Incentive Program | FAIRFIELD | 7004 | 9 | 12.4 | Residential | No | Behind the Meter | Net-metered residential rooftop and canopy |  | None | Infinity Solar Systems | PSE&G | Accepted | 2020-07-14 | 2020-07-20 | 2021-07-20 | ENPHASE | IQ7-60-X-US | Inverters | 240 |  | 37 |  |  | 0.97 |  | Outside | MICROINVERTERS
NJSTRE1545296117 |  | Transition Incentive Program | FAIRFIELD | 7004 | 9 | 12.4 | Residential | No | Behind the Meter | Net-metered residential rooftop and canopy |  | None | Infinity Solar Systems | PSE&G | Accepted | 2020-07-14 | 2020-07-20 | 2021-07-20 | LG | LG335N1K-V5 | Solar Panels |  | 0.335 | 8 | 212 | 30 |  | Fixed | Roof
NJSTRE1545296119 |  | Transition Incentive Program | Pleasantville | 8232 | 19 | 5.89 | Residential | Yes | Behind the Meter | Net-metered residential rooftop and canopy |  | ACE | Vision Solar LLC | AC Electric | Accepted | 2020-08-01 | 2020-08-21 | 2021-10-30 | SUNPOWER | E20-327-E-AC | Inverters | 0.24 |  | 18 |  |  | 0.96 |  | Other | behind each panel
NJSTRE1545296119 |  | Transition Incentive Program | Pleasantville | 8232 | 19 | 5.89 | Residential | Yes | Behind the Meter | Net-metered residential rooftop and canopy |  | ACE | Vision Solar LLC | AC Electric | Accepted | 2020-08-01 | 2020-08-21 | 2021-10-30 | SUNPOWER | E20-327-E-AC | Solar Panels |  | 0.327 | 1 | 205 | 40 |  | Fixed | Roof
NJSTRE1545296119 |  | Transition Incentive Program | Pleasantville | 8232 | 19 | 5.89 | Residential | Yes | Behind the Meter | Net-metered residential rooftop and canopy |  | ACE | Vision Solar LLC | AC Electric | Accepted | 2020-08-01 | 2020-08-21 | 2021-10-30 | SUNPOWER | E20-327-E-AC | Solar Panels |  | 0.327 | 3 | 205 | 10 |  | Fixed | Roof
NJSTRE1545296119 |  | Transition Incentive Program | Pleasantville | 8232 | 19 | 5.89 | Residential | Yes | Behind the Meter | Net-metered residential rooftop and canopy |  | ACE | Vision Solar LLC | AC Electric | Accepted | 2020-08-01 | 2020-08-21 | 2021-10-30 | SUNPOWER | E20-327-E-AC | Solar Panels |  | 0.327 | 14 | 25 | 40 |  | Fixed | Roof
NJSTRE1545296125 | NJSRRE1541691838 | Transition Incentive Program | West Deptford | 8051 | 15 | 5.28 | Residential | No | Behind the meter | Behind the Meter |  | None | Green Cities Energy, LLC | AC Electric | Eligible for TI Program | 2019-07-20 | 2019-07-23 | 2021-10-30 | Panasonic | VBHN330SA16 | Solar Panels |  | 0.33 | 16 | 203 | 23 |  | Fixed | Roof
NJSTRE1545296125 | NJSRRE1541691838 | Transition Incentive Program | West Deptford | 8051 | 15 | 5.28 | Residential | No | Behind the meter | Behind the Meter |  | None | Green Cities Energy, LLC | AC Electric | Eligible for TI Program | 2019-07-20 | 2019-07-23 | 2021-10-30 | Enphase Energy | IQ6Plus | Inverters | 0.28 |  | 16 |  |  | 0.97 |  | Outdoor | under modules
NJSTRE1545296179 |  | Transition Incentive Program | Hamilton Twp | 8690 | 12 | 4.08 | Residential | Yes | Behind the Meter | Net-metered residential rooftop and canopy |  | PSEG | Vision Solar LLC | PSE&G | Accepted | 2020-07-14 | 2020-07-20 | 2021-07-20 | ENPHASE | IQ7-60-2-US | Inverters | 0.24 |  | 13 |  |  | 0.96 |  | Other | behind each panel
NJSTRE1545296179 |  | Transition Incentive Program | Hamilton Twp | 8690 | 12 | 4.08 | Residential | Yes | Behind the Meter | Net-metered residential rooftop and canopy |  | PSEG | Vision Solar LLC | PSE&G | Accepted | 2020-07-14 | 2020-07-20 | 2021-07-20 | HANWHA Q-CELLS | Q.PEAK DUO-G6 340 | Solar Panels |  | 0.34 | 4 | 255 | 25 |  | Fixed | Roof
NJSTRE1545296179 |  | Transition Incentive Program | Hamilton Twp | 8690 | 12 | 4.08 | Residential | Yes | Behind the Meter | Net-metered residential rooftop and canopy |  | PSEG | Vision Solar LLC | PSE&G | Accepted | 2020-07-14 | 2020-07-20 | 2021-07-20 | HANWHA Q-CELLS | Q.PEAK DUO-G6 340 | Solar Panels |  | 0.34 | 8 | 255 | 45 |  | Fixed | Roof
NJSTRE1545296234 |  | Transition Incentive Program | Audubon | 8106 | 14 | 10.4 | Residential | No | Behind the Meter | Net-metered residential rooftop and canopy |  | None | Advanced Renewable Solutions | PSE&G | Accepted | 2020-07-14 | 2020-07-21 | 2021-07-21 | ENPHASE | IQ7-60-2-US | Inverters | 7920 |  | 33 |  |  | 0.976 |  | Outdoor | Each micro-inverter is mounted to the underside of ever
NJSTRE1545296234 |  | Transition Incentive Program | Audubon | 8106 | 14 | 10.4 | Residential | No | Behind the Meter | Net-metered residential rooftop and canopy |  | None | Advanced Renewable Solutions | PSE&G | Accepted | 2020-07-14 | 2020-07-21 | 2021-07-21 | CertainTeed | CT315M11-02 | Solar Panels |  | 0.315 | 4 | 140 | 20 |  | Fixed | Roof
NJSTRE1545296234 |  | Transition Incentive Program | Audubon | 8106 | 14 | 10.4 | Residential | No | Behind the Meter | Net-metered residential rooftop and canopy |  | None | Advanced Renewable Solutions | PSE&G | Accepted | 2020-07-14 | 2020-07-21 | 2021-07-21 | CertainTeed | CT315M11-02 | Solar Panels |  | 0.315 | 8 | 50 | 30 |  | Fixed | Roof
NJSTRE1545296234 |  | Transition Incentive Program | Audubon | 8106 | 14 | 10.4 | Residential | No | Behind the Meter | Net-metered residential rooftop and canopy |  | None | Advanced Renewable Solutions | PSE&G | Accepted | 2020-07-14 | 2020-07-21 | 2021-07-21 | CertainTeed | CT315M11-02 | Solar Panels |  | 0.315 | 21 | 230 | 35 |  | Fixed | Roof
NJSTRE1545296240 |  | Transition Incentive Program | LINDEN | 7036 | 10 | 9.45 | Residential | No | Behind the Meter | Net-metered residential rooftop and canopy |  | None | Infinity Solar Systems | PSE&G | Accepted | 2020-07-14 | 2020-07-20 | 2021-07-20 | LG | LG350N1C-V5 | Solar Panels |  | 0.35 | 27 | 127 | 24 |  | Fixed | Roof
NJSTRE1545296240 |  | Transition Incentive Program | LINDEN | 7036 | 10 | 9.45 | Residential | No | Behind the Meter | Net-metered residential rooftop and canopy |  | None | Infinity Solar Systems | PSE&G | Accepted | 2020-07-14 | 2020-07-20 | 2021-07-20 | ENPHASE | IQ7-60-X-US | Inverters | 240 |  | 27 |  |  | 0.97 |  | Outside | MICROINVERTERS
NJSTRE1545296314 |  | Transition Incentive Program | PISCATAWAY TWP | 8854 | 11 | 4.58 | Residential | No | Behind the Meter | Net-metered residential rooftop and canopy |  | None | Sunrun Installation Services, Inc. | PSE&G | Accepted | 2020-07-14 | 2020-07-20 | 2021-07-20 | Enphase Energy | IQ7-60-x-US | Inverters | 240 |  | 15 |  |  | 0.99 |  | Outside | Roof
NJSTRE1545296314 |  | Transition Incentive Program | PISCATAWAY TWP | 8854 | 11 | 4.58 | Residential | No | Behind the Meter | Net-metered residential rooftop and canopy |  | None | Sunrun Installation Services, Inc. | PSE&G | Accepted | 2020-07-14 | 2020-07-20 | 2021-07-20 | LONGi Green Energy Technology Co Ltd | LR6-60HPB-305M | Solar Panels |  | 0.305 | 9 | 132 | 9 |  | Fixed | Pole
NJSTRE1545296314 |  | Transition Incentive Program | PISCATAWAY TWP | 8854 | 11 | 4.58 | Residential | No | Behind the Meter | Net-metered residential rooftop and canopy |  | None | Sunrun Installation Services, Inc. | PSE&G | Accepted | 2020-07-14 | 2020-07-20 | 2021-07-20 | Tesla | Powerwall 2 AC | Electric Storage Battery |  |  | 1 |  |  |  | Lithium Ion |  | outside
NJSTRE1545296314 |  | Transition Incentive Program | PISCATAWAY TWP | 8854 | 11 | 4.58 | Residential | No | Behind the Meter | Net-metered residential rooftop and canopy |  | None | Sunrun Installation Services, Inc. | PSE&G | Accepted | 2020-07-14 | 2020-07-20 | 2021-07-20 | LONGi Green Energy Technology Co Ltd | LR6-60HPB-305M | Solar Panels |  | 0.305 | 6 | 312 | 9 |  | Fixed | Roof
NJSTRE1545296318 |  | Transition Incentive Program | BLOOMFIELD | 7003 | 9 | 6.12 | Residential | Yes | Behind the Meter | Net-metered residential rooftop and canopy |  | PSEG | Vision Solar LLC | PSE&G | Accepted | 2020-07-15 | 2020-07-20 | 2021-07-20 | ENPHASE | IQ7-60-2-US | Inverters | 0.24 |  | 18 |  |  | 0.96 |  | Other | BEHIND EACH PANEL
NJSTRE1545296318 |  | Transition Incentive Program | BLOOMFIELD | 7003 | 9 | 6.12 | Residential | Yes | Behind the Meter | Net-metered residential rooftop and canopy |  | PSEG | Vision Solar LLC | PSE&G | Accepted | 2020-07-15 | 2020-07-20 | 2021-07-20 | HANWHA Q-CELLS | Q.PEAK DUO-G6 340 | Solar Panels |  | 0.34 | 3 | 10 | 20 |  | Fixed | Roof
NJSTRE1545296318 |  | Transition Incentive Program | BLOOMFIELD | 7003 | 9 | 6.12 | Residential | Yes | Behind the Meter | Net-metered residential rooftop and canopy |  | PSEG | Vision Solar LLC | PSE&G | Accepted | 2020-07-15 | 2020-07-20 | 2021-07-20 | HANWHA Q-CELLS | Q.PEAK DUO-G6 340 | Solar Panels |  | 0.34 | 10 | 191 | 37 |  | Fixed | Roof
NJSTRE1545296318 |  | Transition Incentive Program | BLOOMFIELD | 7003 | 9 | 6.12 | Residential | Yes | Behind the Meter | Net-metered residential rooftop and canopy |  | PSEG | Vision Solar LLC | PSE&G | Accepted | 2020-07-15 | 2020-07-20 | 2021-07-20 | HANWHA Q-CELLS | Q.PEAK DUO-G6 340 | Solar Panels |  | 0.34 | 5 | 190 | 20 |  | Fixed | Roof
NJSTRE1545296340 |  | Transition Incentive Program | CARTERET | 7008 | 11 | 10.08 | Residential | Yes | Behind the Meter | Net-metered residential rooftop and canopy |  | None | Vivint Solar Developer, LLC | PSE&G | Accepted | 2020-07-14 | 2020-07-20 | 2021-07-20 | Jinko Solar | JKM325M-60HBL | Solar Panels |  | 0.325 | 14 | 182 | 21 |  | Fixed | Roof
NJSTRE1545296340 |  | Transition Incentive Program | CARTERET | 7008 | 11 | 10.08 | Residential | Yes | Behind the Meter | Net-metered residential rooftop and canopy |  | None | Vivint Solar Developer, LLC | PSE&G | Accepted | 2020-07-14 | 2020-07-20 | 2021-07-20 | SolarEdge | SE7600H-US | Inverters | 7600 |  | 1 |  |  | 0.992 |  | Outdoor | Near the Utility Meter
NJSTRE1545296340 |  | Transition Incentive Program | CARTERET | 7008 | 11 | 10.08 | Residential | Yes | Behind the Meter | Net-metered residential rooftop and canopy |  | None | Vivint Solar Developer, LLC | PSE&G | Accepted | 2020-07-14 | 2020-07-20 | 2021-07-20 | Jinko Solar | JKM325M-60HBL | Solar Panels |  | 0.325 | 17 | 2 | 21 |  | Fixed | Roof
NJSTRE1545296386 |  | Transition Incentive Program | Plainfield | 7060 | 10 | 3.05 | Residential | Yes | Behind the Meter | Net-metered residential rooftop and canopy |  | None | Sunrun, Inc. | PSE&G | Accepted | 2020-07-15 | 2020-07-20 | 2021-07-20 | Enphase Energy | IQ7-60-x-US | Inverters | 240 |  | 12 |  |  | 0.99 |  | Outside | Roof
NJSTRE1545296386 |  | Transition Incentive Program | Plainfield | 7060 | 10 | 3.05 | Residential | Yes | Behind the Meter | Net-metered residential rooftop and canopy |  | None | Sunrun, Inc. | PSE&G | Accepted | 2020-07-15 | 2020-07-20 | 2021-07-20 | x LONGi Green Energy Technology Co Ltd | LR6-60HPB-305M | Solar Panels |  | 0.305 | 6 | 167 | 14 |  | Fixed | Pole
NJSTRE1545296386 |  | Transition Incentive Program | Plainfield | 7060 | 10 | 3.05 | Residential | Yes | Behind the Meter | Net-metered residential rooftop and canopy |  | None | Sunrun, Inc. | PSE&G | Accepted | 2020-07-15 | 2020-07-20 | 2021-07-20 | x LONGi Green Energy Technology Co Ltd | LR6-60HPB-305M | Solar Panels |  | 0.305 | 4 | 167 | 37 |  | Fixed | Roof
NJSTRE1545296386 |  | Transition Incentive Program | Plainfield | 7060 | 10 | 3.05 | Residential | Yes | Behind the Meter | Net-metered residential rooftop and canopy |  | None | Sunrun, Inc. | PSE&G | Accepted | 2020-07-15 | 2020-07-20 | 2021-07-20 | Tesla | Powerwall | Electric Storage Battery |  |  | 1 |  |  |  | Lithium Ion |  | Outside
NJSTRE1545296404 |  | Transition Incentive Program | PINE HILL | 8021 | 14 | 26.73 | Commercial | No | Behind the Meter | Net-metered non-residential rooftop and canopy |  | None | National Energy Partners LLC | AC Electric | Accepted | 2020-07-14 | 2020-07-20 | 2021-07-20 | SOLAREDGE | SE20KUS | Meters |  |  | 1 |  |  |  | Yes | Outdoor
NJSTRE1545296404 |  | Transition Incentive Program | PINE HILL | 8021 | 14 | 26.73 | Commercial | No | Behind the Meter | Net-metered non-residential rooftop and canopy |  | None | National Energy Partners LLC | AC Electric | Accepted | 2020-07-14 | 2020-07-20 | 2021-07-20 | SOLAREDGE | SE20KUS | Inverters | 20000 |  | 1 |  |  | 0.98 |  | Outdoor | Near Interconnection Point
NJSTRE1545296404 |  | Transition Incentive Program | PINE HILL | 8021 | 14 | 26.73 | Commercial | No | Behind the Meter | Net-metered non-residential rooftop and canopy |  | None | National Energy Partners LLC | AC Electric | Accepted | 2020-07-14 | 2020-07-20 | 2021-07-20 | JINKO SOLAR | JKM405-72HL-V | Solar Panels |  | 0.405 | 46 | 194 | 1 |  | Fixed | Roof
NJSTRE1545296404 |  | Transition Incentive Program | PINE HILL | 8021 | 14 | 26.73 | Commercial | No | Behind the Meter | Net-metered non-residential rooftop and canopy |  | None | National Energy Partners LLC | AC Electric | Accepted | 2020-07-14 | 2020-07-20 | 2021-07-20 | JINKO SOLAR | JKM405-72HL-V | Solar Panels |  | 0.405 | 20 | 194 | 5 |  | Fixed | Roof
NJSTRE1545296411 |  | Transition Incentive Program | Hammonton | 8037 | 19 | 9.18 | Residential | No | Behind the Meter | Net-metered residential rooftop and canopy |  | None | Impact Solar LLC | AC Electric | Accepted | 2020-07-14 | 2020-07-20 | 2021-07-20 | solaredge | solaredge direct | Meters |  |  | 1 |  |  |  | Yes | Indoor
NJSTRE1545296411 |  | Transition Incentive Program | Hammonton | 8037 | 19 | 9.18 | Residential | No | Behind the Meter | Net-metered residential rooftop and canopy |  | None | Impact Solar LLC | AC Electric | Accepted | 2020-07-14 | 2020-07-20 | 2021-07-20 | solaredge | SE7600H-US | Inverters | 7600 |  | 1 |  |  | 0.96 |  | Indoor | garage
NJSTRE1545296411 |  | Transition Incentive Program | Hammonton | 8037 | 19 | 9.18 | Residential | No | Behind the Meter | Net-metered residential rooftop and canopy |  | None | Impact Solar LLC | AC Electric | Accepted | 2020-07-14 | 2020-07-20 | 2021-07-20 | hanwha | Q.PEAKDUO-G5340 | Solar Panels |  | 0.34 | 10 | 221 | 23 |  | Fixed | Roof
NJSTRE1545296411 |  | Transition Incentive Program | Hammonton | 8037 | 19 | 9.18 | Residential | No | Behind the Meter | Net-metered residential rooftop and canopy |  | None | Impact Solar LLC | AC Electric | Accepted | 2020-07-14 | 2020-07-20 | 2021-07-20 | hanwha | Q.PEAKDUO-G5340 | Solar Panels |  | 0.34 | 17 | 221 | 23 |  | Fixed | Roof
NJSTRE1545296412 |  | Transition Incentive Program | Jersey City | 7304 | 8 | 6.08 | Residential | No | Behind the Meter | Net-metered residential rooftop and canopy |  | None | Posigen NJ LLC | PSE&G | Accepted | 2020-07-14 | 2020-07-20 | 2021-07-20 | SolarEdge | SE6000H-US | Inverters | 6000 |  | 1 |  |  | 0.99 |  | Outside | within ten feet of meter
NJSTRE1545296412 |  | Transition Incentive Program | Jersey City | 7304 | 8 | 6.08 | Residential | No | Behind the Meter | Net-metered residential rooftop and canopy |  | None | Posigen NJ LLC | PSE&G | Accepted | 2020-07-14 | 2020-07-20 | 2021-07-20 | Hanwha Q-Cells | Q.PEAK DUO-G5 320 | Solar Panels |  | 0.32 | 19 | 120209300 | 37 |  | Fixed | Roof
NJSTRE1545296478 |  | Transition Incentive Program | BERGENFIELD | 7621 | 7 | 7.8 | Residential | Yes | Behind the Meter | Net-metered residential rooftop and canopy |  | None | Vivint Solar Developer, LLC | PSE&G | Accepted | 2020-07-14 | 2020-07-20 | 2021-07-20 | SolarEdge | SE7600H-US | Inverters | 7600 |  | 1 |  |  | 0.992 |  | Outdoor | Near the Utility Meter
NJSTRE1545296478 |  | Transition Incentive Program | BERGENFIELD | 7621 | 7 | 7.8 | Residential | Yes | Behind the Meter | Net-metered residential rooftop and canopy |  | None | Vivint Solar Developer, LLC | PSE&G | Accepted | 2020-07-14 | 2020-07-20 | 2021-07-20 | Jinko Solar | JKM325M-60HBL | Solar Panels |  | 0.325 | 9 | 358 | 29 |  | Fixed | Roof
NJSTRE1545296478 |  | Transition Incentive Program | BERGENFIELD | 7621 | 7 | 7.8 | Residential | Yes | Behind the Meter | Net-metered residential rooftop and canopy |  | None | Vivint Solar Developer, LLC | PSE&G | Accepted | 2020-07-14 | 2020-07-20 | 2021-07-20 | Jinko Solar | JKM325M-60HBL | Solar Panels |  | 0.325 | 15 | 178 | 29 |  | Fixed | Roof
NJSTRE1545296523 |  | Transition Incentive Program | Sewell | 8080 | 15 | 5.78 | Residential | Yes | Behind the Meter | Net-metered residential rooftop and canopy |  | None | Trinity Solar | AC Electric | Accepted | 2020-07-14 | 2020-07-20 | 2021-07-20 | Solar Edge | SE5000 | Inverters | 5000 |  | 1 |  |  | 0.97 |  | Outside | side of home
NJSTRE1545296523 |  | Transition Incentive Program | Sewell | 8080 | 15 | 5.78 | Residential | Yes | Behind the Meter | Net-metered residential rooftop and canopy |  | None | Trinity Solar | AC Electric | Accepted | 2020-07-14 | 2020-07-20 | 2021-07-20 | Hanwha | Q.PEAK DUO BLK-G6 340 | Solar Panels |  | 0.34 | 17 | 125 | 28 |  | Fixed | Roof
NJSTRE1545296540 |  | Transition Incentive Program | PATERSON | 7502 | 6 | 3.9 | Residential | Yes | Behind the Meter | Net-metered residential rooftop and canopy |  | None | Vivint Solar Developer, LLC | PSE&G | Accepted | 2020-07-23 | 2020-07-24 | 2021-07-24 | Jinko Solar | JKM325M-60HBL | Solar Panels |  | 0.325 | 12 | 49 | 40 |  | Fixed | Roof
NJSTRE1545296540 |  | Transition Incentive Program | PATERSON | 7502 | 6 | 3.9 | Residential | Yes | Behind the Meter | Net-metered residential rooftop and canopy |  | None | Vivint Solar Developer, LLC | PSE&G | Accepted | 2020-07-23 | 2020-07-24 | 2021-07-24 | SolarEdge | SE3800H-US | Inverters | 3800 |  | 1 |  |  | 0.992 |  | Outdoor | Near the Utility Meter
NJSTRE1545296548 |  | Transition Incentive Program | Scotch Plains | 7076 | 10 | 6.65 | Residential | Yes | Behind the Meter | Net-metered residential rooftop and canopy |  | None | Pro Custom Solar dba Momentum Solar | PSE&G | Accepted | 2020-07-14 | 2020-07-20 | 2021-07-20 | LG ELECTRONICS | LG 350N1C-V5 | Solar Panels |  | 0.35 | 4 | 222 | 27 |  | Fixed | Roof
NJSTRE1545296548 |  | Transition Incentive Program | Scotch Plains | 7076 | 10 | 6.65 | Residential | Yes | Behind the Meter | Net-metered residential rooftop and canopy |  | None | Pro Custom Solar dba Momentum Solar | PSE&G | Accepted | 2020-07-14 | 2020-07-20 | 2021-07-20 | LG ELECTRONICS | LG 350N1C-V5 | Solar Panels |  | 0.35 | 4 | 42 | 25 |  | Fixed | Roof
NJSTRE1545296548 |  | Transition Incentive Program | Scotch Plains | 7076 | 10 | 6.65 | Residential | Yes | Behind the Meter | Net-metered residential rooftop and canopy |  | None | Pro Custom Solar dba Momentum Solar | PSE&G | Accepted | 2020-07-14 | 2020-07-20 | 2021-07-20 | Enphase | IQ7Plus-72-2-US | Inverters | 290 |  | 19 |  |  | 0.97 |  | Outdoor | Roof
NJSTRE1545296548 |  | Transition Incentive Program | Scotch Plains | 7076 | 10 | 6.65 | Residential | Yes | Behind the Meter | Net-metered residential rooftop and canopy |  | None | Pro Custom Solar dba Momentum Solar | PSE&G | Accepted | 2020-07-14 | 2020-07-20 | 2021-07-20 | LG ELECTRONICS | LG 350N1C-V5 | Solar Panels |  | 0.35 | 8 | 222 | 36 |  | Fixed | Roof
NJSTRE1545296548 |  | Transition Incentive Program | Scotch Plains | 7076 | 10 | 6.65 | Residential | Yes | Behind the Meter | Net-metered residential rooftop and canopy |  | None | Pro Custom Solar dba Momentum Solar | PSE&G | Accepted | 2020-07-14 | 2020-07-20 | 2021-07-20 | LG ELECTRONICS | LG 350N1C-V5 | Solar Panels |  | 0.35 | 3 | 42 | 37 |  | Fixed | Roof
NJSTRE1545296563 |  | Transition Incentive Program | Trenton | 8638 | 12 | 4.36 | Residential | Yes | Behind the Meter | Net-metered residential rooftop and canopy |  | PSEG | Vision Solar LLC | PSE&G | Accepted | 2020-07-14 | 2020-07-20 | 2021-07-20 | ENPHASE | IQ7-60-2-US | Inverters | 0.24 |  | 13 |  |  | 0.96 |  | Other | behind each panel
NJSTRE1545296563 |  | Transition Incentive Program | Trenton | 8638 | 12 | 4.36 | Residential | Yes | Behind the Meter | Net-metered residential rooftop and canopy |  | PSEG | Vision Solar LLC | PSE&G | Accepted | 2020-07-14 | 2020-07-20 | 2021-07-20 | LG SOLAR | LG335N1K-V5 | Solar Panels |  | 0.335 | 13 | 220 | 38 |  | Fixed | Roof
NJSTRE1545296584 |  | Transition Incentive Program | Port Monmouth | 7758 | 17 | 11.39 | Residential | Yes | Behind the Meter | Net-metered residential rooftop and canopy |  | JCPL | Vision Solar LLC | JCP&L | Accepted | 2020-07-14 | 2020-07-20 | 2021-07-20 | LG SOLAR | LG335N1K-V5 | Solar Panels |  | 0.335 | 18 | 25 | 23 |  | Fixed | Roof
NJSTRE1545296584 |  | Transition Incentive Program | Port Monmouth | 7758 | 17 | 11.39 | Residential | Yes | Behind the Meter | Net-metered residential rooftop and canopy |  | JCPL | Vision Solar LLC | JCP&L | Accepted | 2020-07-14 | 2020-07-20 | 2021-07-20 | LG SOLAR | LG335N1K-V5 | Solar Panels |  | 0.335 | 16 | 205 | 23 |  | Fixed | Roof
NJSTRE1545296584 |  | Transition Incentive Program | Port Monmouth | 7758 | 17 | 11.39 | Residential | Yes | Behind the Meter | Net-metered residential rooftop and canopy |  | JCPL | Vision Solar LLC | JCP&L | Accepted | 2020-07-14 | 2020-07-20 | 2021-07-20 | ENPHASE | IQ7-60-2-US | Inverters | 0.24 |  | 34 |  |  | 0.96 |  | Other | behind each panel
NJSTRE1545296595 |  | Transition Incentive Program | WEST LONG BRANCH | 7764 | 17 | 9.75 | Residential | Yes | Behind the Meter | Net-metered residential rooftop and canopy |  | None | Vivint Solar Developer, LLC | JCP&L | Accepted | 2020-07-14 | 2020-07-20 | 2021-07-20 | SolarEdge | SE7600H-US | Inverters | 7600 |  | 1 |  |  | 0.992 |  | Outdoor | Near the Utility Meter
NJSTRE1545296595 |  | Transition Incentive Program | WEST LONG BRANCH | 7764 | 17 | 9.75 | Residential | Yes | Behind the Meter | Net-metered residential rooftop and canopy |  | None | Vivint Solar Developer, LLC | JCP&L | Accepted | 2020-07-14 | 2020-07-20 | 2021-07-20 | Jinko Solar | JKM325M-60HBL | Solar Panels |  | 0.325 | 13 | 76 | 16 |  | Fixed | Roof
NJSTRE1545296595 |  | Transition Incentive Program | WEST LONG BRANCH | 7764 | 17 | 9.75 | Residential | Yes | Behind the Meter | Net-metered residential rooftop and canopy |  | None | Vivint Solar Developer, LLC | JCP&L | Accepted | 2020-07-14 | 2020-07-20 | 2021-07-20 | Jinko Solar | JKM325M-60HBL | Solar Panels |  | 0.325 | 17 | 256 | 16 |  | Fixed | Roof
NJSTRE1545296600 |  | Transition Incentive Program | EMERSON BORO | 7630 | 7 | 5.58 | Residential | Yes | Behind the Meter | Net-metered residential rooftop and canopy |  | None | Sunrun, Inc. | PSE&G | Accepted | 2020-07-15 | 2020-07-20 | 2021-07-20 | LONGi Green Energy Technology Co Ltd | LR6-60HPB-310M | Solar Panels |  | 0.31 | 8 | 15 | 23 |  | Fixed | Roof
NJSTRE1545296600 |  | Transition Incentive Program | EMERSON BORO | 7630 | 7 | 5.58 | Residential | Yes | Behind the Meter | Net-metered residential rooftop and canopy |  | None | Sunrun, Inc. | PSE&G | Accepted | 2020-07-15 | 2020-07-20 | 2021-07-20 | Enphase Energy | IQ7-60-x-US | Inverters | 240 |  | 18 |  |  | 0.99 |  | Outdoor | Roof
NJSTRE1545296600 |  | Transition Incentive Program | EMERSON BORO | 7630 | 7 | 5.58 | Residential | Yes | Behind the Meter | Net-metered residential rooftop and canopy |  | None | Sunrun, Inc. | PSE&G | Accepted | 2020-07-15 | 2020-07-20 | 2021-07-20 | LONGi Green Energy Technology Co Ltd | LR6-60HPB-310M | Solar Panels |  | 0.31 | 4 | 104 | 28 |  | Single Axis | Roof
NJSTRE1545296600 |  | Transition Incentive Program | EMERSON BORO | 7630 | 7 | 5.58 | Residential | Yes | Behind the Meter | Net-metered residential rooftop and canopy |  | None | Sunrun, Inc. | PSE&G | Accepted | 2020-07-15 | 2020-07-20 | 2021-07-20 | LONGi Green Energy Technology Co Ltd | LR6-60HPB-310M | Solar Panels |  | 0.31 | 6 | 195 | 23 |  | Fixed | Roof
NJSTRE1545296648 |  | Transition Incentive Program | Sewell | 8051 | 15 | 33.62 | Commercial | No | Behind the Meter | Net-metered non-residential rooftop and canopy |  | None | National Energy Partners LLC | AC Electric | Accepted | 2020-07-15 | 2020-08-07 | 2021-10-30 | SolarEdge | SE30KUS | Meters |  |  | 1 |  |  |  | Yes | Outdoor
NJSTRE1545296648 |  | Transition Incentive Program | Sewell | 8051 | 15 | 33.62 | Commercial | No | Behind the Meter | Net-metered non-residential rooftop and canopy |  | None | National Energy Partners LLC | AC Electric | Accepted | 2020-07-15 | 2020-08-07 | 2021-10-30 | JINKO SOLAR | JKM405-HL-V | Solar Panels |  | 0.405 | 27 | 250 | 15 |  | Fixed | Roof
NJSTRE1545296648 |  | Transition Incentive Program | Sewell | 8051 | 15 | 33.62 | Commercial | No | Behind the Meter | Net-metered non-residential rooftop and canopy |  | None | National Energy Partners LLC | AC Electric | Accepted | 2020-07-15 | 2020-08-07 | 2021-10-30 | JINKO SOLAR | JKM405-HL-V | Solar Panels |  | 0.405 | 56 | 160 | 1 |  | Fixed | Roof
NJSTRE1545296648 |  | Transition Incentive Program | Sewell | 8051 | 15 | 33.62 | Commercial | No | Behind the Meter | Net-metered non-residential rooftop and canopy |  | None | National Energy Partners LLC | AC Electric | Accepted | 2020-07-15 | 2020-08-07 | 2021-10-30 | SOLAREDGE | SE30KUS | Inverters | 30000 |  | 1 |  |  | 0.985 |  | Outdoor | Near Point of Interconnection
NJSTRE1545296681 |  | Transition Incentive Program | Colonia | 7067 | 10 | 11.9 | Residential | Yes | Behind the Meter | Net-metered residential rooftop and canopy |  | None | Pro Custom Solar dba Momentum Solar | PSE&G | Accepted | 2020-07-14 | 2020-07-20 | 2021-07-20 | Enphase | IQ7Plus-72-2-US | Inverters | 290 |  | 34 |  |  | 0.97 |  | Outdoor | Roof
NJSTRE1545296681 |  | Transition Incentive Program | Colonia | 7067 | 10 | 11.9 | Residential | Yes | Behind the Meter | Net-metered residential rooftop and canopy |  | None | Pro Custom Solar dba Momentum Solar | PSE&G | Accepted | 2020-07-14 | 2020-07-20 | 2021-07-20 | LG ELECTRONICS | LG 350N1C-V5 | Solar Panels |  | 0.35 | 12 | 136 | 18 |  | Fixed | Roof
NJSTRE1545296681 |  | Transition Incentive Program | Colonia | 7067 | 10 | 11.9 | Residential | Yes | Behind the Meter | Net-metered residential rooftop and canopy |  | None | Pro Custom Solar dba Momentum Solar | PSE&G | Accepted | 2020-07-14 | 2020-07-20 | 2021-07-20 | LG ELECTRONICS | LG 350N1C-V5 | Solar Panels |  | 0.35 | 22 | 316 | 20 |  | Fixed | Roof
NJSTRE1545299301 |  | Transition Incentive Program | MANAHAWKIN | 8050 | 18 | 4.83 | Residential | Yes | Behind the Meter | Net-metered residential rooftop and canopy |  | None | Sunrun, Inc. | AC Electric | Accepted | 2020-07-15 | 2020-07-20 | 2021-07-20 | Delta Electronics | M4-TL-US | Inverters | 4000 |  | 1 |  |  | 0.96 |  | Outdoor | Next to Meter
NJSTRE1545299301 |  | Transition Incentive Program | MANAHAWKIN | 8050 | 18 | 4.83 | Residential | Yes | Behind the Meter | Net-metered residential rooftop and canopy |  | None | Sunrun, Inc. | AC Electric | Accepted | 2020-07-15 | 2020-07-20 | 2021-07-20 | LG Electronics | LG345N1C-V5 | Solar Panels |  | 0.345 | 14 | 198 | 23 |  | Fixed | Roof
NJSTRE1545299313 |  | Transition Incentive Program | Magnolia | 8049 | 14 | 18.87 | Residential | No | Behind the Meter | Net-metered residential rooftop and canopy |  | None | Whitman Construction, LLC | PSE&G | Accepted | 2020-07-15 | 2020-07-20 | 2021-07-20 | Solaria Power | XT-370R-PD | Solar Panels |  | 0.37 | 9 | 176 | 45 |  | Fixed | Roof
NJSTRE1545299313 |  | Transition Incentive Program | Magnolia | 8049 | 14 | 18.87 | Residential | No | Behind the Meter | Net-metered residential rooftop and canopy |  | None | Whitman Construction, LLC | PSE&G | Accepted | 2020-07-15 | 2020-07-20 | 2021-07-20 | Solaria Power | XT-370R-PD | Solar Panels |  | 0.37 | 42 | 175 | 20 |  | Fixed | Roof
NJSTRE1545299313 |  | Transition Incentive Program | Magnolia | 8049 | 14 | 18.87 | Residential | No | Behind the Meter | Net-metered residential rooftop and canopy |  | None | Whitman Construction, LLC | PSE&G | Accepted | 2020-07-15 | 2020-07-20 | 2021-07-20 | enphase energy | IQ7Plus-72-2-US | Inverters | 240 |  | 51 |  |  | 0.975 |  | Outdoor | microinverters located under modules
NJSTRE1545299329 |  | Transition Incentive Program | Egg harbor township | 8234 | 19 | 13.6 | Residential | Yes | Behind the Meter | Net-metered residential rooftop and canopy |  | ACE | Vision Solar LLC | AC Electric | Accepted | 2020-07-15 | 2020-07-20 | 2021-07-20 | ENPHASE | IQ7-60-2-US | Inverters | 0.24 |  | 40 |  |  | 0.96 |  | Other | BEHIND EACH PANEL
NJSTRE1545299329 |  | Transition Incentive Program | Egg harbor township | 8234 | 19 | 13.6 | Residential | Yes | Behind the Meter | Net-metered residential rooftop and canopy |  | ACE | Vision Solar LLC | AC Electric | Accepted | 2020-07-15 | 2020-07-20 | 2021-07-20 | HANWHA Q-CELLS | Q.PEAK DUO-G6 340 | Solar Panels |  | 0.34 | 23 | 152 | 20 |  | Fixed | Roof
NJSTRE1545299329 |  | Transition Incentive Program | Egg harbor township | 8234 | 19 | 13.6 | Residential | Yes | Behind the Meter | Net-metered residential rooftop and canopy |  | ACE | Vision Solar LLC | AC Electric | Accepted | 2020-07-15 | 2020-07-20 | 2021-07-20 | HANWHA Q-CELLS | Q.PEAK DUO-G6 340 | Solar Panels |  | 0.34 | 17 | 332 | 20 |  | Fixed | Roof
NJSTRE1545299330 |  | Transition Incentive Program | Woodbine | 8270 | 21 | 19.61 | Residential | Yes | Behind the Meter | Net-metered residential rooftop and canopy |  | None | Whitman Construction, LLC | AC Electric | Accepted | 2020-07-17 | 2020-07-20 | 2021-07-20 | enphase energy | IQ7plus-72-2-US | Inverters | 240 |  | 53 |  |  | 0.975 |  | Outdoor | microinverters located under the modules
NJSTRE1545299330 |  | Transition Incentive Program | Woodbine | 8270 | 21 | 19.61 | Residential | Yes | Behind the Meter | Net-metered residential rooftop and canopy |  | None | Whitman Construction, LLC | AC Electric | Accepted | 2020-07-17 | 2020-07-20 | 2021-07-20 | solaria power | XT-370R-PD | Solar Panels |  | 0.37 | 10 | 99 | 30 |  | Fixed | Roof
NJSTRE1545299330 |  | Transition Incentive Program | Woodbine | 8270 | 21 | 19.61 | Residential | Yes | Behind the Meter | Net-metered residential rooftop and canopy |  | None | Whitman Construction, LLC | AC Electric | Accepted | 2020-07-17 | 2020-07-20 | 2021-07-20 | solaria power | XT-370R-PD | Solar Panels |  | 0.37 | 9 | 7 | 36 |  | Fixed | Roof
NJSTRE1545299330 |  | Transition Incentive Program | Woodbine | 8270 | 21 | 19.61 | Residential | Yes | Behind the Meter | Net-metered residential rooftop and canopy |  | None | Whitman Construction, LLC | AC Electric | Accepted | 2020-07-17 | 2020-07-20 | 2021-07-20 | solaria power | XT-370R-PD | Solar Panels |  | 0.37 | 10 | 279 | 30 |  | Fixed | Roof
NJSTRE1545299330 |  | Transition Incentive Program | Woodbine | 8270 | 21 | 19.61 | Residential | Yes | Behind the Meter | Net-metered residential rooftop and canopy |  | None | Whitman Construction, LLC | AC Electric | Accepted | 2020-07-17 | 2020-07-20 | 2021-07-20 | solaria power | XT-370R-PD | Solar Panels |  | 0.37 | 10 | 0 | 0 |  | Fixed | Roof
NJSTRE1545299330 |  | Transition Incentive Program | Woodbine | 8270 | 21 | 19.61 | Residential | Yes | Behind the Meter | Net-metered residential rooftop and canopy |  | None | Whitman Construction, LLC | AC Electric | Accepted | 2020-07-17 | 2020-07-20 | 2021-07-20 | Solaria Power | XT-370R-PD | Solar Panels |  | 0.37 | 7 | 187 | 36 |  | Fixed | Roof
NJSTRE1545299330 |  | Transition Incentive Program | Woodbine | 8270 | 21 | 19.61 | Residential | Yes | Behind the Meter | Net-metered residential rooftop and canopy |  | None | Whitman Construction, LLC | AC Electric | Accepted | 2020-07-17 | 2020-07-20 | 2021-07-20 | solaria power | XT-370R-PD | Solar Panels |  | 0.37 | 7 | 187 | 20 |  | Fixed | Roof
NJSTRE1545299337 |  | Transition Incentive Program | Little Egg Harbor | 8087 | 18 | 5.44 | Residential | Yes | Behind the Meter | Net-metered residential rooftop and canopy |  | None | Reliable Power and Solar | AC Electric | Accepted | 2020-07-15 | 2020-07-20 | 2021-07-20 | Enphase | IQ7 | Inverters | 240 |  | 17 |  |  | 0.97 |  | Outdoor | roof
NJSTRE1545299337 |  | Transition Incentive Program | Little Egg Harbor | 8087 | 18 | 5.44 | Residential | Yes | Behind the Meter | Net-metered residential rooftop and canopy |  | None | Reliable Power and Solar | AC Electric | Accepted | 2020-07-15 | 2020-07-20 | 2021-07-20 | Trina | tsmdd05 | Solar Panels |  | 0.32 | 17 | 177 | 31 |  | Fixed | Roof | roof
NJSTRE1545299353 |  | Transition Incentive Program | Bloomfield | 7003 | 9 | 3.74 | Residential | Yes | Behind the Meter | Net-metered residential rooftop and canopy |  | PSEG | Vision Solar LLC | PSE&G | Accepted | 2020-07-15 | 2020-07-22 | 2021-07-22 | ENPHASE | IQ7-60-2-US | Inverters | 0.24 |  | 11 |  |  | 0.96 |  | Other | BEHIND EACH PANEL
NJSTRE1545299353 |  | Transition Incentive Program | Bloomfield | 7003 | 9 | 3.74 | Residential | Yes | Behind the Meter | Net-metered residential rooftop and canopy |  | PSEG | Vision Solar LLC | PSE&G | Accepted | 2020-07-15 | 2020-07-22 | 2021-07-22 | HANWHA Q-CELLS | Q.PEAK DUO-G6 340 | Solar Panels |  | 0.34 | 2 | 10 | 20 |  | Fixed | Roof
NJSTRE1545299353 |  | Transition Incentive Program | Bloomfield | 7003 | 9 | 3.74 | Residential | Yes | Behind the Meter | Net-metered residential rooftop and canopy |  | PSEG | Vision Solar LLC | PSE&G | Accepted | 2020-07-15 | 2020-07-22 | 2021-07-22 | HANWHA Q-CELLS | Q.PEAK DUO-G6 340 | Solar Panels |  | 0.34 | 9 | 11 | 37 |  | Fixed | Roof
NJSTRE1545299365 |  | Transition Incentive Program | Estell Manor | 8319 | 19 | 12.58 | Residential | Yes | Behind the Meter | Net-metered residential rooftop and canopy |  | ACE2 | Vision Solar LLC | AC Electric | Accepted | 2020-07-15 | 2020-07-20 | 2021-07-20 | HANWHA Q-CELLS | Q.PEAK DUO-G6 340 | Solar Panels |  | 0.34 | 2 | 237 | 17 |  | Fixed | Roof
NJSTRE1545299365 |  | Transition Incentive Program | Estell Manor | 8319 | 19 | 12.58 | Residential | Yes | Behind the Meter | Net-metered residential rooftop and canopy |  | ACE2 | Vision Solar LLC | AC Electric | Accepted | 2020-07-15 | 2020-07-20 | 2021-07-20 | HANWHA Q-CELLS | Q.PEAK DUO-G6 340 | Solar Panels |  | 0.34 | 5 | 327 | 16 |  | Fixed | Roof
NJSTRE1545299365 |  | Transition Incentive Program | Estell Manor | 8319 | 19 | 12.58 | Residential | Yes | Behind the Meter | Net-metered residential rooftop and canopy |  | ACE2 | Vision Solar LLC | AC Electric | Accepted | 2020-07-15 | 2020-07-20 | 2021-07-20 | HANWHA Q-CELLS | Q.PEAK DUO-G6 340 | Solar Panels |  | 0.34 | 2 | 57 | 17 |  | Fixed | Roof
NJSTRE1545299365 |  | Transition Incentive Program | Estell Manor | 8319 | 19 | 12.58 | Residential | Yes | Behind the Meter | Net-metered residential rooftop and canopy |  | ACE2 | Vision Solar LLC | AC Electric | Accepted | 2020-07-15 | 2020-07-20 | 2021-07-20 | ENPHASE | IQ7-60-2-US | Inverters | 0.24 |  | 37 |  |  | 0.96 |  | Other | BEHIND EACH PANEL
NJSTRE1545299365 |  | Transition Incentive Program | Estell Manor | 8319 | 19 | 12.58 | Residential | Yes | Behind the Meter | Net-metered residential rooftop and canopy |  | ACE2 | Vision Solar LLC | AC Electric | Accepted | 2020-07-15 | 2020-07-20 | 2021-07-20 | HANWHA Q-CELLS | Q.PEAK DUO-G6 340 | Solar Panels |  | 0.34 | 28 | 147 | 16 |  | Fixed | Roof
NJSTRE1545299371 |  | Transition Incentive Program | MOUNT LAUREL TWP | 8054 | 13 | 6.56 | Residential | No | Behind the Meter | Net-metered residential rooftop and canopy |  | None | Sunrun Installation Services, Inc. | JCP&L | Accepted | 2020-07-15 | 2020-07-28 | 2021-07-28 | Enphase Energy | IQ7PLUS-72-x-US | Inverters | 290 |  | 19 |  |  | 0.99 |  | Outside | Roof
NJSTRE1545299371 |  | Transition Incentive Program | MOUNT LAUREL TWP | 8054 | 13 | 6.56 | Residential | No | Behind the Meter | Net-metered residential rooftop and canopy |  | None | Sunrun Installation Services, Inc. | JCP&L | Accepted | 2020-07-15 | 2020-07-28 | 2021-07-28 | LG Electronics | LG345N1C-V5 | Solar Panels |  | 0.345 | 19 | 206 | 27 |  | Fixed | Roof
NJSTRE1545299371 |  | Transition Incentive Program | MOUNT LAUREL TWP | 8054 | 13 | 6.56 | Residential | No | Behind the Meter | Net-metered residential rooftop and canopy |  | None | Sunrun Installation Services, Inc. | JCP&L | Accepted | 2020-07-15 | 2020-07-28 | 2021-07-28 | TESLA | POWERWALL | Electric Storage Battery |  |  | 2 |  |  |  | Lithium Ion |  | Outside
NJSTRE1545299396 |  | Transition Incentive Program | LINDEN CITY | 7036 | 10 | 10.98 | Residential | Yes | Behind the Meter | Net-metered residential rooftop and canopy |  | None | Sunrun Installation Services, Inc. | PSE&G | Accepted | 2020-07-15 | 2020-08-07 | 2021-10-30 | DELTA ELECTRONICS | M10-TL-US | Inverters | 10000 |  | 1 |  |  | 0.99 |  | Outside | Exterior Wall
NJSTRE1545299396 |  | Transition Incentive Program | LINDEN CITY | 7036 | 10 | 10.98 | Residential | Yes | Behind the Meter | Net-metered residential rooftop and canopy |  | None | Sunrun Installation Services, Inc. | PSE&G | Accepted | 2020-07-15 | 2020-08-07 | 2021-10-30 | LONGi Green Energy Technology Co Ltd | LR6-60HPB-305M | Solar Panels |  | 0.305 | 20 | 218 | 22 |  | Fixed | Roof
NJSTRE1545299396 |  | Transition Incentive Program | LINDEN CITY | 7036 | 10 | 10.98 | Residential | Yes | Behind the Meter | Net-metered residential rooftop and canopy |  | None | Sunrun Installation Services, Inc. | PSE&G | Accepted | 2020-07-15 | 2020-08-07 | 2021-10-30 | LONGi Green Energy Technology Co Ltd | LR6-60HPB-305M | Solar Panels |  | 0.305 | 16 | 38 | 22 |  | Fixed | Roof
NJSTRE1545299439 |  | Transition Incentive Program | Rochelle Park | 7662 | 7 | 6.2 | Residential | Yes | Behind the Meter | Net-metered residential rooftop and canopy |  | None | Sunrun, Inc. | PSE&G | Accepted | 2020-07-15 | 2020-07-20 | 2021-07-20 | TESLA | POWERWALL 2 | Electric Storage Battery |  |  | 1 |  |  |  | Lithium Ion |  | Outside
NJSTRE1545299439 |  | Transition Incentive Program | Rochelle Park | 7662 | 7 | 6.2 | Residential | Yes | Behind the Meter | Net-metered residential rooftop and canopy |  | None | Sunrun, Inc. | PSE&G | Accepted | 2020-07-15 | 2020-07-20 | 2021-07-20 | ENPHASE ENERGY | IQ7-60-2-US | Inverters | 240 |  | 20 |  |  | 0.99 |  | Outside | Roof
NJSTRE1545299439 |  | Transition Incentive Program | Rochelle Park | 7662 | 7 | 6.2 | Residential | Yes | Behind the Meter | Net-metered residential rooftop and canopy |  | None | Sunrun, Inc. | PSE&G | Accepted | 2020-07-15 | 2020-07-20 | 2021-07-20 | LONGi Green Energy Technology Co Ltd | LR6-60HPB-310M | Solar Panels |  | 0.31 | 4 | 39 | 30 |  | Fixed | Roof
NJSTRE1545299439 |  | Transition Incentive Program | Rochelle Park | 7662 | 7 | 6.2 | Residential | Yes | Behind the Meter | Net-metered residential rooftop and canopy |  | None | Sunrun, Inc. | PSE&G | Accepted | 2020-07-15 | 2020-07-20 | 2021-07-20 | LONGi Green Energy Technology Co Ltd | LR6-60HPB-310M | Solar Panels |  | 0.31 | 16 | 218 | 30 |  | Fixed | Roof
NJSTRE1545299443 |  | Transition Incentive Program | CAPE MAY COURT HOUSE | 8210 | 21 | 9.18 | Residential | Yes | Behind the Meter | Net-metered residential rooftop and canopy |  | ACE | Vision Solar LLC | AC Electric | Accepted | 2020-07-15 | 2020-07-20 | 2021-07-20 | ENPHASE | IQ7-60-2-US | Inverters | 0.24 |  | 27 |  |  | 0.96 |  | Other | behind each panel
NJSTRE1545299443 |  | Transition Incentive Program | CAPE MAY COURT HOUSE | 8210 | 21 | 9.18 | Residential | Yes | Behind the Meter | Net-metered residential rooftop and canopy |  | ACE | Vision Solar LLC | AC Electric | Accepted | 2020-07-15 | 2020-07-20 | 2021-07-20 | HANWHA Q-CELLS | Q.PEAK DUO-G6 340 | Solar Panels |  | 0.34 | 6 | 115 | 20 |  | Fixed | Roof
NJSTRE1545299443 |  | Transition Incentive Program | CAPE MAY COURT HOUSE | 8210 | 21 | 9.18 | Residential | Yes | Behind the Meter | Net-metered residential rooftop and canopy |  | ACE | Vision Solar LLC | AC Electric | Accepted | 2020-07-15 | 2020-07-20 | 2021-07-20 | HANWHA Q-CELLS | Q.PEAK DUO-G6 340 | Solar Panels |  | 0.34 | 8 | 205 | 20 |  | Fixed | Roof
NJSTRE1545299443 |  | Transition Incentive Program | CAPE MAY COURT HOUSE | 8210 | 21 | 9.18 | Residential | Yes | Behind the Meter | Net-metered residential rooftop and canopy |  | ACE | Vision Solar LLC | AC Electric | Accepted | 2020-07-15 | 2020-07-20 | 2021-07-20 | HANWHA Q-CELLS | Q.PEAK DUO-G6 340 | Solar Panels |  | 0.34 | 6 | 295 | 20 |  | Fixed | Roof
NJSTRE1545299443 |  | Transition Incentive Program | CAPE MAY COURT HOUSE | 8210 | 21 | 9.18 | Residential | Yes | Behind the Meter | Net-metered residential rooftop and canopy |  | ACE | Vision Solar LLC | AC Electric | Accepted | 2020-07-15 | 2020-07-20 | 2021-07-20 | HANWHA Q-CELLS | Q.PEAK DUO-G6 340 | Solar Panels |  | 0.34 | 7 | 25 | 20 |  | Fixed | Roof
NJSTRE1545299455 |  | Transition Incentive Program | South Brunswick Township | 8852 | 11 | 9.36 | Residential | No | Behind the Meter | Net-metered residential rooftop and canopy |  | None | SunnyMac LLC | PSE&G | Accepted | 2020-07-15 | 2020-07-20 | 2021-07-20 | Solaredge | SE10000-US | Inverters | 10000 |  | 1 |  |  | 0.99 |  | Outside | Next to meter
NJSTRE1545299455 |  | Transition Incentive Program | South Brunswick Township | 8852 | 11 | 9.36 | Residential | No | Behind the Meter | Net-metered residential rooftop and canopy |  | None | SunnyMac LLC | PSE&G | Accepted | 2020-07-15 | 2020-07-20 | 2021-07-20 | REC | REC 360AA | Solar Panels |  | 0.36 | 15 | 181 | 33 |  | Fixed | Roof
NJSTRE1545299455 |  | Transition Incentive Program | South Brunswick Township | 8852 | 11 | 9.36 | Residential | No | Behind the Meter | Net-metered residential rooftop and canopy |  | None | SunnyMac LLC | PSE&G | Accepted | 2020-07-15 | 2020-07-20 | 2021-07-20 | REC | REC 360AA | Solar Panels |  | 0.36 | 5 | 181 | 33 |  | Fixed | Roof
NJSTRE1545299455 |  | Transition Incentive Program | South Brunswick Township | 8852 | 11 | 9.36 | Residential | No | Behind the Meter | Net-metered residential rooftop and canopy |  | None | SunnyMac LLC | PSE&G | Accepted | 2020-07-15 | 2020-07-20 | 2021-07-20 | REC | REC360AA | Solar Panels |  | 0.36 | 3 | 181 | 33 |  | Fixed | Roof
NJSTRE1545299455 |  | Transition Incentive Program | South Brunswick Township | 8852 | 11 | 9.36 | Residential | No | Behind the Meter | Net-metered residential rooftop and canopy |  | None | SunnyMac LLC | PSE&G | Accepted | 2020-07-15 | 2020-07-20 | 2021-07-20 | Rec | REC 360AA | Solar Panels |  | 0.36 | 3 | 181 | 33 |  | Fixed | Roof
NJSTRE1545301677 |  | Transition Incentive Program | EWING | 8638 | 12 | 4.23 | Residential | Yes | Behind the Meter | Net-metered residential rooftop and canopy |  | None | Vivint Solar Developer, LLC | PSE&G | Accepted | 2020-07-15 | 2020-07-20 | 2021-10-30 | SolarEdge | SE3800H-US | Inverters | 3800 |  | 1 |  |  | 0.992 |  | Outdoor | Near the Utility Meter
NJSTRE1545301677 |  | Transition Incentive Program | EWING | 8638 | 12 | 4.23 | Residential | Yes | Behind the Meter | Net-metered residential rooftop and canopy |  | None | Vivint Solar Developer, LLC | PSE&G | Accepted | 2020-07-15 | 2020-07-20 | 2021-10-30 | Jinko Solar | JKM325M-60HBL | Solar Panels |  | 0.325 | 6 | 216 | 18 |  | Fixed | Roof
NJSTRE1545301677 |  | Transition Incentive Program | EWING | 8638 | 12 | 4.23 | Residential | Yes | Behind the Meter | Net-metered residential rooftop and canopy |  | None | Vivint Solar Developer, LLC | PSE&G | Accepted | 2020-07-15 | 2020-07-20 | 2021-10-30 | Jinko Solar | JKM325M-60HBL | Solar Panels |  | 0.325 | 7 | 216 | 39 |  | Fixed | Roof
NJSTRE1545301761 |  | Transition Incentive Program | Toms River | 8757 | 18 | 3.6 | Residential | Yes | Behind the Meter | Net-metered residential rooftop and canopy |  | JCPL | Vision Solar LLC | JCP&L | Accepted | 2020-08-04 | 2020-08-07 | 2021-10-30 | SUNPOWER | SPR-E20-327-E-AC | Inverters | 0.24 |  | 11 |  |  | 0.96 |  | Other | behind each panel
NJSTRE1545301761 |  | Transition Incentive Program | Toms River | 8757 | 18 | 3.6 | Residential | Yes | Behind the Meter | Net-metered residential rooftop and canopy |  | JCPL | Vision Solar LLC | JCP&L | Accepted | 2020-08-04 | 2020-08-07 | 2021-10-30 | SUNPOWER | SPR-E20-327-E-AC | Solar Panels |  | 0.327 | 11 | 187 | 23 |  | Fixed | Roof
NJSTRE1545301768 |  | Transition Incentive Program | Summit | 7901 | 10 | 7.63 | Residential | No | Behind the Meter | Net-metered residential rooftop and canopy |  | None | Sunrun Installation Services, Inc. | JCP&L | Accepted | 2020-07-15 | 2020-07-20 | 2021-07-20 | Tesla | Powerwall 2 AC | Electric Storage Battery |  |  | 1 |  |  |  | Lithium Ion |  | outside
NJSTRE1545301768 |  | Transition Incentive Program | Summit | 7901 | 10 | 7.63 | Residential | No | Behind the Meter | Net-metered residential rooftop and canopy |  | None | Sunrun Installation Services, Inc. | JCP&L | Accepted | 2020-07-15 | 2020-07-20 | 2021-07-20 | Delta Electronics | M8-TL-US | Inverters | 8000 |  | 1 |  |  | 0.96 |  | Outdoor | Next To Meter
NJSTRE1545301768 |  | Transition Incentive Program | Summit | 7901 | 10 | 7.63 | Residential | No | Behind the Meter | Net-metered residential rooftop and canopy |  | None | Sunrun Installation Services, Inc. | JCP&L | Accepted | 2020-07-15 | 2020-07-20 | 2021-07-20 | LONGi Green Energy Technology Co Ltd | LR6-60HPB-305M | Solar Panels |  | 0.305 | 13 | 177 | 23 |  | Fixed | Roof
NJSTRE1545301768 |  | Transition Incentive Program | Summit | 7901 | 10 | 7.63 | Residential | No | Behind the Meter | Net-metered residential rooftop and canopy |  | None | Sunrun Installation Services, Inc. | JCP&L | Accepted | 2020-07-15 | 2020-07-20 | 2021-07-20 | LONGi Green Energy Technology Co Ltd | LR6-60HPB-305M | Solar Panels |  | 0.305 | 12 | 267 | 23 |  | Fixed | Roof
NJSTRE1545301779 | NJSRRE1544865682 | Transition Incentive Program | Bridgeton | 8302 | 20 | 1944 | Municipality | Yes | Behind the meter | Net-metered non-residential ground mount |  | None | Advanced Solar Products, Inc. | AC Electric | Accepted | 2020-04-20 | 2020-04-24 | 2021-10-30 | JINKO | 405W | Solar Panels |  | 0.405 | 3520 | 180 | 15 |  | Fixed | Pole
NJSTRE1545301779 | NJSRRE1544865682 | Transition Incentive Program | Bridgeton | 8302 | 20 | 1944 | Municipality | Yes | Behind the meter | Net-metered non-residential ground mount |  | None | Advanced Solar Products, Inc. | AC Electric | Accepted | 2020-04-20 | 2020-04-24 | 2021-10-30 | JINKO | 320W | Solar Panels |  | 0.32 | 1620 | 180 | 15 |  | Fixed | Pole
NJSTRE1545301779 | NJSRRE1544865682 | Transition Incentive Program | Bridgeton | 8302 | 20 | 1944 | Municipality | Yes | Behind the meter | Net-metered non-residential ground mount |  | None | Advanced Solar Products, Inc. | AC Electric | Accepted | 2020-04-20 | 2020-04-24 | 2021-10-30 | Chint | 60kW | Inverters | 60000 |  | 25 |  |  | 0.98 |  | Outdoor | adjacent to array
NJSTRE1545301791 |  | Transition Incentive Program | Hackensack | 7601 | 7 | 6.6 | Residential | Yes | Behind the Meter | Net-metered residential rooftop and canopy |  | None | Sunrun Installation Services, Inc. | PSE&G | Accepted | 2020-07-15 | 2020-08-07 | 2021-10-30 | DELTA ELECTRONICS | M6-TL-US | Inverters | 6000 |  | 1 |  |  | 0.99 |  | Outside | Exterior Wall
NJSTRE1545301791 |  | Transition Incentive Program | Hackensack | 7601 | 7 | 6.6 | Residential | Yes | Behind the Meter | Net-metered residential rooftop and canopy |  | None | Sunrun Installation Services, Inc. | PSE&G | Accepted | 2020-07-15 | 2020-08-07 | 2021-10-30 | LG ELECTRONICS | LG330N1C-A5 | Solar Panels |  | 0.33 | 7 | 128 | 28 |  | Fixed | Roof
NJSTRE1545301791 |  | Transition Incentive Program | Hackensack | 7601 | 7 | 6.6 | Residential | Yes | Behind the Meter | Net-metered residential rooftop and canopy |  | None | Sunrun Installation Services, Inc. | PSE&G | Accepted | 2020-07-15 | 2020-08-07 | 2021-10-30 | LG Electronics | LG330N1C-A5 | Solar Panels |  | 0.33 | 7 | 308 | 28 |  | Fixed | Roof
NJSTRE1545301791 |  | Transition Incentive Program | Hackensack | 7601 | 7 | 6.6 | Residential | Yes | Behind the Meter | Net-metered residential rooftop and canopy |  | None | Sunrun Installation Services, Inc. | PSE&G | Accepted | 2020-07-15 | 2020-08-07 | 2021-10-30 | LG ELECTRONICS | LG330N1C-A5 | Solar Panels |  | 0.33 | 6 | 128 | 16 |  | Fixed | Roof
NJSTRE1545301798 |  | Transition Incentive Program | Perth Amboy | 8861 | 11 | 7.04 | Residential | No | Behind the Meter | Net-metered residential rooftop and canopy |  | None | New Jersey Suntech | PSE&G | Accepted | 2020-07-15 | 2020-07-20 | 2021-07-20 | Jinko | JKM320M | Solar Panels |  | 0.32 | 8 | 170 | 60 |  | Fixed | Roof
NJSTRE1545301798 |  | Transition Incentive Program | Perth Amboy | 8861 | 11 | 7.04 | Residential | No | Behind the Meter | Net-metered residential rooftop and canopy |  | None | New Jersey Suntech | PSE&G | Accepted | 2020-07-15 | 2020-07-20 | 2021-07-20 | Solaredge | SE6000-US | Inverters | 6000 |  | 1 |  |  | 0.97 |  | Outside | Side of house
NJSTRE1545301798 |  | Transition Incentive Program | Perth Amboy | 8861 | 11 | 7.04 | Residential | No | Behind the Meter | Net-metered residential rooftop and canopy |  | None | New Jersey Suntech | PSE&G | Accepted | 2020-07-15 | 2020-07-20 | 2021-07-20 | Jinko | JKM320M | Solar Panels |  | 0.32 | 14 | 170 | 32 |  | Fixed | Roof
NJSTRE1545301824 |  | Transition Incentive Program | West New York TOWN | 7093 | 8 | 3.66 | Residential | Yes | Behind the Meter | Net-metered residential rooftop and canopy |  | None | Sunrun, Inc. | PSE&G | Accepted | 2020-07-16 | 2020-07-20 | 2021-07-20 | Enphase Energy | IQ7-60-x-US | Inverters | 240 |  | 12 |  |  | 0.99 |  | Outside | Roof
NJSTRE1545301824 |  | Transition Incentive Program | West New York TOWN | 7093 | 8 | 3.66 | Residential | Yes | Behind the Meter | Net-metered residential rooftop and canopy |  | None | Sunrun, Inc. | PSE&G | Accepted | 2020-07-16 | 2020-07-20 | 2021-07-20 | LONGi Green Energy Technology Co Ltd | LR6-60HPB-305M | Solar Panels |  | 0.305 | 8 | 122 | 36 |  | Fixed | Roof
NJSTRE1545301824 |  | Transition Incentive Program | West New York TOWN | 7093 | 8 | 3.66 | Residential | Yes | Behind the Meter | Net-metered residential rooftop and canopy |  | None | Sunrun, Inc. | PSE&G | Accepted | 2020-07-16 | 2020-07-20 | 2021-07-20 | LONGi Green Energy Technology Co Ltd | LR6-60HPB-305M | Solar Panels |  | 0.305 | 4 | 122 | 12 |  | Fixed | Roof
NJSTRE1545301835 |  | Transition Incentive Program | Mays Lansing | 8330 | 19 | 6.7 | Residential | Yes | Behind the Meter | Net-metered residential rooftop and canopy |  | ACE | Vision Solar LLC | AC Electric | Accepted | 2020-07-15 | 2020-07-20 | 2021-07-20 | ENPHASE | IQ7-60-2-US | Inverters | 0.24 |  | 20 |  |  | 0.96 |  | Other | BEHIND EACH PANEL
NJSTRE1545301835 |  | Transition Incentive Program | Mays Lansing | 8330 | 19 | 6.7 | Residential | Yes | Behind the Meter | Net-metered residential rooftop and canopy |  | ACE | Vision Solar LLC | AC Electric | Accepted | 2020-07-15 | 2020-07-20 | 2021-07-20 | LG SOLAR | LG335N1K-V5 | Solar Panels |  | 0.335 | 12 | 295 | 22 |  | Fixed | Roof
NJSTRE1545301835 |  | Transition Incentive Program | Mays Lansing | 8330 | 19 | 6.7 | Residential | Yes | Behind the Meter | Net-metered residential rooftop and canopy |  | ACE | Vision Solar LLC | AC Electric | Accepted | 2020-07-15 | 2020-07-20 | 2021-07-20 | LG SOLAR | LG335N1K-V5 | Solar Panels |  | 0.335 | 8 | 115 | 22 |  | Fixed | Roof
NJSTRE1545301960 |  | Transition Incentive Program | Longport | 8403 | 19 | 11.7 | Residential | No | Behind the Meter | Net-metered residential rooftop and canopy |  | None | National Energy Partners LLC | AC Electric | Accepted | 2020-08-31 | 2020-08-31 | 2021-10-30 | SolarEdge | SE7600H-US | Inverters | 7600 |  | 1 |  |  | 0.975 |  | Outdoor | Near Point of Interconnection
NJSTRE1545301960 |  | Transition Incentive Program | Longport | 8403 | 19 | 11.7 | Residential | No | Behind the Meter | Net-metered residential rooftop and canopy |  | None | National Energy Partners LLC | AC Electric | Accepted | 2020-08-31 | 2020-08-31 | 2021-10-30 | SolarEdge | SE7600H-US | Meters |  |  | 1 |  |  |  | Yes | Indoor
NJSTRE1545301960 |  | Transition Incentive Program | Longport | 8403 | 19 | 11.7 | Residential | No | Behind the Meter | Net-metered residential rooftop and canopy |  | None | National Energy Partners LLC | AC Electric | Accepted | 2020-08-31 | 2020-08-31 | 2021-10-30 | HANWHA | Q.PEAK BLK-G5 325 WATT | Solar Panels |  | 0.325 | 36 | 142 | 5 |  | Fixed | Roof
NJSTRE1545302103 |  | Transition Incentive Program | Warren | 7059 | 5 | 18.2 | Residential | Yes | Behind the Meter | Net-metered residential rooftop and canopy |  | None | Vivint Solar Developer, LLC | JCP&L | Accepted | 2020-07-15 | 2020-07-20 | 2021-07-20 | SolarEdge | SE7600H-US | Inverters | 7600 |  | 2 |  |  | 0.992 |  | Outdoor | Near the Utility Meter
NJSTRE1545302103 |  | Transition Incentive Program | Warren | 7059 | 5 | 18.2 | Residential | Yes | Behind the Meter | Net-metered residential rooftop and canopy |  | None | Vivint Solar Developer, LLC | JCP&L | Accepted | 2020-07-15 | 2020-07-20 | 2021-07-20 | Jinko Solar | JKM325M-60HBL | Solar Panels |  | 0.325 | 30 | 82 | 33 |  | Fixed | Roof
NJSTRE1545302103 |  | Transition Incentive Program | Warren | 7059 | 5 | 18.2 | Residential | Yes | Behind the Meter | Net-metered residential rooftop and canopy |  | None | Vivint Solar Developer, LLC | JCP&L | Accepted | 2020-07-15 | 2020-07-20 | 2021-07-20 | Jinko Solar | JKM325M-60HBL | Solar Panels |  | 0.325 | 4 | 172 | 39 |  | Fixed | Roof
NJSTRE1545302103 |  | Transition Incentive Program | Warren | 7059 | 5 | 18.2 | Residential | Yes | Behind the Meter | Net-metered residential rooftop and canopy |  | None | Vivint Solar Developer, LLC | JCP&L | Accepted | 2020-07-15 | 2020-07-20 | 2021-07-20 | Jinko Solar | JKM325M-60HBL | Solar Panels |  | 0.325 | 22 | 262 | 33 |  | Fixed | Roof
NJSTRE1545302113 |  | Transition Incentive Program | Bergenfield | 7621 | 7 | 5.1 | Residential | Yes | Behind the Meter | Net-metered residential rooftop and canopy |  | None | Trinity Solar | PSE&G | Accepted | 2020-07-15 | 2020-07-20 | 2021-07-20 | Hanwha | Q.PEAK DUO BLK-G6 340 | Solar Panels |  | 0.34 | 15 | 185 | 40 |  | Fixed | Roof
NJSTRE1545302113 |  | Transition Incentive Program | Bergenfield | 7621 | 7 | 5.1 | Residential | Yes | Behind the Meter | Net-metered residential rooftop and canopy |  | None | Trinity Solar | PSE&G | Accepted | 2020-07-15 | 2020-07-20 | 2021-07-20 | Solar Edge | SE3800 | Inverters | 3800 |  | 1 |  |  | 0.97 |  | Outside | side of home
NJSTRE1545302115 |  | Transition Incentive Program | TRENTON | 8619 | 12 | 6.46 | Residential | Yes | Behind the Meter | Net-metered residential rooftop and canopy |  | None | Trinity Solar | PSE&G | Accepted | 2020-07-15 | 2020-07-20 | 2021-07-20 | Solar Edge | SE5000H-US000BNC4 | Inverters | 5000 |  | 1 |  |  | 0.97 |  | Outdoor | side of home
NJSTRE1545302115 |  | Transition Incentive Program | TRENTON | 8619 | 12 | 6.46 | Residential | Yes | Behind the Meter | Net-metered residential rooftop and canopy |  | None | Trinity Solar | PSE&G | Accepted | 2020-07-15 | 2020-07-20 | 2021-07-20 | HANWHA | Q.PEAK DUO BLK-G6 340 | Solar Panels |  | 0.34 | 11 | 266 | 41 |  | Fixed | Roof
NJSTRE1545302115 |  | Transition Incentive Program | TRENTON | 8619 | 12 | 6.46 | Residential | Yes | Behind the Meter | Net-metered residential rooftop and canopy |  | None | Trinity Solar | PSE&G | Accepted | 2020-07-15 | 2020-07-20 | 2021-07-20 | HANWHA | Q.PEAK DUO BLK-G6 340 | Solar Panels |  | 0.34 | 8 | 86 | 41 |  | Fixed | Roof
NJSTRE1545302118 |  | Transition Incentive Program | Teaneck Twp. | 7666 | 7 | 9.61 | Residential | Yes | Behind the Meter | Net-metered residential rooftop and canopy |  | None | Bright Planet Solar | PSE&G | Accepted | 2020-07-15 | 2020-07-20 | 2021-07-20 | Longi | LR6-60HPB-310m | Solar Panels |  | 0.31 | 20 | 201 | 33 |  | Fixed | Roof
NJSTRE1545302118 |  | Transition Incentive Program | Teaneck Twp. | 7666 | 7 | 9.61 | Residential | Yes | Behind the Meter | Net-metered residential rooftop and canopy |  | None | Bright Planet Solar | PSE&G | Accepted | 2020-07-15 | 2020-07-20 | 2021-07-20 | Longi | LR6-60HPB-310m | Solar Panels |  | 0.31 | 7 | 201 | 14 |  | Fixed | Roof
NJSTRE1545302118 |  | Transition Incentive Program | Teaneck Twp. | 7666 | 7 | 9.61 | Residential | Yes | Behind the Meter | Net-metered residential rooftop and canopy |  | None | Bright Planet Solar | PSE&G | Accepted | 2020-07-15 | 2020-07-20 | 2021-07-20 | Longi | LR6-60HPB-310M | Solar Panels |  | 0.31 | 4 | 201 | 33 |  | Fixed | Roof
NJSTRE1545302118 |  | Transition Incentive Program | Teaneck Twp. | 7666 | 7 | 9.61 | Residential | Yes | Behind the Meter | Net-metered residential rooftop and canopy |  | None | Bright Planet Solar | PSE&G | Accepted | 2020-07-15 | 2020-07-20 | 2021-07-20 | Solar Edge | SE7600H-USRGM | Inverters | 7600 |  | 1 |  |  | 0.98 |  | Outdoor | Outside
NJSTRE1545302138 |  | Transition Incentive Program | Atlantic City | 8401 | 19 | 5.23 | Residential | Yes | Behind the Meter | Net-metered residential rooftop and canopy |  | None | Castle Energy, LLC | AC Electric | Accepted | 2020-07-15 | 2020-07-20 | 2021-07-20 | SunPower | SPR-E20-327-E-AC | Inverters | 320 |  | 16 |  |  | 0.975 |  | Outdoor | on the rooftop under each solar panel
NJSTRE1545302138 |  | Transition Incentive Program | Atlantic City | 8401 | 19 | 5.23 | Residential | Yes | Behind the Meter | Net-metered residential rooftop and canopy |  | None | Castle Energy, LLC | AC Electric | Accepted | 2020-07-15 | 2020-07-20 | 2021-07-20 | SunPower | SPR-E20-327-E-AC | Solar Panels |  | 0.327 | 16 | 0 | 0 |  | Fixed | Roof
NJSTRE1545302140 |  | Transition Incentive Program | West New York | 7093 | 8 | 4.88 | Residential | Yes | Behind the Meter | Net-metered residential rooftop and canopy |  | None | Sunrun, Inc. | PSE&G | Accepted | 2020-07-16 | 2020-07-20 | 2021-07-20 | Enphase Energy | IQ7-60-x-US | Inverters | 240 |  | 16 |  |  | 0.99 |  | Outside | Roof
NJSTRE1545302140 |  | Transition Incentive Program | West New York | 7093 | 8 | 4.88 | Residential | Yes | Behind the Meter | Net-metered residential rooftop and canopy |  | None | Sunrun, Inc. | PSE&G | Accepted | 2020-07-16 | 2020-07-20 | 2021-07-20 | LONGi Green Energy Technology Co Ltd | LR6-60HPB-305M | Solar Panels |  | 0.305 | 6 | 302 | 16 |  | Fixed | Roof
NJSTRE1545302140 |  | Transition Incentive Program | West New York | 7093 | 8 | 4.88 | Residential | Yes | Behind the Meter | Net-metered residential rooftop and canopy |  | None | Sunrun, Inc. | PSE&G | Accepted | 2020-07-16 | 2020-07-20 | 2021-07-20 | LONGi Green Energy Technology Co Ltd | LR6-60HPB-305M | Solar Panels |  | 0.305 | 5 | 303 | 5 |  | Fixed | Roof
NJSTRE1545302140 |  | Transition Incentive Program | West New York | 7093 | 8 | 4.88 | Residential | Yes | Behind the Meter | Net-metered residential rooftop and canopy |  | None | Sunrun, Inc. | PSE&G | Accepted | 2020-07-16 | 2020-07-20 | 2021-07-20 | LONGi Green Energy Technology Co Ltd | LR6-60HPB-305M | Solar Panels |  | 0.305 | 5 | 303 | 36 |  | Fixed | Roof
NJSTRE1545302192 |  | Transition Incentive Program | Cherry Hill | 8003 | 14 | 15.08 | Residential | Yes | Behind the Meter | Net-metered residential rooftop and canopy |  | PSEG SL3 | Vision Solar LLC | PSE&G | Accepted | 2020-07-15 | 2020-07-20 | 2021-07-20 | LG SOLAR | LG335N1K-V5 | Solar Panels |  | 0.335 | 45 | 183 | 15 |  | Fixed | Roof
NJSTRE1545302192 |  | Transition Incentive Program | Cherry Hill | 8003 | 14 | 15.08 | Residential | Yes | Behind the Meter | Net-metered residential rooftop and canopy |  | PSEG SL3 | Vision Solar LLC | PSE&G | Accepted | 2020-07-15 | 2020-07-20 | 2021-07-20 | ENPHASE | IQ7-60-2-US | Inverters | 0.24 |  | 45 |  |  | 0.96 |  | Other | BEHIND EACH PANEL
NJSTRE1545302201 |  | Transition Incentive Program | Merchantville | 8109 | 14 | 15.6 | Residential | Yes | Behind the Meter | Net-metered residential rooftop and canopy |  | None | Vivint Solar Developer, LLC | PSE&G | Accepted | 2020-07-16 | 2020-07-20 | 2021-10-30 | SolarEdge | SE3800H-US | Inverters | 3800 |  | 1 |  |  | 0.992 |  | Outdoor | Near the Utility Meter
NJSTRE1545302201 |  | Transition Incentive Program | Merchantville | 8109 | 14 | 15.6 | Residential | Yes | Behind the Meter | Net-metered residential rooftop and canopy |  | None | Vivint Solar Developer, LLC | PSE&G | Accepted | 2020-07-16 | 2020-07-20 | 2021-10-30 | SolarEdge | SE7600H-US | Inverters | 7600 |  | 1 |  |  | 0.992 |  | Outdoor | Near the Utility Meter
NJSTRE1545302201 |  | Transition Incentive Program | Merchantville | 8109 | 14 | 15.6 | Residential | Yes | Behind the Meter | Net-metered residential rooftop and canopy |  | None | Vivint Solar Developer, LLC | PSE&G | Accepted | 2020-07-16 | 2020-07-20 | 2021-10-30 | Jinko Solar | JKM325M-60HBL | Solar Panels |  | 0.325 | 12 | 31 | 8 |  | Fixed | Roof
NJSTRE1545302201 |  | Transition Incentive Program | Merchantville | 8109 | 14 | 15.6 | Residential | Yes | Behind the Meter | Net-metered residential rooftop and canopy |  | None | Vivint Solar Developer, LLC | PSE&G | Accepted | 2020-07-16 | 2020-07-20 | 2021-10-30 | Jinko Solar | JKM325M-60HBL | Solar Panels |  | 0.325 | 12 | 211 | 23 |  | Fixed | Roof
NJSTRE1545302201 |  | Transition Incentive Program | Merchantville | 8109 | 14 | 15.6 | Residential | Yes | Behind the Meter | Net-metered residential rooftop and canopy |  | None | Vivint Solar Developer, LLC | PSE&G | Accepted | 2020-07-16 | 2020-07-20 | 2021-10-30 | Jinko Solar | JKM325M-60HBL | Solar Panels |  | 0.325 | 16 | 31 | 21 |  | Fixed | Roof
NJSTRE1545302201 |  | Transition Incentive Program | Merchantville | 8109 | 14 | 15.6 | Residential | Yes | Behind the Meter | Net-metered residential rooftop and canopy |  | None | Vivint Solar Developer, LLC | PSE&G | Accepted | 2020-07-16 | 2020-07-20 | 2021-10-30 | Jinko Solar | JKM325M-60HBL | Solar Panels |  | 0.325 | 8 | 211 | 20 |  | Fixed | Roof
NJSTRE1545302203 |  | Transition Incentive Program | East Orange | 7018 | 9 | 7.04 | Residential | Yes | Behind the Meter | Net-metered residential rooftop and canopy |  | None | EMT Renewables | PSE&G | Accepted | 2020-07-15 | 2020-07-22 | 2021-07-22 | Enphase | IQ7-60-2-US | Inverters | 240 |  | 22 |  |  | 0.97 |  | Outside | under panels
NJSTRE1545302203 |  | Transition Incentive Program | East Orange | 7018 | 9 | 7.04 | Residential | Yes | Behind the Meter | Net-metered residential rooftop and canopy |  | None | EMT Renewables | PSE&G | Accepted | 2020-07-15 | 2020-07-22 | 2021-07-22 | Trina | 320-BLK | Solar Panels |  | 0.32 | 6 | 201 | 50 |  | Fixed | Roof
NJSTRE1545302203 |  | Transition Incentive Program | East Orange | 7018 | 9 | 7.04 | Residential | Yes | Behind the Meter | Net-metered residential rooftop and canopy |  | None | EMT Renewables | PSE&G | Accepted | 2020-07-15 | 2020-07-22 | 2021-07-22 | Trina | 320-BLK | Solar Panels |  | 0.32 | 7 | 201 | 44 |  | Fixed | Roof
NJSTRE1545302203 |  | Transition Incentive Program | East Orange | 7018 | 9 | 7.04 | Residential | Yes | Behind the Meter | Net-metered residential rooftop and canopy |  | None | EMT Renewables | PSE&G | Accepted | 2020-07-15 | 2020-07-22 | 2021-07-22 | Trina | 320-BLK | Solar Panels |  | 0.32 | 5 | 111 | 40 |  | Fixed | Roof
NJSTRE1545302203 |  | Transition Incentive Program | East Orange | 7018 | 9 | 7.04 | Residential | Yes | Behind the Meter | Net-metered residential rooftop and canopy |  | None | EMT Renewables | PSE&G | Accepted | 2020-07-15 | 2020-07-22 | 2021-07-22 | Trina | 320-BLK | Solar Panels |  | 0.32 | 4 | 291 | 40 |  | Fixed | Roof
NJSTRE1545302288 |  | Transition Incentive Program | Elizabeth | 7202 | 10 | 3.69 | Residential | Yes | Behind the Meter | Net-metered residential rooftop and canopy |  | None | Pro Custom Solar dba Momentum Solar | PSE&G | Accepted | 2020-07-15 | 2020-07-20 | 2021-07-20 | Enphase | IQ7-60-2-US | Inverters | 240 |  | 11 |  |  | 0.97 |  | Outdoor | Roof
NJSTRE1545302288 |  | Transition Incentive Program | Elizabeth | 7202 | 10 | 3.69 | Residential | Yes | Behind the Meter | Net-metered residential rooftop and canopy |  | None | Pro Custom Solar dba Momentum Solar | PSE&G | Accepted | 2020-07-15 | 2020-07-20 | 2021-07-20 | HANWHA | Q.PEAK DUO BLK G6+ 335 | Solar Panels |  | 0.335 | 5 | 106 | 23 |  | Fixed | Roof
NJSTRE1545302288 |  | Transition Incentive Program | Elizabeth | 7202 | 10 | 3.69 | Residential | Yes | Behind the Meter | Net-metered residential rooftop and canopy |  | None | Pro Custom Solar dba Momentum Solar | PSE&G | Accepted | 2020-07-15 | 2020-07-20 | 2021-07-20 | HANWHA | Q.PEAK DUO BLK G6+ 335 | Solar Panels |  | 0.335 | 6 | 196 | 23 |  | Fixed | Roof
NJSTRE1545302317 |  | Transition Incentive Program | Mckee City | 8234 | 19 | 7.75 | Residential | Yes | Behind the Meter | Net-metered residential rooftop and canopy |  | None | Bright Planet Solar | AC Electric | Accepted | 2020-07-15 | 2020-07-20 | 2021-07-20 | LONGI | LR6-60HPB-310M | Solar Panels |  | 0.31 | 17 | 36 | 112 |  | Fixed | Roof
NJSTRE1545302317 |  | Transition Incentive Program | Mckee City | 8234 | 19 | 7.75 | Residential | Yes | Behind the Meter | Net-metered residential rooftop and canopy |  | None | Bright Planet Solar | AC Electric | Accepted | 2020-07-15 | 2020-07-20 | 2021-07-20 | LONGI | LR6-60HPB-310M | Solar Panels |  | 0.31 | 3 | 201 | 45 |  | Fixed | Roof
NJSTRE1545302317 |  | Transition Incentive Program | Mckee City | 8234 | 19 | 7.75 | Residential | Yes | Behind the Meter | Net-metered residential rooftop and canopy |  | None | Bright Planet Solar | AC Electric | Accepted | 2020-07-15 | 2020-07-20 | 2021-07-20 | SOLAR EDGE | SE6000H-USRGM | Inverters | 6000 |  | 1 |  |  | 0.98 |  | Outdoor | OUTSIDE
NJSTRE1545302317 |  | Transition Incentive Program | Mckee City | 8234 | 19 | 7.75 | Residential | Yes | Behind the Meter | Net-metered residential rooftop and canopy |  | None | Bright Planet Solar | AC Electric | Accepted | 2020-07-15 | 2020-07-20 | 2021-07-20 | LONGI | LR6-60HPB-310M | Solar Panels |  | 0.31 | 5 | 201 | 45 |  | Fixed | Roof
NJSTRE1545303964 |  | Transition Incentive Program | Hillside | 7205 | 10 | 4.2 | Residential | Yes | Behind the Meter | Net-metered residential rooftop and canopy |  | None | IGS Solar | PSE&G | Accepted | 2020-07-15 | 2020-07-20 | 2021-07-20 | Enphase | IQ7Plus-72-2-US | Inverters | 290 |  | 12 |  |  | 0.97 |  | Outdoor | Roof
NJSTRE1545303964 |  | Transition Incentive Program | Hillside | 7205 | 10 | 4.2 | Residential | Yes | Behind the Meter | Net-metered residential rooftop and canopy |  | None | IGS Solar | PSE&G | Accepted | 2020-07-15 | 2020-07-20 | 2021-07-20 | LG ELECTRONICS | LG 350N1C-V5 | Solar Panels |  | 0.35 | 12 | 283 | 34 |  | Fixed | Roof
NJSTRE1545303966 |  | Transition Incentive Program | Elizabeth | 7208 | 10 | 4.69 | Residential | Yes | Behind the Meter | Net-metered residential rooftop and canopy |  | None | Pro Custom Solar dba Momentum Solar | PSE&G | Accepted | 2020-07-15 | 2020-07-20 | 2021-07-20 | Enphase | IQ7-60-2-US | Inverters | 240 |  | 14 |  |  | 0.97 |  | Outdoor | Roof
NJSTRE1545303966 |  | Transition Incentive Program | Elizabeth | 7208 | 10 | 4.69 | Residential | Yes | Behind the Meter | Net-metered residential rooftop and canopy |  | None | Pro Custom Solar dba Momentum Solar | PSE&G | Accepted | 2020-07-15 | 2020-07-20 | 2021-07-20 | HANWHA | Q.PEAK DUO BLK G6+ 335 | Solar Panels |  | 0.335 | 11 | 217 | 39 |  | Fixed | Roof
NJSTRE1545303966 |  | Transition Incentive Program | Elizabeth | 7208 | 10 | 4.69 | Residential | Yes | Behind the Meter | Net-metered residential rooftop and canopy |  | None | Pro Custom Solar dba Momentum Solar | PSE&G | Accepted | 2020-07-15 | 2020-07-20 | 2021-07-20 | HANWHA | Q.PEAK DUO BLK G6+ 335 | Solar Panels |  | 0.335 | 3 | 37 | 23 |  | Fixed | Roof
NJSTRE1545304176 |  | Transition Incentive Program | Willingboro | 8046 | 13 | 5.95 | Residential | Yes | Behind the Meter | Net-metered residential rooftop and canopy |  | None | Pro Custom Solar dba Momentum Solar | PSE&G | Accepted | 2020-07-15 | 2020-07-21 | 2021-07-21 | Enphase | IQ7Plus-72-2-US | Inverters | 290 |  | 17 |  |  | 0.97 |  | Outdoor | Roof
NJSTRE1545304176 |  | Transition Incentive Program | Willingboro | 8046 | 13 | 5.95 | Residential | Yes | Behind the Meter | Net-metered residential rooftop and canopy |  | None | Pro Custom Solar dba Momentum Solar | PSE&G | Accepted | 2020-07-15 | 2020-07-21 | 2021-07-21 | LG ELECTRONICS | LG 350N1C-V5 | Solar Panels |  | 0.35 | 11 | 182 | 40 |  | Fixed | Roof
NJSTRE1545304176 |  | Transition Incentive Program | Willingboro | 8046 | 13 | 5.95 | Residential | Yes | Behind the Meter | Net-metered residential rooftop and canopy |  | None | Pro Custom Solar dba Momentum Solar | PSE&G | Accepted | 2020-07-15 | 2020-07-21 | 2021-07-21 | LG ELECTRONICS | LG 350N1C-V5 | Solar Panels |  | 0.35 | 6 | 182 | 40 |  | Fixed | Roof
NJSTRE1545304181 |  | Transition Incentive Program | Belleville | 7109 | 9 | 8.05 | Residential | Yes | Behind the Meter | Net-metered residential rooftop and canopy |  | None | Pro Custom Solar dba Momentum Solar | PSE&G | Accepted | 2020-07-15 | 2020-07-20 | 2021-07-20 | LG ELECTRONICS | LG 350N1C-V5 | Solar Panels |  | 0.35 | 23 | 195 | 40 |  | Fixed | Roof
NJSTRE1545304181 |  | Transition Incentive Program | Belleville | 7109 | 9 | 8.05 | Residential | Yes | Behind the Meter | Net-metered residential rooftop and canopy |  | None | Pro Custom Solar dba Momentum Solar | PSE&G | Accepted | 2020-07-15 | 2020-07-20 | 2021-07-20 | Enphase | IQ7Plus-72-2-US | Inverters | 290 |  | 23 |  |  | 0.97 |  | Outdoor | Roof
NJSTRE1545304184 |  | Transition Incentive Program | Willingboro | 8046 | 13 | 13.3 | Residential | Yes | Behind the Meter | Net-metered residential rooftop and canopy |  | None | Pro Custom Solar dba Momentum Solar | PSE&G | Accepted | 2020-07-15 | 2020-07-20 | 2021-10-30 | Enphase | IQ7Plus-72-2-US | Inverters | 290 |  | 38 |  |  | 0.97 |  | Outdoor | Roof
NJSTRE1545304184 |  | Transition Incentive Program | Willingboro | 8046 | 13 | 13.3 | Residential | Yes | Behind the Meter | Net-metered residential rooftop and canopy |  | None | Pro Custom Solar dba Momentum Solar | PSE&G | Accepted | 2020-07-15 | 2020-07-20 | 2021-10-30 | LG ELECTRONICS | LG 350N1C-V5 | Solar Panels |  | 0.35 | 17 | 213 | 27 |  | Fixed | Roof
NJSTRE1545304184 |  | Transition Incentive Program | Willingboro | 8046 | 13 | 13.3 | Residential | Yes | Behind the Meter | Net-metered residential rooftop and canopy |  | None | Pro Custom Solar dba Momentum Solar | PSE&G | Accepted | 2020-07-15 | 2020-07-20 | 2021-10-30 | LG ELECTRONICS | LG 350N1C-V5 | Solar Panels |  | 0.35 | 8 | 124 | 27 |  | Fixed | Roof
NJSTRE1545304184 |  | Transition Incentive Program | Willingboro | 8046 | 13 | 13.3 | Residential | Yes | Behind the Meter | Net-metered residential rooftop and canopy |  | None | Pro Custom Solar dba Momentum Solar | PSE&G | Accepted | 2020-07-15 | 2020-07-20 | 2021-10-30 | LG ELECTRONICS | LG 350N1C-V5 | Solar Panels |  | 0.35 | 13 | 33 | 27 |  | Fixed | Roof
NJSTRE1545306962 |  | Transition Incentive Program | Deptford Twp | 8096 | 15 | 11.34 | Residential | Yes | Behind the Meter | Net-metered residential rooftop and canopy |  | None | Suntuity Solar LLC | PSE&G | Accepted | 2020-07-16 | 2020-07-21 | 2021-07-21 | Longi | LR6-60HPB-315M | Solar Panels |  | 0.315 | 15 | 235 | 22 |  | Fixed | Roof
NJSTRE1545306962 |  | Transition Incentive Program | Deptford Twp | 8096 | 15 | 11.34 | Residential | Yes | Behind the Meter | Net-metered residential rooftop and canopy |  | None | Suntuity Solar LLC | PSE&G | Accepted | 2020-07-16 | 2020-07-21 | 2021-07-21 | Enphase Energy | IQ7-60-2-US | Inverters | 240 |  | 36 |  |  | 0.97 |  | Outdoor | Behind the PV Modules
NJSTRE1545306962 |  | Transition Incentive Program | Deptford Twp | 8096 | 15 | 11.34 | Residential | Yes | Behind the Meter | Net-metered residential rooftop and canopy |  | None | Suntuity Solar LLC | PSE&G | Accepted | 2020-07-16 | 2020-07-21 | 2021-07-21 | Longi | LR6-60HPB-315M | Solar Panels |  | 0.315 | 21 | 55 | 22 |  | Fixed | Roof
NJSTRE1545306963 |  | Transition Incentive Program | CLEMENTON | 8021 | 14 | 8.82 | Residential | Yes | Behind the Meter | Net-metered residential rooftop and canopy |  | None | Suntuity Solar LLC | AC Electric | Accepted | 2020-07-16 | 2020-07-21 | 2021-07-21 | Longi | LR6-60HPB-315M | Solar Panels |  | 0.315 | 13 | 337 | 25 |  | Fixed | Roof
NJSTRE1545306963 |  | Transition Incentive Program | CLEMENTON | 8021 | 14 | 8.82 | Residential | Yes | Behind the Meter | Net-metered residential rooftop and canopy |  | None | Suntuity Solar LLC | AC Electric | Accepted | 2020-07-16 | 2020-07-21 | 2021-07-21 | Enphase Energy | IQ7-60-2-US | Inverters | 240 |  | 28 |  |  | 0.97 |  | Outdoor | Behind the PV Modules
NJSTRE1545306963 |  | Transition Incentive Program | CLEMENTON | 8021 | 14 | 8.82 | Residential | Yes | Behind the Meter | Net-metered residential rooftop and canopy |  | None | Suntuity Solar LLC | AC Electric | Accepted | 2020-07-16 | 2020-07-21 | 2021-07-21 | Longi | LR6-60HPB-315M | Solar Panels |  | 0.315 | 15 | 157 | 25 |  | Fixed | Roof
NJSTRE1545306977 |  | Transition Incentive Program | Long branch | 7740 | 17 | 7.14 | Residential | Yes | Behind the Meter | Net-metered residential rooftop and canopy |  | JCPL | Vision Solar LLC | JCP&L | Accepted | 2020-07-16 | 2020-07-21 | 2021-07-21 | ENPHASE | IQ7-60-2-US | Inverters | 0.24 |  | 21 |  |  | 0.96 |  | Other | behind each panel
NJSTRE1545306977 |  | Transition Incentive Program | Long branch | 7740 | 17 | 7.14 | Residential | Yes | Behind the Meter | Net-metered residential rooftop and canopy |  | JCPL | Vision Solar LLC | JCP&L | Accepted | 2020-07-16 | 2020-07-21 | 2021-07-21 | HANWHA Q-CELLS | Q.PEAK DUO-G6 340 | Solar Panels |  | 0.34 | 6 | 3 | 20 |  | Fixed | Roof
NJSTRE1545306977 |  | Transition Incentive Program | Long branch | 7740 | 17 | 7.14 | Residential | Yes | Behind the Meter | Net-metered residential rooftop and canopy |  | JCPL | Vision Solar LLC | JCP&L | Accepted | 2020-07-16 | 2020-07-21 | 2021-07-21 | HANWHA Q-CELLS | Q.PEAK DUO-G6 340 | Solar Panels |  | 0.34 | 9 | 183 | 20 |  | Fixed | Roof
NJSTRE1545306977 |  | Transition Incentive Program | Long branch | 7740 | 17 | 7.14 | Residential | Yes | Behind the Meter | Net-metered residential rooftop and canopy |  | JCPL | Vision Solar LLC | JCP&L | Accepted | 2020-07-16 | 2020-07-21 | 2021-07-21 | HANWHA Q-CELLS | Q.PEAK DUO-G6 340 | Solar Panels |  | 0.34 | 6 | 185 | 20 |  | Fixed | Roof
NJSTRE1545306978 | NJSRRE1541643526 | Transition Incentive Program | Edison | 8817 | 11 | 6.84 | Residential | Yes | Behind the meter | Behind the Meter |  | None | Skyline Solar, LLC | PSE&G | Eligible for TI Program | 2019-07-13 | 2019-07-16 | 2021-10-30 | Solar World | Sunmodule Plus SW 285 Mono | Solar Panels |  | 0.285 | 24 | 135 | 18 |  | Fixed | Roof
NJSTRE1545306978 | NJSRRE1541643526 | Transition Incentive Program | Edison | 8817 | 11 | 6.84 | Residential | Yes | Behind the meter | Behind the Meter |  | None | Skyline Solar, LLC | PSE&G | Eligible for TI Program | 2019-07-13 | 2019-07-16 | 2021-10-30 | SolarEdge | SE3000H-US000NNC2 | Inverters | 3000 |  | 1 |  |  | 0.99 |  | Outside | within ten feet of meter
NJSTRE1545306979 | NJSRRE1541643525 | Transition Incentive Program | Avenel | 7001 | 11 | 9.6 | Residential | Yes | Behind the meter | Behind the Meter |  | None | Skyline Solar, LLC | PSE&G | Eligible for TI Program | 2019-07-13 | 2019-07-16 | 2021-10-30 | SolarEdge | SE7600H-US000NNC2 | Inverters | 7600 |  | 1 |  |  | 0.99 |  | Outside | within ten feet of meter
NJSTRE1545306979 | NJSRRE1541643525 | Transition Incentive Program | Avenel | 7001 | 11 | 9.6 | Residential | Yes | Behind the meter | Behind the Meter |  | None | Skyline Solar, LLC | PSE&G | Eligible for TI Program | 2019-07-13 | 2019-07-16 | 2021-10-30 | Silfab | SLA32OM | Solar Panels |  | 0.32 | 14 | 172 | 18 |  | Fixed | Roof
NJSTRE1545306979 | NJSRRE1541643525 | Transition Incentive Program | Avenel | 7001 | 11 | 9.6 | Residential | Yes | Behind the meter | Behind the Meter |  | None | Skyline Solar, LLC | PSE&G | Eligible for TI Program | 2019-07-13 | 2019-07-16 | 2021-10-30 | SILFAB | SLA320M | Solar Panels |  | 0.32 | 16 | 172 | 8 |  | Fixed | Roof
NJSTRE1545306979 | NJSRRE1541643525 | Transition Incentive Program | Avenel | 7001 | 11 | 9.6 | Residential | Yes | Behind the meter | Behind the Meter |  | None | Skyline Solar, LLC | PSE&G | Eligible for TI Program | 2019-07-13 | 2019-07-16 | 2021-10-30 | SOLAR EDGE | SE7600H-US000NNC2 | Meters |  |  | 1 |  |  |  | Yes | Outdoor
NJSTRE1545306981 | NJSRRE1541643472 | Transition Incentive Program | Dumont Boro | 7628 | 7 | 5.12 | Residential | Yes | Behind the meter | Behind the Meter |  | None | Skyline Solar, LLC | PSE&G | Eligible for TI Program | 2019-07-13 | 2019-07-16 | 2021-10-30 | SOLAR EDGE | SE-RGMTR-1D-240C-A | Meters |  |  | 1 |  |  |  | Yes | Outdoor
NJSTRE1545306981 | NJSRRE1541643472 | Transition Incentive Program | Dumont Boro | 7628 | 7 | 5.12 | Residential | Yes | Behind the meter | Behind the Meter |  | None | Skyline Solar, LLC | PSE&G | Eligible for TI Program | 2019-07-13 | 2019-07-16 | 2021-10-30 | SolarEdge | SE3800H-US000NNC2 | Inverters | 3800 |  | 1 |  |  | 0.99 |  | Outside | within ten feet of meter
NJSTRE1545306981 | NJSRRE1541643472 | Transition Incentive Program | Dumont Boro | 7628 | 7 | 5.12 | Residential | Yes | Behind the meter | Behind the Meter |  | None | Skyline Solar, LLC | PSE&G | Eligible for TI Program | 2019-07-13 | 2019-07-16 | 2021-10-30 | SILFAB | SLA320M | Solar Panels |  | 0.32 | 2 | 0 | 32 |  | Fixed | Roof
NJSTRE1545306981 | NJSRRE1541643472 | Transition Incentive Program | Dumont Boro | 7628 | 7 | 5.12 | Residential | Yes | Behind the meter | Behind the Meter |  | None | Skyline Solar, LLC | PSE&G | Eligible for TI Program | 2019-07-13 | 2019-07-16 | 2021-10-30 | Silfab | SLA320M | Solar Panels |  | 0.32 | 14 | 180 | 32 |  | Fixed | Roof
NJSTRE1545306982 | NJSRRE1541624095 | Transition Incentive Program | Mays Landing | 8330 | 19 | 9.6 | Residential | Yes | Behind the meter | Behind the Meter |  | None | Skyline Solar, LLC | AC Electric | Eligible for TI Program | 2019-07-09 | 2019-07-29 | 2021-10-30 | SOLAREDGE | SE-RGMTR-1D-240C-A | Meters |  |  | 1 |  |  |  | Yes | Outdoor
NJSTRE1545306982 | NJSRRE1541624095 | Transition Incentive Program | Mays Landing | 8330 | 19 | 9.6 | Residential | Yes | Behind the meter | Behind the Meter |  | None | Skyline Solar, LLC | AC Electric | Eligible for TI Program | 2019-07-09 | 2019-07-29 | 2021-10-30 | REC | REC320TP2M | Solar Panels |  | 0.32 | 30 | 169 | 27 |  | Fixed | Roof
NJSTRE1545306982 | NJSRRE1541624095 | Transition Incentive Program | Mays Landing | 8330 | 19 | 9.6 | Residential | Yes | Behind the meter | Behind the Meter |  | None | Skyline Solar, LLC | AC Electric | Eligible for TI Program | 2019-07-09 | 2019-07-29 | 2021-10-30 | SolarEdge | SE7600H-US000BNC4 | Inverters | 7600 |  | 1 |  |  | 0.99 |  | Outside | within ten feet of meter
NJSTRE1545306983 | NJSRRE1541688877 | Transition Incentive Program | Franklin Twp Som | 8873 | 5 | 7.04 | Residential | Yes | Behind the meter | Net-metered residential rooftop and canopy |  | None | Skyline Solar, LLC | PSE&G | Accepted | 2019-07-19 | 2019-07-29 | 2021-10-30 | SOLAR EDGE | SE-RGMTR-1D-240C-A | Meters |  |  | 1 |  |  |  | Yes | Outdoor
NJSTRE1545306983 | NJSRRE1541688877 | Transition Incentive Program | Franklin Twp Som | 8873 | 5 | 7.04 | Residential | Yes | Behind the meter | Net-metered residential rooftop and canopy |  | None | Skyline Solar, LLC | PSE&G | Accepted | 2019-07-19 | 2019-07-29 | 2021-10-30 | SolarEdge | SE5000H-US000BNC4 | Inverters | 5000 |  | 1 |  |  | 0.99 |  | Outside | within ten feet of meter
NJSTRE1545306983 | NJSRRE1541688877 | Transition Incentive Program | Franklin Twp Som | 8873 | 5 | 7.04 | Residential | Yes | Behind the meter | Net-metered residential rooftop and canopy |  | None | Skyline Solar, LLC | PSE&G | Accepted | 2019-07-19 | 2019-07-29 | 2021-10-30 | Canadian Solar | CS3K-320MS | Solar Panels |  | 0.32 | 14 | 154 | 22 |  | Fixed | Roof
NJSTRE1545306983 | NJSRRE1541688877 | Transition Incentive Program | Franklin Twp Som | 8873 | 5 | 7.04 | Residential | Yes | Behind the meter | Net-metered residential rooftop and canopy |  | None | Skyline Solar, LLC | PSE&G | Accepted | 2019-07-19 | 2019-07-29 | 2021-10-30 | Canadian Solar | CS3K-320MS | Solar Panels |  | 0.32 | 8 | 334 | 22 |  | Fixed | Roof
NJSTRE1545307108 |  | Transition Incentive Program | Burlington TWP | 8016 | 13 | 18.6 | Residential | Yes | Behind the Meter | Net-metered residential rooftop and canopy |  | None | Bright Planet Solar | PSE&G | Accepted | 2020-07-16 | 2020-07-24 | 2021-07-24 | SOLAR EDGE | SE7600H-USRGM | Inverters | 7600 |  | 1 |  |  | 0.98 |  | Outdoor | OUTSIDE
NJSTRE1545307108 |  | Transition Incentive Program | Burlington TWP | 8016 | 13 | 18.6 | Residential | Yes | Behind the Meter | Net-metered residential rooftop and canopy |  | None | Bright Planet Solar | PSE&G | Accepted | 2020-07-16 | 2020-07-24 | 2021-07-24 | SOLAR EDGE | SE7600H-USRGM | Inverters | 7600 |  | 1 |  |  | 0.98 |  | Outdoor | OUTSIDE
NJSTRE1545307108 |  | Transition Incentive Program | Burlington TWP | 8016 | 13 | 18.6 | Residential | Yes | Behind the Meter | Net-metered residential rooftop and canopy |  | None | Bright Planet Solar | PSE&G | Accepted | 2020-07-16 | 2020-07-24 | 2021-07-24 | LONGI | LR6-60HPB-310M | Solar Panels |  | 0.31 | 33 | 72 | 33 |  | Fixed | Roof
NJSTRE1545307108 |  | Transition Incentive Program | Burlington TWP | 8016 | 13 | 18.6 | Residential | Yes | Behind the Meter | Net-metered residential rooftop and canopy |  | None | Bright Planet Solar | PSE&G | Accepted | 2020-07-16 | 2020-07-24 | 2021-07-24 | LONGI | LR6-60HPB-310M | Solar Panels |  | 0.31 | 15 | 252 | 33 |  | Fixed | Roof
NJSTRE1545307108 |  | Transition Incentive Program | Burlington TWP | 8016 | 13 | 18.6 | Residential | Yes | Behind the Meter | Net-metered residential rooftop and canopy |  | None | Bright Planet Solar | PSE&G | Accepted | 2020-07-16 | 2020-07-24 | 2021-07-24 | LONGI | LR6-60HPB-310M | Solar Panels |  | 0.31 | 12 | 252 | 33 |  | Fixed | Roof
NJSTRE1545307118 |  | Transition Incentive Program | Mckee City | 8234 | 19 | 13.02 | Residential | Yes | Behind the Meter | Net-metered residential rooftop and canopy |  | None | Bright Planet Solar | AC Electric | Accepted | 2020-07-16 | 2020-07-21 | 2021-07-21 | SOLAR EDGE | SE10000H-USRGM | Inverters | 10000 |  | 1 |  |  | 0.98 |  | Outdoor | OUTSIDE
NJSTRE1545307118 |  | Transition Incentive Program | Mckee City | 8234 | 19 | 13.02 | Residential | Yes | Behind the Meter | Net-metered residential rooftop and canopy |  | None | Bright Planet Solar | AC Electric | Accepted | 2020-07-16 | 2020-07-21 | 2021-07-21 | LONGI | LR-60HPB-310M | Solar Panels |  | 0.31 | 7 | 111 | 18 |  | Fixed | Roof
NJSTRE1545307118 |  | Transition Incentive Program | Mckee City | 8234 | 19 | 13.02 | Residential | Yes | Behind the Meter | Net-metered residential rooftop and canopy |  | None | Bright Planet Solar | AC Electric | Accepted | 2020-07-16 | 2020-07-21 | 2021-07-21 | LONGI | LR-60HPB-310M | Solar Panels |  | 0.31 | 15 | 111 | 22 |  | Fixed | Roof
NJSTRE1545307118 |  | Transition Incentive Program | Mckee City | 8234 | 19 | 13.02 | Residential | Yes | Behind the Meter | Net-metered residential rooftop and canopy |  | None | Bright Planet Solar | AC Electric | Accepted | 2020-07-16 | 2020-07-21 | 2021-07-21 | LONGI | LR-60HPB-310M | Solar Panels |  | 0.31 | 20 | 293 | 22 |  | Fixed | Roof
NJSTRE1545307143 |  | Transition Incentive Program | Ewing Twp | 8638 | 12 | 7.75 | Residential | Yes | Behind the Meter | Net-metered residential rooftop and canopy |  | None | Bright Planet Solar | PSE&G | Accepted | 2020-07-16 | 2020-07-21 | 2021-07-21 | SOLAR EDGE | SE7600H-USRGM | Inverters | 7600 |  | 1 |  |  | 0.98 |  | Outdoor | OUTSIDE
NJSTRE1545307143 |  | Transition Incentive Program | Ewing Twp | 8638 | 12 | 7.75 | Residential | Yes | Behind the Meter | Net-metered residential rooftop and canopy |  | None | Bright Planet Solar | PSE&G | Accepted | 2020-07-16 | 2020-07-21 | 2021-07-21 | LONGI | LR6-60HPB-310 | Solar Panels |  | 0.31 | 25 | 135 | 22 |  | Fixed | Roof
NJSTRE1545307159 |  | Transition Incentive Program | Sicklerville | 8081 | 14 | 5.12 | Residential | No | Behind the Meter | Net-metered residential rooftop and canopy |  | None | Posigen NJ LLC | AC Electric | Accepted | 2020-07-16 | 2020-07-21 | 2021-07-21 | SolarEdge | SE3800H-US | Inverters | 3800 |  | 1 |  |  | 0.99 |  | Outside | within ten feet of meter
NJSTRE1545307159 |  | Transition Incentive Program | Sicklerville | 8081 | 14 | 5.12 | Residential | No | Behind the Meter | Net-metered residential rooftop and canopy |  | None | Posigen NJ LLC | AC Electric | Accepted | 2020-07-16 | 2020-07-21 | 2021-07-21 | Hanwha Q-Cells | Q.PEAK DUO-G5 320 | Solar Panels |  | 0.32 | 16 | 173353 | 18 |  | Fixed | Roof
NJSTRE1545307186 |  | Transition Incentive Program | Howell | 7731 | 17 | 7.04 | Residential | No | Behind the Meter | Net-metered residential rooftop and canopy |  | None | Posigen NJ LLC | JCP&L | Accepted | 2020-07-16 | 2020-07-21 | 2021-07-21 | SolarEdge | SE7600H-US | Inverters | 7600 |  | 1 |  |  | 0.99 |  | Outside | within ten feet of meter
NJSTRE1545307186 |  | Transition Incentive Program | Howell | 7731 | 17 | 7.04 | Residential | No | Behind the Meter | Net-metered residential rooftop and canopy |  | None | Posigen NJ LLC | JCP&L | Accepted | 2020-07-16 | 2020-07-21 | 2021-07-21 | Hanwha Q-Cells | Q.PEAK DUO-G5 320 | Solar Panels |  | 0.32 | 22 | 80171 | 25 |  | Fixed | Roof
NJSTRE1545307340 |  | Transition Incentive Program | Trenton | 8638 | 12 | 5.12 | Residential | No | Behind the Meter | Net-metered residential rooftop and canopy |  | None | Posigen NJ LLC | PSE&G | Accepted | 2020-07-16 | 2020-07-21 | 2021-07-21 | SolarEdge | SE6000H-US | Inverters | 6000 |  | 1 |  |  | 0.99 |  | Outside | within ten feet of meter
NJSTRE1545307340 |  | Transition Incentive Program | Trenton | 8638 | 12 | 5.12 | Residential | No | Behind the Meter | Net-metered residential rooftop and canopy |  | None | Posigen NJ LLC | PSE&G | Accepted | 2020-07-16 | 2020-07-21 | 2021-07-21 | Hanwha Q-Cells | Q.PEAK DUO-G5 320 | Solar Panels |  | 0.32 | 16 | 48228 | 32 |  | Fixed | Roof
NJSTRE1545307342 |  | Transition Incentive Program | Clementon | 8021 | 14 | 6.8 | Residential | No | Behind the Meter | Net-metered residential rooftop and canopy |  | ACE | Maier Solar Engineering dba Solar Me | AC Electric | Accepted | 2020-07-16 | 2020-07-21 | 2021-07-21 | Enphase | IQ7+ | Inverters | 290 |  | 20 |  |  | 0.96 |  | Outdoor | Next to meter
NJSTRE1545307342 |  | Transition Incentive Program | Clementon | 8021 | 14 | 6.8 | Residential | No | Behind the Meter | Net-metered residential rooftop and canopy |  | ACE | Maier Solar Engineering dba Solar Me | AC Electric | Accepted | 2020-07-16 | 2020-07-21 | 2021-07-21 | Hanwha | Q.CELLS DUO BLK-G6 340W | Solar Panels |  | 0.34 | 20 | 336 | 20 |  | Fixed | Roof
NJSTRE1545307350 |  | Transition Incentive Program | WEYMOUTH | 8330 | 19 | 13.6 | Residential | No | Behind the Meter | Net-metered residential rooftop and canopy |  | None | Trinity Solar | AC Electric | Accepted | 2020-07-16 | 2020-07-21 | 2021-07-21 | HANWHA | Q.PEAK DUO BLK-G6 340 | Solar Panels |  | 0.34 | 40 | 180 | 30 |  | Fixed | Roof
NJSTRE1545307350 |  | Transition Incentive Program | WEYMOUTH | 8330 | 19 | 13.6 | Residential | No | Behind the Meter | Net-metered residential rooftop and canopy |  | None | Trinity Solar | AC Electric | Accepted | 2020-07-16 | 2020-07-21 | 2021-07-21 | Solar Edge | SE11400H-US000BNC4 | Inverters | 11400 |  | 1 |  |  | 0.97 |  | Outdoor | side of home
NJSTRE1545307355 |  | Transition Incentive Program | SPRINGFIELD | 7081 | 10 | 12.24 | Residential | No | Behind the Meter | Net-metered residential rooftop and canopy |  | None | Tesla Energy Operations Inc. | JCP&L | Accepted | 2020-07-16 | 2020-07-21 | 2021-07-21 | Tesla | AC Powerwall 2.0 | Electric Storage Battery |  |  | 2 |  |  |  | Lithium Ion |  | Outside
NJSTRE1545307355 |  | Transition Incentive Program | SPRINGFIELD | 7081 | 10 | 12.24 | Residential | No | Behind the Meter | Net-metered residential rooftop and canopy |  | None | Tesla Energy Operations Inc. | JCP&L | Accepted | 2020-07-16 | 2020-07-21 | 2021-07-21 | SolarEdge Technologies | SE10000H-US [240V] | Inverters | 10000 |  | 1 |  |  | 0.99 |  | Outside | Outside
NJSTRE1545307355 |  | Transition Incentive Program | SPRINGFIELD | 7081 | 10 | 12.24 | Residential | No | Behind the Meter | Net-metered residential rooftop and canopy |  | None | Tesla Energy Operations Inc. | JCP&L | Accepted | 2020-07-16 | 2020-07-21 | 2021-07-21 | Hanwha Q-Cells | Q.Peak DUO BLK-G6+/SC340 | Solar Panels |  | 0.34 | 10 | 216 | 23 |  | Fixed | Roof
NJSTRE1545307355 |  | Transition Incentive Program | SPRINGFIELD | 7081 | 10 | 12.24 | Residential | No | Behind the Meter | Net-metered residential rooftop and canopy |  | None | Tesla Energy Operations Inc. | JCP&L | Accepted | 2020-07-16 | 2020-07-21 | 2021-07-21 | Hanwha Q-Cells | Q.Peak DUO BLK-G6+/SC340 | Solar Panels |  | 0.34 | 6 | 306 | 23 |  | Fixed | Roof
NJSTRE1545307355 |  | Transition Incentive Program | SPRINGFIELD | 7081 | 10 | 12.24 | Residential | No | Behind the Meter | Net-metered residential rooftop and canopy |  | None | Tesla Energy Operations Inc. | JCP&L | Accepted | 2020-07-16 | 2020-07-21 | 2021-07-21 | Hanwha Q-Cells | Q.Peak DUO BLK-G6+/SC340 | Solar Panels |  | 0.34 | 7 | 126 | 23 |  | Fixed | Roof
NJSTRE1545307355 |  | Transition Incentive Program | SPRINGFIELD | 7081 | 10 | 12.24 | Residential | No | Behind the Meter | Net-metered residential rooftop and canopy |  | None | Tesla Energy Operations Inc. | JCP&L | Accepted | 2020-07-16 | 2020-07-21 | 2021-07-21 | Hanwha Q-Cells | Q.Peak DUO BLK-G6+/SC340 | Solar Panels |  | 0.34 | 13 | 36 | 23 |  | Fixed | Roof
NJSTRE1545307413 |  | Transition Incentive Program | Mystick Islands | 8087 | 18 | 2.48 | Residential | Yes | Behind the Meter | Net-metered residential rooftop and canopy |  | None | Bright Planet Solar | AC Electric | Accepted | 2020-07-16 | 2020-07-24 | 2021-07-24 | SOLAR EDGE | SE3000H-USRGM | Inverters | 3000 |  | 1 |  |  | 0.98 |  | Outdoor | OUTSIDE
NJSTRE1545307413 |  | Transition Incentive Program | Mystick Islands | 8087 | 18 | 2.48 | Residential | Yes | Behind the Meter | Net-metered residential rooftop and canopy |  | None | Bright Planet Solar | AC Electric | Accepted | 2020-07-16 | 2020-07-24 | 2021-07-24 | LONGI | LR6-60HPB-310M | Solar Panels |  | 0.31 | 8 | 111 | 18 |  | Fixed | Roof
NJSTRE1545307421 |  | Transition Incentive Program | Rahway | 7065 | 10 | 4.95 | Residential | No | Behind the Meter | Net-metered residential rooftop and canopy |  | None | Sunrun Installation Services, Inc. | PSE&G | Accepted | 2020-07-17 | 2020-07-21 | 2021-07-21 | LG Electronics | LG330N1C-A5 | Solar Panels |  | 0.33 | 8 | 87 | 34 |  | Fixed | Roof
NJSTRE1545307421 |  | Transition Incentive Program | Rahway | 7065 | 10 | 4.95 | Residential | No | Behind the Meter | Net-metered residential rooftop and canopy |  | None | Sunrun Installation Services, Inc. | PSE&G | Accepted | 2020-07-17 | 2020-07-21 | 2021-07-21 | LG Electronics | LG330N1C-A5 | Solar Panels |  | 0.33 | 7 | 267 | 34 |  | Fixed | Roof
NJSTRE1545307421 |  | Transition Incentive Program | Rahway | 7065 | 10 | 4.95 | Residential | No | Behind the Meter | Net-metered residential rooftop and canopy |  | None | Sunrun Installation Services, Inc. | PSE&G | Accepted | 2020-07-17 | 2020-07-21 | 2021-07-21 | Enphase Energy | IQ7-60-x-US | Inverters | 240 |  | 15 |  |  | 0.99 |  | Outside | Roof
NJSTRE1545307441 |  | Transition Incentive Program | Franklin Township | 8873 | 5 | 12.24 | Residential | No | Behind the Meter | Net-metered residential rooftop and canopy |  | None | Tesla Energy Operations Inc | PSE&G | Accepted | 2020-07-16 | 2020-07-21 | 2021-07-21 | SolarEdge Technologies Ltd. | SE10000H-US [240V | Inverters | 10000 |  | 1 |  |  | 0.99 |  | Outdoor | outdoor
NJSTRE1545307441 |  | Transition Incentive Program | Franklin Township | 8873 | 5 | 12.24 | Residential | No | Behind the Meter | Net-metered residential rooftop and canopy |  | None | Tesla Energy Operations Inc | PSE&G | Accepted | 2020-07-16 | 2020-07-21 | 2021-07-21 | Hanwha Q Cells | # Q.Peak DUO BLK-G6/SC340 | Solar Panels |  | 0.34 | 26 | 107 | 37 |  | Fixed | Roof
NJSTRE1545307441 |  | Transition Incentive Program | Franklin Township | 8873 | 5 | 12.24 | Residential | No | Behind the Meter | Net-metered residential rooftop and canopy |  | None | Tesla Energy Operations Inc | PSE&G | Accepted | 2020-07-16 | 2020-07-21 | 2021-07-21 | Hanwha Q-Cells | # Q.Peak DUO BLK-G6/SC340 | Solar Panels |  | 0.34 | 10 | 197 | 37 |  | Fixed | Ground
NJSTRE1545307441 |  | Transition Incentive Program | Franklin Township | 8873 | 5 | 12.24 | Residential | No | Behind the Meter | Net-metered residential rooftop and canopy |  | None | Tesla Energy Operations Inc | PSE&G | Accepted | 2020-07-16 | 2020-07-21 | 2021-07-21 | Tesla | AC Powerwall 2.0 | Electric Storage Battery |  |  | 2 |  |  |  | Lithium Ion |  | Outdoor
NJSTRE1545307581 |  | Transition Incentive Program | TOMS RIVER | 8753 | 18 | 12.68 | Residential | Yes | Behind the Meter | Net-metered residential rooftop and canopy |  | None | Vivint Solar Developer, LLC | JCP&L | Accepted | 2020-07-16 | 2020-07-21 | 2021-07-21 | Solar Edge | SE10000H-US | Inverters | 10000 |  | 1 |  |  | 0.992 |  | Outdoor | Near the Utility Meter
NJSTRE1545307581 |  | Transition Incentive Program | TOMS RIVER | 8753 | 18 | 12.68 | Residential | Yes | Behind the Meter | Net-metered residential rooftop and canopy |  | None | Vivint Solar Developer, LLC | JCP&L | Accepted | 2020-07-16 | 2020-07-21 | 2021-07-21 | JINKO SOLAR | JKM325M-60HBL | Solar Panels |  | 0.325 | 22 | 184 | 23 |  | Fixed | Roof
NJSTRE1545307581 |  | Transition Incentive Program | TOMS RIVER | 8753 | 18 | 12.68 | Residential | Yes | Behind the Meter | Net-metered residential rooftop and canopy |  | None | Vivint Solar Developer, LLC | JCP&L | Accepted | 2020-07-16 | 2020-07-21 | 2021-07-21 | JINKO SOLAR | JKM325M-60HBL | Solar Panels |  | 0.325 | 6 | 4 | 23 |  | Fixed | Roof
NJSTRE1545307581 |  | Transition Incentive Program | TOMS RIVER | 8753 | 18 | 12.68 | Residential | Yes | Behind the Meter | Net-metered residential rooftop and canopy |  | None | Vivint Solar Developer, LLC | JCP&L | Accepted | 2020-07-16 | 2020-07-21 | 2021-07-21 | JINKO SOLAR | JKM325M-60HBL | Solar Panels |  | 0.325 | 3 | 184 | 22 |  | Fixed | Roof
NJSTRE1545307581 |  | Transition Incentive Program | TOMS RIVER | 8753 | 18 | 12.68 | Residential | Yes | Behind the Meter | Net-metered residential rooftop and canopy |  | None | Vivint Solar Developer, LLC | JCP&L | Accepted | 2020-07-16 | 2020-07-21 | 2021-07-21 | JINKO SOLAR | JKM325M-60HBL | Solar Panels |  | 0.325 | 8 | 4 | 18 |  | Fixed | Roof
NJSTRE1545307604 |  | Transition Incentive Program | PENNSAUKEN | 8110 | 14 | 7.15 | Residential | Yes | Behind the Meter | Net-metered residential rooftop and canopy |  | None | Vivint Solar Developer, LLC | PSE&G | Accepted | 2020-07-16 | 2020-07-21 | 2021-07-21 | Solar Edge | SE7600H-US | Inverters | 7600 |  | 1 |  |  | 0.992 |  | Outdoor | Near the Utility Meter
NJSTRE1545307604 |  | Transition Incentive Program | PENNSAUKEN | 8110 | 14 | 7.15 | Residential | Yes | Behind the Meter | Net-metered residential rooftop and canopy |  | None | Vivint Solar Developer, LLC | PSE&G | Accepted | 2020-07-16 | 2020-07-21 | 2021-07-21 | JINKO SOLAR | JKM325M-60HL | Solar Panels |  | 0.325 | 11 | 237 | 25 |  | Fixed | Roof
NJSTRE1545307604 |  | Transition Incentive Program | PENNSAUKEN | 8110 | 14 | 7.15 | Residential | Yes | Behind the Meter | Net-metered residential rooftop and canopy |  | None | Vivint Solar Developer, LLC | PSE&G | Accepted | 2020-07-16 | 2020-07-21 | 2021-07-21 | JINKO SOLAR | JKM325M-60HL | Solar Panels |  | 0.325 | 11 | 57 | 25 |  | Fixed | Roof
NJSTRE1545307605 |  | Transition Incentive Program | East Orange | 7017 | 9 | 9.8 | Residential | Yes | Behind the Meter | Net-metered residential rooftop and canopy |  | None | Pro Custom Solar dba Momentum Solar | PSE&G | Accepted | 2020-07-16 | 2020-07-21 | 2021-07-21 | Enphase | IQ7Plus-72-2-US | Inverters | 290 |  | 28 |  |  | 0.97 |  | Outdoor | Roof
NJSTRE1545307605 |  | Transition Incentive Program | East Orange | 7017 | 9 | 9.8 | Residential | Yes | Behind the Meter | Net-metered residential rooftop and canopy |  | None | Pro Custom Solar dba Momentum Solar | PSE&G | Accepted | 2020-07-16 | 2020-07-21 | 2021-07-21 | LG ELECTRONICS | LG 350N1C-V5 | Solar Panels |  | 0.35 | 11 | 295 | 40 |  | Fixed | Roof
NJSTRE1545307605 |  | Transition Incentive Program | East Orange | 7017 | 9 | 9.8 | Residential | Yes | Behind the Meter | Net-metered residential rooftop and canopy |  | None | Pro Custom Solar dba Momentum Solar | PSE&G | Accepted | 2020-07-16 | 2020-07-21 | 2021-07-21 | LG ELECTRONICS | LG 350N1C-V5 | Solar Panels |  | 0.35 | 17 | 115 | 40 |  | Fixed | Roof
NJSTRE1545307621 |  | Transition Incentive Program | Pleasantville | 8232 | 19 | 12.92 | Residential | Yes | Behind the Meter | Net-metered residential rooftop and canopy |  | None | Castle Energy, LLC | AC Electric | Accepted | 2020-07-17 | 2020-07-21 | 2021-07-21 | Enphase Energy | IQ7-60-2-US | Inverters | 240 |  | 38 |  |  | 0.967 |  | Outdoor | on the rooftop under each solar panel
NJSTRE1545307621 |  | Transition Incentive Program | Pleasantville | 8232 | 19 | 12.92 | Residential | Yes | Behind the Meter | Net-metered residential rooftop and canopy |  | None | Castle Energy, LLC | AC Electric | Accepted | 2020-07-17 | 2020-07-21 | 2021-07-21 | Hanwha Q-Cells | Q.Peak DUO BLK-G6 340 | Solar Panels |  | 0.34 | 9 | 115 | 42 |  | Fixed | Roof
NJSTRE1545307621 |  | Transition Incentive Program | Pleasantville | 8232 | 19 | 12.92 | Residential | Yes | Behind the Meter | Net-metered residential rooftop and canopy |  | None | Castle Energy, LLC | AC Electric | Accepted | 2020-07-17 | 2020-07-21 | 2021-07-21 | Hanwha Q-Cells | Q.Peak DUO BLK-G6 340 | Solar Panels |  | 0.34 | 6 | 295 | 42 |  | Fixed | Roof
NJSTRE1545307621 |  | Transition Incentive Program | Pleasantville | 8232 | 19 | 12.92 | Residential | Yes | Behind the Meter | Net-metered residential rooftop and canopy |  | None | Castle Energy, LLC | AC Electric | Accepted | 2020-07-17 | 2020-07-21 | 2021-07-21 | Hanwha Q-Cells | Q.Peak DUO BLK-G6 340 | Solar Panels |  | 0.34 | 6 | 114 | 21 |  | Fixed | Roof
NJSTRE1545307621 |  | Transition Incentive Program | Pleasantville | 8232 | 19 | 12.92 | Residential | Yes | Behind the Meter | Net-metered residential rooftop and canopy |  | None | Castle Energy, LLC | AC Electric | Accepted | 2020-07-17 | 2020-07-21 | 2021-07-21 | Hanwha Q-Cells | Q.Peak DUO BLK-G6 340 | Solar Panels |  | 0.34 | 14 | 295 | 42 |  | Fixed | Roof
NJSTRE1545307621 |  | Transition Incentive Program | Pleasantville | 8232 | 19 | 12.92 | Residential | Yes | Behind the Meter | Net-metered residential rooftop and canopy |  | None | Castle Energy, LLC | AC Electric | Accepted | 2020-07-17 | 2020-07-21 | 2021-07-21 | Hanwha Q-Cells | Q.Peak DUO BLK-G6 340 | Solar Panels |  | 0.34 | 3 | 115 | 42 |  | Fixed | Roof
NJSTRE1545307622 |  | Transition Incentive Program | Jackson | 8527 | 18 | 13.12 | Residential | No | Behind the Meter | Net-metered residential rooftop and canopy |  | None | Powerlutions | JCP&L | Accepted | 2020-07-16 | 2020-07-21 | 2021-07-21 | SolarEdge | SE10000H-US | Inverters | 10 |  | 1 |  |  | 0.99 |  | Outdoor | near meter
NJSTRE1545307622 |  | Transition Incentive Program | Jackson | 8527 | 18 | 13.12 | Residential | No | Behind the Meter | Net-metered residential rooftop and canopy |  | None | Powerlutions | JCP&L | Accepted | 2020-07-16 | 2020-07-21 | 2021-07-21 | Trina | TSM-320 DD06M.05 | Solar Panels |  | 0.32 | 6 | 222 | 36 |  | Fixed | Roof
NJSTRE1545307622 |  | Transition Incentive Program | Jackson | 8527 | 18 | 13.12 | Residential | No | Behind the Meter | Net-metered residential rooftop and canopy |  | None | Powerlutions | JCP&L | Accepted | 2020-07-16 | 2020-07-21 | 2021-07-21 | Trina | TSM-320 DD06M.05 | Solar Panels |  | 0.32 | 22 | 132 | 30 |  | Fixed | Roof
NJSTRE1545307622 |  | Transition Incentive Program | Jackson | 8527 | 18 | 13.12 | Residential | No | Behind the Meter | Net-metered residential rooftop and canopy |  | None | Powerlutions | JCP&L | Accepted | 2020-07-16 | 2020-07-21 | 2021-07-21 | Trina | TSM-320 DD06M.05 | Solar Panels |  | 0.32 | 13 | 222 | 36 |  | Fixed | Roof
NJSTRE1545307673 |  | Transition Incentive Program | woodstown | 8098 | 16 | 9.28 | Residential | No | Behind the Meter | Net-metered residential rooftop and canopy |  | None | Wysocki Electric | AC Electric | Accepted | 2020-07-20 | 2020-07-21 | 2021-07-21 | solaredge | se7600hus | Inverters | 7600 |  | 1 |  |  | 0.992 |  | Outdoor | at array
NJSTRE1545307673 |  | Transition Incentive Program | woodstown | 8098 | 16 | 9.28 | Residential | No | Behind the Meter | Net-metered residential rooftop and canopy |  | None | Wysocki Electric | AC Electric | Accepted | 2020-07-20 | 2020-07-21 | 2021-07-21 | canadian solar | cs1h-320m | Solar Panels |  | 0.32 | 29 | 210 | 21 |  | Fixed | Roof
NJSTRE1545307714 |  | Transition Incentive Program | Trenton | 8620 | 12 | 7.35 | Residential | Yes | Behind the Meter | Net-metered residential rooftop and canopy |  | None | Pro Custom Solar dba Momentum Solar | PSE&G | Accepted | 2020-07-16 | 2020-07-21 | 2021-07-21 | Enphase | IQ7Plus-72-2-US | Inverters | 290 |  | 21 |  |  | 0.97 |  | Outdoor | Roof
NJSTRE1545307714 |  | Transition Incentive Program | Trenton | 8620 | 12 | 7.35 | Residential | Yes | Behind the Meter | Net-metered residential rooftop and canopy |  | None | Pro Custom Solar dba Momentum Solar | PSE&G | Accepted | 2020-07-16 | 2020-07-21 | 2021-07-21 | LG ELECTRONICS | LG 350N1C-V5 | Solar Panels |  | 0.35 | 8 | 189 | 22 |  | Fixed | Roof
NJSTRE1545307714 |  | Transition Incentive Program | Trenton | 8620 | 12 | 7.35 | Residential | Yes | Behind the Meter | Net-metered residential rooftop and canopy |  | None | Pro Custom Solar dba Momentum Solar | PSE&G | Accepted | 2020-07-16 | 2020-07-21 | 2021-07-21 | LG ELECTRONICS | LG 350N1C-V5 | Solar Panels |  | 0.35 | 13 | 9 | 22 |  | Fixed | Roof
NJSTRE1545307715 |  | Transition Incentive Program | Willingboro Twp | 8046 | 13 | 11.28 | Residential | No | Behind the Meter | Net-metered residential rooftop and canopy |  | None | Tesla Energy Operations Inc | PSE&G | Accepted | 2020-07-16 | 2020-07-21 | 2021-07-21 | Delta Electronics | M4-TL-US [240V] | Inverters | 3840 |  | 1 |  |  | 0.975 |  | Outdoor | Outdoor
NJSTRE1545307715 |  | Transition Incentive Program | Willingboro Twp | 8046 | 13 | 11.28 | Residential | No | Behind the Meter | Net-metered residential rooftop and canopy |  | None | Tesla Energy Operations Inc | PSE&G | Accepted | 2020-07-16 | 2020-07-21 | 2021-07-21 | Delta Electronics | M8-TL-US [240V] | Inverters | 7680 |  | 1 |  |  | 0.975 |  | Outdoor | Outdoor
NJSTRE1545307715 |  | Transition Incentive Program | Willingboro Twp | 8046 | 13 | 11.28 | Residential | No | Behind the Meter | Net-metered residential rooftop and canopy |  | None | Tesla Energy Operations Inc | PSE&G | Accepted | 2020-07-16 | 2020-07-21 | 2021-07-21 | Tesla SRV3 | 5014123-00-B | Solar Panels |  | 0.05847 | 15 | 124 | 25 |  | Fixed | Roof
NJSTRE1545307715 |  | Transition Incentive Program | Willingboro Twp | 8046 | 13 | 11.28 | Residential | No | Behind the Meter | Net-metered residential rooftop and canopy |  | None | Tesla Energy Operations Inc | PSE&G | Accepted | 2020-07-16 | 2020-07-21 | 2021-07-21 | Tesla SRV3 | 5014123-00-B | Solar Panels |  | 0.05847 | 15 | 304 | 25 |  | Fixed | Roof
NJSTRE1545307715 |  | Transition Incentive Program | Willingboro Twp | 8046 | 13 | 11.28 | Residential | No | Behind the Meter | Net-metered residential rooftop and canopy |  | None | Tesla Energy Operations Inc | PSE&G | Accepted | 2020-07-16 | 2020-07-21 | 2021-07-21 | Tesla SRV3 | 5014123-00-B | Solar Panels |  | 0.05847 | 52 | 214 | 18 |  | Fixed | Roof
NJSTRE1545307715 |  | Transition Incentive Program | Willingboro Twp | 8046 | 13 | 11.28 | Residential | No | Behind the Meter | Net-metered residential rooftop and canopy |  | None | Tesla Energy Operations Inc | PSE&G | Accepted | 2020-07-16 | 2020-07-21 | 2021-07-21 | Tesla SRV3 | 5014123-00-B | Solar Panels |  | 0.05847 | 69 | 124 | 18 |  | Fixed | Ground
NJSTRE1545307715 |  | Transition Incentive Program | Willingboro Twp | 8046 | 13 | 11.28 | Residential | No | Behind the Meter | Net-metered residential rooftop and canopy |  | None | Tesla Energy Operations Inc | PSE&G | Accepted | 2020-07-16 | 2020-07-21 | 2021-07-21 | Tesla SRV3 | 5014123-00-B | Solar Panels |  | 0.05847 | 42 | 34 | 18 |  | Fixed | Roof
NJSTRE1545307749 |  | Transition Incentive Program | Union | 7083 | 10 | 4.2 | Residential | Yes | Behind the Meter | Net-metered residential rooftop and canopy |  | None | Pro Custom Solar dba Momentum Solar | PSE&G | Accepted | 2020-07-16 | 2020-07-21 | 2021-07-21 | Enphase | IQ7Plus-72-2-US | Inverters | 290 |  | 12 |  |  | 0.97 |  | Outdoor | Roof
NJSTRE1545307749 |  | Transition Incentive Program | Union | 7083 | 10 | 4.2 | Residential | Yes | Behind the Meter | Net-metered residential rooftop and canopy |  | None | Pro Custom Solar dba Momentum Solar | PSE&G | Accepted | 2020-07-16 | 2020-07-21 | 2021-07-21 | LG ELECTRONICS | LG 350N1C-V5 | Solar Panels |  | 0.35 | 12 | 174 | 43 |  | Fixed | Roof
NJSTRE1545309951 |  | Transition Incentive Program | Pemberton | 8068 | 13 | 9.15 | Residential | Yes | Behind the Meter | Net-metered residential rooftop and canopy |  | None | Sunrun, Inc. | JCP&L | Accepted | 2020-07-17 | 2020-07-21 | 2021-07-21 | Enphase Energy | IQ7-60-x-US (240V) | Inverters | 240 |  | 30 |  |  | 0.96 |  | Outdoor | Rooftop
NJSTRE1545309951 |  | Transition Incentive Program | Pemberton | 8068 | 13 | 9.15 | Residential | Yes | Behind the Meter | Net-metered residential rooftop and canopy |  | None | Sunrun, Inc. | JCP&L | Accepted | 2020-07-17 | 2020-07-21 | 2021-07-21 | LONGi Green Energy Technology Co Ltd | LR6-60HPB-305M | Solar Panels |  | 0.305 | 17 | 323 | 22 |  | Fixed | Roof
NJSTRE1545309951 |  | Transition Incentive Program | Pemberton | 8068 | 13 | 9.15 | Residential | Yes | Behind the Meter | Net-metered residential rooftop and canopy |  | None | Sunrun, Inc. | JCP&L | Accepted | 2020-07-17 | 2020-07-21 | 2021-07-21 | LONGi Green Energy Technology Co Ltd | LR6-60HPB-305M | Solar Panels |  | 0.305 | 13 | 143 | 23 |  | Fixed | Roof
NJSTRE1545309958 |  | Transition Incentive Program | Parsippany-Troy Hills | 7054 | 3 | 3.72 | Residential | Yes | Behind the Meter | Net-metered residential rooftop and canopy |  | None | Sunrun, Inc. | JCP&L | Accepted | 2020-07-17 | 2020-07-21 | 2021-07-21 | Enphase Energy | IQ7-60-x-US (240V) | Inverters | 240 |  | 12 |  |  | 0.96 |  | Outdoor | Rooftop
NJSTRE1545309958 |  | Transition Incentive Program | Parsippany-Troy Hills | 7054 | 3 | 3.72 | Residential | Yes | Behind the Meter | Net-metered residential rooftop and canopy |  | None | Sunrun, Inc. | JCP&L | Accepted | 2020-07-17 | 2020-07-21 | 2021-07-21 | REC Solar | REC310TP2M | Solar Panels |  | 0.31 | 12 | 122 | 22 |  | Fixed | Roof
NJSTRE1545309962 |  | Transition Incentive Program | Lindenwold | 8021 | 14 | 15.75 | Residential | Yes | Behind the Meter | Net-metered residential rooftop and canopy |  | None | Suntuity Solar LLC | AC Electric | Accepted | 2020-07-17 | 2020-07-21 | 2021-07-21 | Enphase Energy | IQ7-60-2-US | Inverters | 240 |  | 50 |  |  | 0.97 |  | Outdoor | Behind the PV Modules
NJSTRE1545309962 |  | Transition Incentive Program | Lindenwold | 8021 | 14 | 15.75 | Residential | Yes | Behind the Meter | Net-metered residential rooftop and canopy |  | None | Suntuity Solar LLC | AC Electric | Accepted | 2020-07-17 | 2020-07-21 | 2021-07-21 | Longi | LR6-60HPB-315M | Solar Panels |  | 0.315 | 11 | 241 | 45 |  | Fixed | Roof
NJSTRE1545309962 |  | Transition Incentive Program | Lindenwold | 8021 | 14 | 15.75 | Residential | Yes | Behind the Meter | Net-metered residential rooftop and canopy |  | None | Suntuity Solar LLC | AC Electric | Accepted | 2020-07-17 | 2020-07-21 | 2021-07-21 | Longi | LR6-60HPB-315M | Solar Panels |  | 0.315 | 20 | 331 | 30 |  | Fixed | Roof
NJSTRE1545309962 |  | Transition Incentive Program | Lindenwold | 8021 | 14 | 15.75 | Residential | Yes | Behind the Meter | Net-metered residential rooftop and canopy |  | None | Suntuity Solar LLC | AC Electric | Accepted | 2020-07-17 | 2020-07-21 | 2021-07-21 | Longi | LR6-60HPB-315M | Solar Panels |  | 0.315 | 19 | 151 | 30 |  | Fixed | Roof
NJSTRE1545309963 |  | Transition Incentive Program | Little Egg Harbor | 8087 | 18 | 9.6 | Residential | No | Behind the Meter | Net-metered residential rooftop and canopy |  | None | Posigen NJ LLC | AC Electric | Accepted | 2020-07-17 | 2020-07-21 | 2021-07-21 | Hanwha Q-Cells | Q.PEAK DUO-G5 320 | Solar Panels |  | 0.32 | 30 | 24204 | 34 |  | Fixed | Roof
NJSTRE1545309963 |  | Transition Incentive Program | Little Egg Harbor | 8087 | 18 | 9.6 | Residential | No | Behind the Meter | Net-metered residential rooftop and canopy |  | None | Posigen NJ LLC | AC Electric | Accepted | 2020-07-17 | 2020-07-21 | 2021-07-21 | SolarEdge | SE10000H-US | Inverters | 10000 |  | 1 |  |  | 0.99 |  | Outside | within ten feet of meter
NJSTRE1545309964 |  | Transition Incentive Program | Old Tappan | 7675 | 7 | 7.04 | Residential | No | Behind the Meter | Net-metered residential rooftop and canopy |  | None | Posigen NJ LLC | Orange Rockland Electric | Accepted | 2020-07-17 | 2020-07-21 | 2021-07-21 | Hanhwa Q-Cells | Q.PEAK DUO-G5 320 | Solar Panels |  | 0.32 | 22 | 231,141,51 | 29 |  | Fixed | Roof
NJSTRE1545309964 |  | Transition Incentive Program | Old Tappan | 7675 | 7 | 7.04 | Residential | No | Behind the Meter | Net-metered residential rooftop and canopy |  | None | Posigen NJ LLC | Orange Rockland Electric | Accepted | 2020-07-17 | 2020-07-21 | 2021-07-21 | SolarEdge | SE7600H-US | Inverters | 7600 |  | 1 |  |  | 0.99 |  | Outside | within ten feet of meter
NJSTRE1545309965 |  | Transition Incentive Program | Medford | 8056 | 15 | 9.6 | Residential | No | Behind the Meter | Net-metered residential rooftop and canopy |  | None | Posigen NJ LLC | PSE&G | Accepted | 2020-07-17 | 2020-07-21 | 2021-07-21 | SolarEdge | SE10000H-US | Inverters | 10000 |  | 1 |  |  | 0.99 |  | Outside | within ten feet of meter
NJSTRE1545309965 |  | Transition Incentive Program | Medford | 8056 | 15 | 9.6 | Residential | No | Behind the Meter | Net-metered residential rooftop and canopy |  | None | Posigen NJ LLC | PSE&G | Accepted | 2020-07-17 | 2020-07-21 | 2021-07-21 | Hanwha Q-Cells | Q.PEAK DUO-G5 320 | Solar Panels |  | 0.32 | 30 | 165345 | 22 |  | Fixed | Roof
NJSTRE1545309966 |  | Transition Incentive Program | Bridgeton | 8302 | 20 | 9.6 | Residential | No | Behind the Meter | Net-metered residential rooftop and canopy |  | None | Posigen NJ LLC | AC Electric | Accepted | 2020-07-17 | 2020-07-21 | 2021-07-21 | SolarEdge | SE10000H-US | Inverters | 10000 |  | 1 |  |  | 0.99 |  | Outside | within ten feet of meter
NJSTRE1545309966 |  | Transition Incentive Program | Bridgeton | 8302 | 20 | 9.6 | Residential | No | Behind the Meter | Net-metered residential rooftop and canopy |  | None | Posigen NJ LLC | AC Electric | Accepted | 2020-07-17 | 2020-07-21 | 2021-07-21 | Hanwha Q-Cells | Q.PEAK DUO-G5 320 | Solar Panels |  | 0.32 | 30 | 61241332152 | 22 |  | Fixed | Roof
NJSTRE1545309993 |  | Transition Incentive Program | Vineland | 8360 | 20 | 6.8 | Residential | Yes | Behind the Meter | Net-metered residential rooftop and canopy |  | None | Vision Solar LLC | Vineland Muni Electric | Accepted | 2020-07-17 | 2020-07-21 | 2021-07-21 | HANWHA Q-CELLS | Q.PEAK DUO-G6 340 | Solar Panels |  | 0.34 | 2 | 92 | 29 |  | Fixed | Roof
NJSTRE1545309993 |  | Transition Incentive Program | Vineland | 8360 | 20 | 6.8 | Residential | Yes | Behind the Meter | Net-metered residential rooftop and canopy |  | None | Vision Solar LLC | Vineland Muni Electric | Accepted | 2020-07-17 | 2020-07-21 | 2021-07-21 | HANWHA Q-CELLS | Q.PEAK DUO-G6 340 | Solar Panels |  | 0.34 | 1 | 182 | 20 |  | Fixed | Roof
NJSTRE1545309993 |  | Transition Incentive Program | Vineland | 8360 | 20 | 6.8 | Residential | Yes | Behind the Meter | Net-metered residential rooftop and canopy |  | None | Vision Solar LLC | Vineland Muni Electric | Accepted | 2020-07-17 | 2020-07-21 | 2021-07-21 | HANWHA Q-CELLS | Q.PEAK DUO-G6 340 | Solar Panels |  | 0.34 | 9 | 271 | 20 |  | Fixed | Roof
NJSTRE1545309993 |  | Transition Incentive Program | Vineland | 8360 | 20 | 6.8 | Residential | Yes | Behind the Meter | Net-metered residential rooftop and canopy |  | None | Vision Solar LLC | Vineland Muni Electric | Accepted | 2020-07-17 | 2020-07-21 | 2021-07-21 | HANWHA Q-CELLS | Q.PEAK DUO-G6 340 | Solar Panels |  | 0.34 | 2 | 272 | 29 |  | Fixed | Roof
NJSTRE1545309993 |  | Transition Incentive Program | Vineland | 8360 | 20 | 6.8 | Residential | Yes | Behind the Meter | Net-metered residential rooftop and canopy |  | None | Vision Solar LLC | Vineland Muni Electric | Accepted | 2020-07-17 | 2020-07-21 | 2021-07-21 | ENPHASE | IQ7-60-2-US | Inverters | 0.24 |  | 20 |  |  | 0.96 |  | Other | BEHIND EACH PANEL
NJSTRE1545309993 |  | Transition Incentive Program | Vineland | 8360 | 20 | 6.8 | Residential | Yes | Behind the Meter | Net-metered residential rooftop and canopy |  | None | Vision Solar LLC | Vineland Muni Electric | Accepted | 2020-07-17 | 2020-07-21 | 2021-07-21 | HANWHA Q-CELLS | Q.PEAK DUO-G6 340 | Solar Panels |  | 0.34 | 6 | 91 | 20 |  | Fixed | Roof
NJSTRE1545310012 |  | Transition Incentive Program | CLIFTON | 7011 | 6 | 4.69 | Residential | Yes | Behind the Meter | Net-metered residential rooftop and canopy |  | PSEG | Vision Solar LLC | PSE&G | Accepted | 2020-07-17 | 2020-07-21 | 2021-07-21 | ENPHASE | IQ7-60-2-US | Inverters | 0.24 |  | 14 |  |  | 0.96 |  | Other | BEHIND EACH PANEL
NJSTRE1545310012 |  | Transition Incentive Program | CLIFTON | 7011 | 6 | 4.69 | Residential | Yes | Behind the Meter | Net-metered residential rooftop and canopy |  | PSEG | Vision Solar LLC | PSE&G | Accepted | 2020-07-17 | 2020-07-21 | 2021-07-21 | LG SOLAR | LG335N1K-V5 | Solar Panels |  | 0.335 | 14 | 258 | 39 |  | Fixed | Roof
NJSTRE1545310021 |  | Transition Incentive Program | NEWFIELD | 8344 | 15 | 3.78 | Residential | Yes | Behind the Meter | Net-metered residential rooftop and canopy |  | None | Suntuity Solar LLC | Vineland Muni Electric | Accepted | 2020-07-17 | 2020-07-21 | 2021-07-21 | Enphase Energy | IQ7-60-2-US | Inverters | 240 |  | 12 |  |  | 0.97 |  | Outdoor | Behind the PV Modules
NJSTRE1545310021 |  | Transition Incentive Program | NEWFIELD | 8344 | 15 | 3.78 | Residential | Yes | Behind the Meter | Net-metered residential rooftop and canopy |  | None | Suntuity Solar LLC | Vineland Muni Electric | Accepted | 2020-07-17 | 2020-07-21 | 2021-07-21 | Longi | LR6-60HPB-315M | Solar Panels |  | 0.315 | 6 | 73 | 20 |  | Fixed | Roof
NJSTRE1545310021 |  | Transition Incentive Program | NEWFIELD | 8344 | 15 | 3.78 | Residential | Yes | Behind the Meter | Net-metered residential rooftop and canopy |  | None | Suntuity Solar LLC | Vineland Muni Electric | Accepted | 2020-07-17 | 2020-07-21 | 2021-07-21 | Longi | LR6-60HPB-315M | Solar Panels |  | 0.315 | 6 | 73 | 20 |  | Fixed | Roof
NJSTRE1545310176 |  | Transition Incentive Program | CARTERET BORO | 7008 | 11 | 5.94 | Residential | Yes | Behind the Meter | Net-metered residential rooftop and canopy |  | None | Sunrun, Inc. | PSE&G | Accepted | 2020-07-21 | 2020-07-22 | 2021-10-30 | Enphase | X-IQ-AM1-240-3C | Meters |  |  | 1 |  |  |  | Yes
NJSTRE1545310176 |  | Transition Incentive Program | CARTERET BORO | 7008 | 11 | 5.94 | Residential | Yes | Behind the Meter | Net-metered residential rooftop and canopy |  | None | Sunrun, Inc. | PSE&G | Accepted | 2020-07-21 | 2020-07-22 | 2021-10-30 | Enphase Energy | IQ7-60-x-US | Inverters | 240 |  | 18 |  |  | 0.99 |  | Outside | Roof
NJSTRE1545310176 |  | Transition Incentive Program | CARTERET BORO | 7008 | 11 | 5.94 | Residential | Yes | Behind the Meter | Net-metered residential rooftop and canopy |  | None | Sunrun, Inc. | PSE&G | Accepted | 2020-07-21 | 2020-07-22 | 2021-10-30 | LG Electronics | LG330N1C-A5 | Solar Panels |  | 0.33 | 8 | 306 | 3 |  | Fixed | Roof
NJSTRE1545310176 |  | Transition Incentive Program | CARTERET BORO | 7008 | 11 | 5.94 | Residential | Yes | Behind the Meter | Net-metered residential rooftop and canopy |  | None | Sunrun, Inc. | PSE&G | Accepted | 2020-07-21 | 2020-07-22 | 2021-10-30 | LG Electronics | LG330N1C-A5 | Solar Panels |  | 0.33 | 10 | 126 | 40 |  | Fixed | Roof
NJSTRE1545310212 |  | Transition Incentive Program | Union Beach | 7735 | 17 | 14.26 | Residential | No | Behind the Meter | Net-metered residential rooftop and canopy |  | None | Bright Planet Solar | JCP&L | Accepted | 2020-07-17 | 2020-07-21 | 2021-07-21 | LONGI | LR6-6OHPB-310M | Solar Panels |  | 0.31 | 4 | 175 | 27 |  | Fixed | Roof
NJSTRE1545310212 |  | Transition Incentive Program | Union Beach | 7735 | 17 | 14.26 | Residential | No | Behind the Meter | Net-metered residential rooftop and canopy |  | None | Bright Planet Solar | JCP&L | Accepted | 2020-07-17 | 2020-07-21 | 2021-07-21 | LONGI | LR6-60HPB-310M | Solar Panels |  | 0.31 | 42 | 263 | 27 |  | Fixed | Roof
NJSTRE1545310212 |  | Transition Incentive Program | Union Beach | 7735 | 17 | 14.26 | Residential | No | Behind the Meter | Net-metered residential rooftop and canopy |  | None | Bright Planet Solar | JCP&L | Accepted | 2020-07-17 | 2020-07-21 | 2021-07-21 | SOLAR EDGE | SE11400H-USRGM | Inverters | 11400 |  | 1 |  |  | 0.98 |  | Outdoor | OUTSIDE
NJSTRE1545310216 |  | Transition Incentive Program | IRVINGTON | 7111 | 9 | 5.49 | Residential | Yes | Behind the Meter | Net-metered residential rooftop and canopy |  | None | Sunrun, Inc. | PSE&G | Accepted | 2020-07-21 | 2020-07-21 | 2021-07-21 | Enphase Energy | IQ7-60-x-US | Inverters | 240 |  | 18 |  |  | 0.99 |  | Outside | Roof
NJSTRE1545310216 |  | Transition Incentive Program | IRVINGTON | 7111 | 9 | 5.49 | Residential | Yes | Behind the Meter | Net-metered residential rooftop and canopy |  | None | Sunrun, Inc. | PSE&G | Accepted | 2020-07-21 | 2020-07-21 | 2021-07-21 | LONGi Green Energy Technology Co Ltd | LR6-60HPB-305M | Solar Panels |  | 0.305 | 9 | 304 | 23 |  | Fixed | Roof
NJSTRE1545310216 |  | Transition Incentive Program | IRVINGTON | 7111 | 9 | 5.49 | Residential | Yes | Behind the Meter | Net-metered residential rooftop and canopy |  | None | Sunrun, Inc. | PSE&G | Accepted | 2020-07-21 | 2020-07-21 | 2021-07-21 | LONGi Green Energy Technology Co Ltd | LR6-60HPB-305M | Solar Panels |  | 0.305 | 7 | 124 | 23 |  | Fixed | Roof
NJSTRE1545310216 |  | Transition Incentive Program | IRVINGTON | 7111 | 9 | 5.49 | Residential | Yes | Behind the Meter | Net-metered residential rooftop and canopy |  | None | Sunrun, Inc. | PSE&G | Accepted | 2020-07-21 | 2020-07-21 | 2021-07-21 | LONGi Green Energy Technology Co Ltd | LR6-60HPB-305M | Solar Panels |  | 0.305 | 2 | 124 | 11 |  | Fixed | Roof
NJSTRE1545310223 |  | Transition Incentive Program | Voorhees Township | 8043 | 14 | 13.07 | Residential | No | Behind the Meter | Net-metered residential rooftop and canopy |  | None | Green Power Energy | PSE&G | Accepted | 2020-07-17 | 2020-07-23 | 2021-07-23 | Hanwha | Q.PEAK DUO BLK-G6 | Solar Panels |  | 0.335 | 8 | 70 | 25 |  | Fixed | Roof
NJSTRE1545310223 |  | Transition Incentive Program | Voorhees Township | 8043 | 14 | 13.07 | Residential | No | Behind the Meter | Net-metered residential rooftop and canopy |  | None | Green Power Energy | PSE&G | Accepted | 2020-07-17 | 2020-07-23 | 2021-07-23 | Hanwha | Q.PEAK DUO BLK-G6 | Solar Panels |  | 0.335 | 20 | 250 | 25 |  | Fixed | Roof
NJSTRE1545310223 |  | Transition Incentive Program | Voorhees Township | 8043 | 14 | 13.07 | Residential | No | Behind the Meter | Net-metered residential rooftop and canopy |  | None | Green Power Energy | PSE&G | Accepted | 2020-07-17 | 2020-07-23 | 2021-07-23 | Solar Edge | SE11400H-US | Inverters | 11400 |  | 1 |  |  | 0.97 |  | Outside | next to meter
NJSTRE1545310223 |  | Transition Incentive Program | Voorhees Township | 8043 | 14 | 13.07 | Residential | No | Behind the Meter | Net-metered residential rooftop and canopy |  | None | Green Power Energy | PSE&G | Accepted | 2020-07-17 | 2020-07-23 | 2021-07-23 | Hanwha | Q.PEAK DUO BLK-G6 | Solar Panels |  | 0.335 | 11 | 250 | 25 |  | Fixed | Roof
NJSTRE1545310274 |  | Transition Incentive Program | Toms River | 8757 | 18 | 3.5 | Residential | Yes | Behind the Meter | Net-metered residential rooftop and canopy |  | None | Pro Custom Solar dba Momentum Solar | JCP&L | Accepted | 2020-07-17 | 2020-07-21 | 2021-07-21 | LG ELECTRONICS | LG 350N1C-V5 | Solar Panels |  | 0.35 | 10 | 186 | 22 |  | Fixed | Roof
NJSTRE1545310274 |  | Transition Incentive Program | Toms River | 8757 | 18 | 3.5 | Residential | Yes | Behind the Meter | Net-metered residential rooftop and canopy |  | None | Pro Custom Solar dba Momentum Solar | JCP&L | Accepted | 2020-07-17 | 2020-07-21 | 2021-07-21 | Enphase | IQ7Plus-72-2-US | Inverters | 290 |  | 10 |  |  | 0.97 |  | Outdoor | Roof
NJSTRE1545310281 |  | Transition Incentive Program | Newark | 7103 | 9 | 9.1 | Residential | Yes | Behind the Meter | Net-metered residential rooftop and canopy |  | None | Pro Custom Solar dba Momentum Solar | PSE&G | Accepted | 2020-07-17 | 2020-07-21 | 2021-07-21 | Enphase | IQ7Plus-72-2-US | Inverters | 290 |  | 26 |  |  | 0.97 |  | Outdoor | Roof
NJSTRE1545310281 |  | Transition Incentive Program | Newark | 7103 | 9 | 9.1 | Residential | Yes | Behind the Meter | Net-metered residential rooftop and canopy |  | None | Pro Custom Solar dba Momentum Solar | PSE&G | Accepted | 2020-07-17 | 2020-07-21 | 2021-07-21 | LG ELECTRONICS | LG 350N1C-V5 | Solar Panels |  | 0.35 | 21 | 196 | 32 |  | Fixed | Roof
NJSTRE1545310281 |  | Transition Incentive Program | Newark | 7103 | 9 | 9.1 | Residential | Yes | Behind the Meter | Net-metered residential rooftop and canopy |  | None | Pro Custom Solar dba Momentum Solar | PSE&G | Accepted | 2020-07-17 | 2020-07-21 | 2021-07-21 | LG ELECTRONICS | LG 350N1C-V5 | Solar Panels |  | 0.35 | 5 | 16 | 32 |  | Fixed | Roof
NJSTRE1545310287 |  | Transition Incentive Program | Cinnaminson | 8077 | 13 | 175.26 | Commercial | No | Behind the Meter | Net-metered non-residential rooftop and canopy |  | None | Spectacular Solar | PSE&G | Accepted | 2020-07-17 | 2020-07-22 | 2021-07-22 | Solar Edge | SE43.2K | Inverters | 43200 |  | 3 |  |  | 0.97 |  | Indoor | Inside Power room
NJSTRE1545310287 |  | Transition Incentive Program | Cinnaminson | 8077 | 13 | 175.26 | Commercial | No | Behind the Meter | Net-metered non-residential rooftop and canopy |  | None | Spectacular Solar | PSE&G | Accepted | 2020-07-17 | 2020-07-22 | 2021-07-22 | Qcells | q.plus l-g4.2 345 | Solar Panels |  | 0.345 | 508 | 132 | 30 |  | Fixed | Roof
NJSTRE1545310299 |  | Transition Incentive Program | Morristown | 7960 | 3 | 16.32 | Residential | No | Behind the Meter | Net-metered residential rooftop and canopy |  | None | Tesla Energy Operations Inc. | JCP&L | Accepted | 2020-07-17 | 2020-07-22 | 2021-07-22 | Tesla | AC Powerwall 2.0 | Electric Storage Battery |  |  | 3 |  |  |  | Lithium Ion |  | Inside
NJSTRE1545310299 |  | Transition Incentive Program | Morristown | 7960 | 3 | 16.32 | Residential | No | Behind the Meter | Net-metered residential rooftop and canopy |  | None | Tesla Energy Operations Inc. | JCP&L | Accepted | 2020-07-17 | 2020-07-22 | 2021-07-22 | Hanwha Q-Cells | Q.Peak DUO BLK-G6+/SC340 | Solar Panels |  | 0.34 | 13 | 217 | 23 |  | Fixed | Roof
NJSTRE1545310299 |  | Transition Incentive Program | Morristown | 7960 | 3 | 16.32 | Residential | No | Behind the Meter | Net-metered residential rooftop and canopy |  | None | Tesla Energy Operations Inc. | JCP&L | Accepted | 2020-07-17 | 2020-07-22 | 2021-07-22 | Hanwha Q-Cells | Q.Peak DUO BLK-G6+/SC340 | Solar Panels |  | 0.34 | 35 | 127 | 23 |  | Fixed | Roof
NJSTRE1545310299 |  | Transition Incentive Program | Morristown | 7960 | 3 | 16.32 | Residential | No | Behind the Meter | Net-metered residential rooftop and canopy |  | None | Tesla Energy Operations Inc. | JCP&L | Accepted | 2020-07-17 | 2020-07-22 | 2021-07-22 | SolarEdge Technologies | SE7600H-US [240V] | Inverters | 7600 |  | 2 |  |  | 0.99 |  | Outside | Outside
NJSTRE1545310302 |  | Transition Incentive Program | Linden | 7036 | 10 | 5.95 | Residential | Yes | Behind the Meter | Net-metered residential rooftop and canopy |  | None | Pro Custom Solar dba Momentum Solar | PSE&G | Accepted | 2020-07-24 | 2020-07-24 | 2021-07-24 | Enphase | IQ7Plus-72-2-US | Inverters | 290 |  | 17 |  |  | 0.97 |  | Outdoor | Roof
NJSTRE1545310302 |  | Transition Incentive Program | Linden | 7036 | 10 | 5.95 | Residential | Yes | Behind the Meter | Net-metered residential rooftop and canopy |  | None | Pro Custom Solar dba Momentum Solar | PSE&G | Accepted | 2020-07-24 | 2020-07-24 | 2021-07-24 | LG ELECTRONICS | LG 350N1C-V5 | Solar Panels |  | 0.35 | 8 | 129 | 24 |  | Fixed | Roof
NJSTRE1545310302 |  | Transition Incentive Program | Linden | 7036 | 10 | 5.95 | Residential | Yes | Behind the Meter | Net-metered residential rooftop and canopy |  | None | Pro Custom Solar dba Momentum Solar | PSE&G | Accepted | 2020-07-24 | 2020-07-24 | 2021-07-24 | LG ELECTRONICS | LG 350N1C-V5 | Solar Panels |  | 0.35 | 9 | 219 | 20 |  | Fixed | Roof
NJSTRE1545310338 |  | Transition Incentive Program | Barnegat | 8005 | 18 | 8.32 | Residential | Yes | Behind the Meter | Net-metered residential rooftop and canopy |  | None | Reliable Power and Solar | JCP&L | Accepted | 2020-07-17 | 2020-07-22 | 2021-07-22 | Trina | tsmddo5 | Solar Panels |  | 0.32 | 26 | 197 | 26 |  | Fixed | Roof | roof
NJSTRE1545310338 |  | Transition Incentive Program | Barnegat | 8005 | 18 | 8.32 | Residential | Yes | Behind the Meter | Net-metered residential rooftop and canopy |  | None | Reliable Power and Solar | JCP&L | Accepted | 2020-07-17 | 2020-07-22 | 2021-07-22 | enphase | IQ7 | Inverters | 240 |  | 26 |  |  | 0.97 |  | Outside | roof
NJSTRE1545310343 |  | Transition Incentive Program | Lakewood | 8701 | 18 | 7.68 | Residential | Yes | Behind the Meter | Net-metered residential rooftop and canopy |  | None | Powerlutions | JCP&L | Accepted | 2020-07-21 | 2020-07-21 | 2021-07-21 | Axitec | AC-320MH/120S | Solar Panels |  | 0.32 | 10 | 97 | 28 |  | Fixed | Roof
NJSTRE1545310343 |  | Transition Incentive Program | Lakewood | 8701 | 18 | 7.68 | Residential | Yes | Behind the Meter | Net-metered residential rooftop and canopy |  | None | Powerlutions | JCP&L | Accepted | 2020-07-21 | 2020-07-21 | 2021-07-21 | SolarEdge | SE6000H-US | Inverters | 6 |  | 1 |  |  | 0.97 |  | Outdoor | near meter
NJSTRE1545310343 |  | Transition Incentive Program | Lakewood | 8701 | 18 | 7.68 | Residential | Yes | Behind the Meter | Net-metered residential rooftop and canopy |  | None | Powerlutions | JCP&L | Accepted | 2020-07-21 | 2020-07-21 | 2021-07-21 | Axitec | AC-320MH/120S | Solar Panels |  | 0.32 | 11 | 187 | 30 |  | Fixed | Roof
NJSTRE1545310343 |  | Transition Incentive Program | Lakewood | 8701 | 18 | 7.68 | Residential | Yes | Behind the Meter | Net-metered residential rooftop and canopy |  | None | Powerlutions | JCP&L | Accepted | 2020-07-21 | 2020-07-21 | 2021-07-21 | Axitec | AC-320MH/120S | Solar Panels |  | 0.32 | 3 | 187 | 30 |  | Fixed | Roof
NJSTRE1545310351 |  | Transition Incentive Program | ROSELLE | 7203 | 10 | 5.85 | Residential | Yes | Behind the Meter | Net-metered residential rooftop and canopy |  | None | Vivint Solar Developer, LLC | PSE&G | Accepted | 2020-07-17 | 2020-07-22 | 2021-07-22 | JINKO SOLAR | JKM325M-60HBL | Solar Panels |  | 0.325 | 8 | 170 | 37 |  | Fixed | Roof
NJSTRE1545310351 |  | Transition Incentive Program | ROSELLE | 7203 | 10 | 5.85 | Residential | Yes | Behind the Meter | Net-metered residential rooftop and canopy |  | None | Vivint Solar Developer, LLC | PSE&G | Accepted | 2020-07-17 | 2020-07-22 | 2021-07-22 | JINKO SOLAR | JKM325M-60HBL | Solar Panels |  | 0.325 | 8 | 350 | 37 |  | Fixed | Roof
NJSTRE1545310351 |  | Transition Incentive Program | ROSELLE | 7203 | 10 | 5.85 | Residential | Yes | Behind the Meter | Net-metered residential rooftop and canopy |  | None | Vivint Solar Developer, LLC | PSE&G | Accepted | 2020-07-17 | 2020-07-22 | 2021-07-22 | SOLAREDGE | SE7600H-US | Inverters | 7600 |  | 1 |  |  | 0.992 |  | Outdoor | Near the Utility Meter
NJSTRE1545310351 |  | Transition Incentive Program | ROSELLE | 7203 | 10 | 5.85 | Residential | Yes | Behind the Meter | Net-metered residential rooftop and canopy |  | None | Vivint Solar Developer, LLC | PSE&G | Accepted | 2020-07-17 | 2020-07-22 | 2021-07-22 | JINKO SOLAR | JKM325M-60HBL | Solar Panels |  | 0.325 | 2 | 260 | 37 |  | Fixed | Roof
NJSTRE1545310352 |  | Transition Incentive Program | Trenton | 8618 | 12 | 8.75 | Residential | Yes | Behind the Meter | Net-metered residential rooftop and canopy |  | None | Pro Custom Solar dba Momentum Solar | PSE&G | Accepted | 2020-07-17 | 2020-07-21 | 2021-07-21 | Enphase | IQ7Plus-72-2-US | Inverters | 290 |  | 25 |  |  | 0.97 |  | Outdoor | Roof
NJSTRE1545310352 |  | Transition Incentive Program | Trenton | 8618 | 12 | 8.75 | Residential | Yes | Behind the Meter | Net-metered residential rooftop and canopy |  | None | Pro Custom Solar dba Momentum Solar | PSE&G | Accepted | 2020-07-17 | 2020-07-21 | 2021-07-21 | LG ELECTRONICS | LG 350N1C-V5 | Solar Panels |  | 0.35 | 21 | 121 | 33 |  | Fixed | Roof
NJSTRE1545310352 |  | Transition Incentive Program | Trenton | 8618 | 12 | 8.75 | Residential | Yes | Behind the Meter | Net-metered residential rooftop and canopy |  | None | Pro Custom Solar dba Momentum Solar | PSE&G | Accepted | 2020-07-17 | 2020-07-21 | 2021-07-21 | LG ELECTRONICS | LG 350N1C-V5 | Solar Panels |  | 0.35 | 4 | 301 | 33 |  | Fixed | Roof
NJSTRE1545310393 |  | Transition Incentive Program | Mansfield | 8022 | 13 | 27.8 | Residential | Yes | Behind the Meter | Net-metered residential rooftop and canopy |  | None | GenRenew, LLC | PSE&G | Accepted | 2020-07-17 | 2020-07-22 | 2021-07-22 | SUNPOWER | PVS6 | Meters |  |  | 1 |  |  |  | Yes | Outdoor
NJSTRE1545310393 |  | Transition Incentive Program | Mansfield | 8022 | 13 | 27.8 | Residential | Yes | Behind the Meter | Net-metered residential rooftop and canopy |  | None | GenRenew, LLC | PSE&G | Accepted | 2020-07-17 | 2020-07-22 | 2021-07-22 | ENPHASE | IQ7-60-2-US | Inverters | 320 |  | 85 |  |  | 0.96 |  | Outdoor | UNDER MODULES
NJSTRE1545310393 |  | Transition Incentive Program | Mansfield | 8022 | 13 | 27.8 | Residential | Yes | Behind the Meter | Net-metered residential rooftop and canopy |  | None | GenRenew, LLC | PSE&G | Accepted | 2020-07-17 | 2020-07-22 | 2021-07-22 | Sunpower | SPR-E20-327-E-AC | Solar Panels |  | 0.327 | 51 | 125 | 26 |  | Fixed | Roof
NJSTRE1545310393 |  | Transition Incentive Program | Mansfield | 8022 | 13 | 27.8 | Residential | Yes | Behind the Meter | Net-metered residential rooftop and canopy |  | None | GenRenew, LLC | PSE&G | Accepted | 2020-07-17 | 2020-07-22 | 2021-07-22 | Sunpower | SPR-E20-327-E-AC | Solar Panels |  | 0.327 | 10 | 125 | 18 |  | Fixed | Roof
NJSTRE1545310393 |  | Transition Incentive Program | Mansfield | 8022 | 13 | 27.8 | Residential | Yes | Behind the Meter | Net-metered residential rooftop and canopy |  | None | GenRenew, LLC | PSE&G | Accepted | 2020-07-17 | 2020-07-22 | 2021-07-22 | Sunpower | SPR-E20-327-E-AC | Solar Panels |  | 0.327 | 24 | 215 | 27 |  | Fixed | Roof
NJSTRE1545310436 |  | Transition Incentive Program | Red Bank | 7701 | 17 | 8.05 | Residential | Yes | Behind the Meter | Net-metered residential rooftop and canopy |  | None | Pro Custom Solar dba Momentum Solar | JCP&L | Accepted | 2020-07-17 | 2020-07-22 | 2021-07-22 | Enphase | IQ7Plus-72-2-US | Inverters | 290 |  | 23 |  |  | 0.97 |  | Outdoor | Roof
NJSTRE1545310436 |  | Transition Incentive Program | Red Bank | 7701 | 17 | 8.05 | Residential | Yes | Behind the Meter | Net-metered residential rooftop and canopy |  | None | Pro Custom Solar dba Momentum Solar | JCP&L | Accepted | 2020-07-17 | 2020-07-22 | 2021-07-22 | LG ELECTRONICS | LG 350N1C-V5 | Solar Panels |  | 0.35 | 23 | 185 | 29 |  | Fixed | Roof
NJSTRE1545310502 |  | Transition Incentive Program | Pleasantville | 8232 | 19 | 5.6 | Residential | Yes | Behind the Meter | Net-metered residential rooftop and canopy |  | None | Pro Custom Solar dba Momentum Solar | AC Electric | Accepted | 2020-07-17 | 2020-07-28 | 2021-07-28 | LG ELECTRONICS | LG 350N1C-V5 | Inverters | 240 |  | 16 |  |  | 0.97 |  | Outdoor | Roof
NJSTRE1545310502 |  | Transition Incentive Program | Pleasantville | 8232 | 19 | 5.6 | Residential | Yes | Behind the Meter | Net-metered residential rooftop and canopy |  | None | Pro Custom Solar dba Momentum Solar | AC Electric | Accepted | 2020-07-17 | 2020-07-28 | 2021-07-28 | LG ELECTRONICS | LG 350N1C-V5 | Solar Panels |  | 0.35 | 16 | 205 | 31 |  | Fixed | Roof
NJSTRE1545310507 |  | Transition Incentive Program | Dover | 7801 | 3 | 5.36 | Residential | Yes | Behind the Meter | Net-metered residential rooftop and canopy |  | None | Trinity Solar | JCP&L | Accepted | 2020-07-17 | 2020-07-22 | 2021-07-22 | Hanwha | Q.PEAK DUO BLK-G6 335 | Solar Panels |  | 0.335 | 16 | 117 | 30 |  | Fixed | Roof
NJSTRE1545310507 |  | Transition Incentive Program | Dover | 7801 | 3 | 5.36 | Residential | Yes | Behind the Meter | Net-metered residential rooftop and canopy |  | None | Trinity Solar | JCP&L | Accepted | 2020-07-17 | 2020-07-22 | 2021-07-22 | Solar Edge | SE5000 | Inverters | 5000 |  | 1 |  |  | 0.97 |  | Outside | side of home
NJSTRE1545310516 |  | Transition Incentive Program | Somerville Boro | 8876 | 5 | 13.02 | Residential | Yes | Behind the Meter | Net-metered residential rooftop and canopy |  | None | Bright Planet Solar | PSE&G | Accepted | 2020-07-17 | 2020-07-22 | 2021-07-22 | SOLAR EDGE | SE11400H-USRGM | Inverters | 11400 |  | 1 |  |  | 0.98 |  | Outdoor | OUTSIDE
NJSTRE1545310516 |  | Transition Incentive Program | Somerville Boro | 8876 | 5 | 13.02 | Residential | Yes | Behind the Meter | Net-metered residential rooftop and canopy |  | None | Bright Planet Solar | PSE&G | Accepted | 2020-07-17 | 2020-07-22 | 2021-07-22 | LONGI | LR6-60HPB-310M | Solar Panels |  | 0.31 | 17 | 184 | 42 |  | Fixed | Roof
NJSTRE1545310516 |  | Transition Incentive Program | Somerville Boro | 8876 | 5 | 13.02 | Residential | Yes | Behind the Meter | Net-metered residential rooftop and canopy |  | None | Bright Planet Solar | PSE&G | Accepted | 2020-07-17 | 2020-07-22 | 2021-07-22 | LONGI | LR6-60HPB-310M | Solar Panels |  | 0.31 | 12 | 274 | 39 |  | Fixed | Roof
NJSTRE1545310516 |  | Transition Incentive Program | Somerville Boro | 8876 | 5 | 13.02 | Residential | Yes | Behind the Meter | Net-metered residential rooftop and canopy |  | None | Bright Planet Solar | PSE&G | Accepted | 2020-07-17 | 2020-07-22 | 2021-07-22 | LONGI | LR6-60HPB-310M | Solar Panels |  | 0.31 | 13 | 94 | 42 |  | Fixed | Roof
NJSTRE1545310518 |  | Transition Incentive Program | PISCATAWAY | 8854 | 11 | 5.85 | Residential | Yes | Behind the Meter | Net-metered residential rooftop and canopy |  | None | Vivint Solar Developer, LLC | PSE&G | Accepted | 2020-07-17 | 2020-07-22 | 2021-07-22 | SOLAREDGE | SE7600H-US | Inverters | 7600 |  | 1 |  |  | 0.992 |  | Outdoor | Near the Utility Meter
NJSTRE1545310518 |  | Transition Incentive Program | PISCATAWAY | 8854 | 11 | 5.85 | Residential | Yes | Behind the Meter | Net-metered residential rooftop and canopy |  | None | Vivint Solar Developer, LLC | PSE&G | Accepted | 2020-07-17 | 2020-07-22 | 2021-07-22 | JINKO SOLAR | JKM325M-60HBL | Solar Panels |  | 0.325 | 10 | 233 | 20 |  | Fixed | Roof
NJSTRE1545310518 |  | Transition Incentive Program | PISCATAWAY | 8854 | 11 | 5.85 | Residential | Yes | Behind the Meter | Net-metered residential rooftop and canopy |  | None | Vivint Solar Developer, LLC | PSE&G | Accepted | 2020-07-17 | 2020-07-22 | 2021-07-22 | JINKO SOLAR | JKM325M-60HBL | Solar Panels |  | 0.325 | 8 | 143 | 21 |  | Fixed | Roof
NJSTRE1545310534 |  | Transition Incentive Program | Morganville | 7751 | 17 | 10.56 | Residential | Yes | Behind the Meter | Net-metered residential rooftop and canopy |  | None | Vivint Solar Developer, LLC | JCP&L | Accepted | 2020-07-18 | 2020-07-22 | 2021-07-22 | Solar Edge | SE7600H-US | Inverters | 7600 |  | 1 |  |  | 0.992 |  | Outdoor | Near the Utility Meter
NJSTRE1545310534 |  | Transition Incentive Program | Morganville | 7751 | 17 | 10.56 | Residential | Yes | Behind the Meter | Net-metered residential rooftop and canopy |  | None | Vivint Solar Developer, LLC | JCP&L | Accepted | 2020-07-18 | 2020-07-22 | 2021-07-22 | JINKO SOLAR | JKM320M-60HBL | Solar Panels |  | 0.32 | 13 | 160 | 21 |  | Fixed | Roof
NJSTRE1545310534 |  | Transition Incentive Program | Morganville | 7751 | 17 | 10.56 | Residential | Yes | Behind the Meter | Net-metered residential rooftop and canopy |  | None | Vivint Solar Developer, LLC | JCP&L | Accepted | 2020-07-18 | 2020-07-22 | 2021-07-22 | JINKO SOLAR | JKM320M-60HBL | Solar Panels |  | 0.32 | 6 | 250 | 21 |  | Fixed | Roof
NJSTRE1545310534 |  | Transition Incentive Program | Morganville | 7751 | 17 | 10.56 | Residential | Yes | Behind the Meter | Net-metered residential rooftop and canopy |  | None | Vivint Solar Developer, LLC | JCP&L | Accepted | 2020-07-18 | 2020-07-22 | 2021-07-22 | JINKO SOLAR | JKM320M-60HBL | Solar Panels |  | 0.32 | 4 | 70 | 21 |  | Fixed | Roof
NJSTRE1545310534 |  | Transition Incentive Program | Morganville | 7751 | 17 | 10.56 | Residential | Yes | Behind the Meter | Net-metered residential rooftop and canopy |  | None | Vivint Solar Developer, LLC | JCP&L | Accepted | 2020-07-18 | 2020-07-22 | 2021-07-22 | JINKO SOLAR | JKM320M-60HBL | Solar Panels |  | 0.32 | 10 | 340 | 21 |  | Fixed | Roof
NJSTRE1545310540 |  | Transition Incentive Program | ELIZABETH CITY | 7206 | 10 | 3.05 | Residential | Yes | Behind the Meter | Net-metered residential rooftop and canopy |  | None | Sunrun, Inc. | PSE&G | Accepted | 2020-07-21 | 2020-07-22 | 2021-07-22 | Delta Electronics | M4-TL-US | Inverters | 4000 |  | 1 |  |  | 0.97 |  | Outside | Exterior Wall
NJSTRE1545310540 |  | Transition Incentive Program | ELIZABETH CITY | 7206 | 10 | 3.05 | Residential | Yes | Behind the Meter | Net-metered residential rooftop and canopy |  | None | Sunrun, Inc. | PSE&G | Accepted | 2020-07-21 | 2020-07-22 | 2021-07-22 | LONGi Green Energy Technology Co Ltd | LR6-60HPB-305M | Solar Panels |  | 0.305 | 10 | 144 | 39 |  | Fixed | Roof
NJSTRE1545310557 |  | Transition Incentive Program | Piscataway TWP | 8854 | 11 | 18.3 | Residential | Yes | Behind the Meter | Net-metered residential rooftop and canopy |  | None | Bright Planet Solar | PSE&G | Accepted | 2020-07-17 | 2020-07-22 | 2021-07-22 | LONGI | LR6-60HPB-305M | Solar Panels |  | 0.305 | 10 | 144 | 30 |  | Fixed | Roof
NJSTRE1545310557 |  | Transition Incentive Program | Piscataway TWP | 8854 | 11 | 18.3 | Residential | Yes | Behind the Meter | Net-metered residential rooftop and canopy |  | None | Bright Planet Solar | PSE&G | Accepted | 2020-07-17 | 2020-07-22 | 2021-07-22 | LONGI | LR6-60HPB-305M | Solar Panels |  | 0.305 | 4 | 30 | 54 |  | Fixed | Roof
NJSTRE1545310557 |  | Transition Incentive Program | Piscataway TWP | 8854 | 11 | 18.3 | Residential | Yes | Behind the Meter | Net-metered residential rooftop and canopy |  | None | Bright Planet Solar | PSE&G | Accepted | 2020-07-17 | 2020-07-22 | 2021-07-22 | LONGI | LR6-60HPB-305M | Solar Panels |  | 0.305 | 26 | 144 | 14 |  | Fixed | Roof
NJSTRE1545310557 |  | Transition Incentive Program | Piscataway TWP | 8854 | 11 | 18.3 | Residential | Yes | Behind the Meter | Net-metered residential rooftop and canopy |  | None | Bright Planet Solar | PSE&G | Accepted | 2020-07-17 | 2020-07-22 | 2021-07-22 | LONGI | LR6-60HPB-305M | Solar Panels |  | 0.305 | 12 | 234 | 30 |  | Fixed | Roof
NJSTRE1545310557 |  | Transition Incentive Program | Piscataway TWP | 8854 | 11 | 18.3 | Residential | Yes | Behind the Meter | Net-metered residential rooftop and canopy |  | None | Bright Planet Solar | PSE&G | Accepted | 2020-07-17 | 2020-07-22 | 2021-07-22 | SOLAR EDGE | SE7600H-USRGM | Inverters | 7600 |  | 1 |  |  | 0.98 |  | Outdoor | OUTSIDE
NJSTRE1545310557 |  | Transition Incentive Program | Piscataway TWP | 8854 | 11 | 18.3 | Residential | Yes | Behind the Meter | Net-metered residential rooftop and canopy |  | None | Bright Planet Solar | PSE&G | Accepted | 2020-07-17 | 2020-07-22 | 2021-07-22 | LONGI | LR6-60HPB-305M | Solar Panels |  | 0.305 | 8 | 144 | 26 |  | Fixed | Roof
NJSTRE1545310585 |  | Transition Incentive Program | PENNSAUKEN | 8109 | 14 | 15.28 | Residential | Yes | Behind the Meter | Net-metered residential rooftop and canopy |  | None | Vivint Solar Developer, LLC | PSE&G | Accepted | 2020-07-17 | 2020-07-22 | 2021-07-22 | Solar Edge | SE10000H-US | Inverters | 10000 |  | 1 |  |  | 0.992 |  | Outdoor | Near the Utility Meter
NJSTRE1545310585 |  | Transition Incentive Program | PENNSAUKEN | 8109 | 14 | 15.28 | Residential | Yes | Behind the Meter | Net-metered residential rooftop and canopy |  | None | Vivint Solar Developer, LLC | PSE&G | Accepted | 2020-07-17 | 2020-07-22 | 2021-07-22 | JinkoSolar | JKM325M-60HBL | Solar Panels |  | 0.325 | 2 | 262 | 18 |  | Fixed | Roof
NJSTRE1545310585 |  | Transition Incentive Program | PENNSAUKEN | 8109 | 14 | 15.28 | Residential | Yes | Behind the Meter | Net-metered residential rooftop and canopy |  | None | Vivint Solar Developer, LLC | PSE&G | Accepted | 2020-07-17 | 2020-07-22 | 2021-07-22 | JinkoSolar | JKM325M-60HBL | Solar Panels |  | 0.325 | 16 | 82 | 18 |  | Fixed | Roof
NJSTRE1545310585 |  | Transition Incentive Program | PENNSAUKEN | 8109 | 14 | 15.28 | Residential | Yes | Behind the Meter | Net-metered residential rooftop and canopy |  | None | Vivint Solar Developer, LLC | PSE&G | Accepted | 2020-07-17 | 2020-07-22 | 2021-07-22 | Jinko Solar | JKM325M-60HBL | Solar Panels |  | 0.325 | 29 | 262 | 18 |  | Fixed | Roof
NJSTRE1545310599 |  | Transition Incentive Program | Toms River | 8757 | 18 | 7.44 | Residential | Yes | Behind the Meter | Net-metered residential rooftop and canopy |  | None | Bright Planet Solar | JCP&L | Accepted | 2020-07-17 | 2020-07-22 | 2021-07-22 | SOLAR EDGE | SE6000H-USRGM | Inverters | 6000 |  | 1 |  |  | 0.98 |  | Outdoor | OUTSIDE
NJSTRE1545310599 |  | Transition Incentive Program | Toms River | 8757 | 18 | 7.44 | Residential | Yes | Behind the Meter | Net-metered residential rooftop and canopy |  | None | Bright Planet Solar | JCP&L | Accepted | 2020-07-17 | 2020-07-22 | 2021-07-22 | LONGI | LR6-60HPB-310M | Solar Panels |  | 0.31 | 24 | 259 | 18 |  | Fixed | Roof
NJSTRE1545310612 |  | Transition Incentive Program | Pennsauken | 8110 | 14 | 5.53 | Residential | Yes | Behind the Meter | Net-metered residential rooftop and canopy |  | None | Vivint Solar Developer, LLC | PSE&G | Accepted | 2020-07-17 | 2020-07-22 | 2021-07-22 | SOLAREDGE | SE3800H-US | Inverters | 3800 |  | 1 |  |  | 0.992 |  | Outdoor | Near the Utility Meter
NJSTRE1545310612 |  | Transition Incentive Program | Pennsauken | 8110 | 14 | 5.53 | Residential | Yes | Behind the Meter | Net-metered residential rooftop and canopy |  | None | Vivint Solar Developer, LLC | PSE&G | Accepted | 2020-07-17 | 2020-07-22 | 2021-07-22 | JinkoSolar | JKM325M-60HBL | Solar Panels |  | 0.325 | 9 | 328 | 27 |  | Fixed | Roof
NJSTRE1545310612 |  | Transition Incentive Program | Pennsauken | 8110 | 14 | 5.53 | Residential | Yes | Behind the Meter | Net-metered residential rooftop and canopy |  | None | Vivint Solar Developer, LLC | PSE&G | Accepted | 2020-07-17 | 2020-07-22 | 2021-07-22 | JinkoSolar | JKM325M-60HBL | Solar Panels |  | 0.325 | 8 | 148 | 27 |  | Fixed | Roof
NJSTRE1545310619 |  | Transition Incentive Program | Toms River | 8755 | 18 | 4.02 | Residential | Yes | Behind the Meter | Net-metered residential rooftop and canopy |  | None | Pro Custom Solar dba Momentum Solar | JCP&L | Accepted | 2020-07-17 | 2020-07-22 | 2021-10-30 | enphase | envoy s cellular | Meters |  |  | 1 |  |  |  | Yes | Outdoor
NJSTRE1545310619 |  | Transition Incentive Program | Toms River | 8755 | 18 | 4.02 | Residential | Yes | Behind the Meter | Net-metered residential rooftop and canopy |  | None | Pro Custom Solar dba Momentum Solar | JCP&L | Accepted | 2020-07-17 | 2020-07-22 | 2021-10-30 | hanhwa | Q. PEAK DUO BLK-G6+335 | Solar Panels |  | 0.335 | 12 | 196 | 37 |  | Fixed | Roof
NJSTRE1545310619 |  | Transition Incentive Program | Toms River | 8755 | 18 | 4.02 | Residential | Yes | Behind the Meter | Net-metered residential rooftop and canopy |  | None | Pro Custom Solar dba Momentum Solar | JCP&L | Accepted | 2020-07-17 | 2020-07-22 | 2021-10-30 | Enphase | IQ7-60-2-US | Inverters | 240 |  | 12 |  |  | 0.97 |  | Outdoor | Roof
NJSTRE1545310622 |  | Transition Incentive Program | Smithville | 8205 | 19 | 15.5 | Residential | Yes | Behind the Meter | Net-metered residential rooftop and canopy |  | None | Bright Planet Solar | AC Electric | Accepted | 2020-08-06 | 2020-08-07 | 2021-10-30 | LONGI | LR6-60HPB-310M | Solar Panels |  | 0.31 | 6 | 42 | 26 |  | Fixed | Roof
NJSTRE1545310622 |  | Transition Incentive Program | Smithville | 8205 | 19 | 15.5 | Residential | Yes | Behind the Meter | Net-metered residential rooftop and canopy |  | None | Bright Planet Solar | AC Electric | Accepted | 2020-08-06 | 2020-08-07 | 2021-10-30 | SOLAR EDGE | SE10000H-USRGM | Inverters | 10000 |  | 1 |  |  | 0.98 |  | Outdoor | OUTSIDE
NJSTRE1545310622 |  | Transition Incentive Program | Smithville | 8205 | 19 | 15.5 | Residential | Yes | Behind the Meter | Net-metered residential rooftop and canopy |  | None | Bright Planet Solar | AC Electric | Accepted | 2020-08-06 | 2020-08-07 | 2021-10-30 | LONGI | LR6-60HPB-310M | Solar Panels |  | 0.31 | 8 | 223 | 26 |  | Fixed | Roof
NJSTRE1545310622 |  | Transition Incentive Program | Smithville | 8205 | 19 | 15.5 | Residential | Yes | Behind the Meter | Net-metered residential rooftop and canopy |  | None | Bright Planet Solar | AC Electric | Accepted | 2020-08-06 | 2020-08-07 | 2021-10-30 | LONGI | LR6-60HPB-310M | Solar Panels |  | 0.31 | 21 | 133 | 26 |  | Fixed | Roof
NJSTRE1545310622 |  | Transition Incentive Program | Smithville | 8205 | 19 | 15.5 | Residential | Yes | Behind the Meter | Net-metered residential rooftop and canopy |  | None | Bright Planet Solar | AC Electric | Accepted | 2020-08-06 | 2020-08-07 | 2021-10-30 | LONGI | LR6-60HPB-310M | Solar Panels |  | 0.31 | 15 | 313 | 26 |  | Fixed | Roof
NJSTRE1545310625 |  | Transition Incentive Program | Linwood | 8221 | 19 | 12.16 | Residential | Yes | Behind the Meter | Net-metered residential rooftop and canopy |  | None | Sun Up Zero Down | AC Electric | Accepted | 2020-07-17 | 2020-07-22 | 2021-07-22 | Enphase | X-IQ-AM1-240-3 | Meters |  |  | 1 |  |  |  | Yes | Outdoor
NJSTRE1545310625 |  | Transition Incentive Program | Linwood | 8221 | 19 | 12.16 | Residential | Yes | Behind the Meter | Net-metered residential rooftop and canopy |  | None | Sun Up Zero Down | AC Electric | Accepted | 2020-07-17 | 2020-07-22 | 2021-07-22 | trina | TSM-320DD05H.05(II) | Solar Panels |  | 0.32 | 21 | 124 | 27 |  | Fixed | Roof
NJSTRE1545310625 |  | Transition Incentive Program | Linwood | 8221 | 19 | 12.16 | Residential | Yes | Behind the Meter | Net-metered residential rooftop and canopy |  | None | Sun Up Zero Down | AC Electric | Accepted | 2020-07-17 | 2020-07-22 | 2021-07-22 | trina | TSM-320DD05H.05(II) | Solar Panels |  | 0.32 | 4 | 215 | 9 |  | Fixed | Roof
NJSTRE1545310625 |  | Transition Incentive Program | Linwood | 8221 | 19 | 12.16 | Residential | Yes | Behind the Meter | Net-metered residential rooftop and canopy |  | None | Sun Up Zero Down | AC Electric | Accepted | 2020-07-17 | 2020-07-22 | 2021-07-22 | trina | TSM-320DD05H.05(II) | Solar Panels |  | 0.32 | 13 | 125 | 26 |  | Fixed | Roof
NJSTRE1545310625 |  | Transition Incentive Program | Linwood | 8221 | 19 | 12.16 | Residential | Yes | Behind the Meter | Net-metered residential rooftop and canopy |  | None | Sun Up Zero Down | AC Electric | Accepted | 2020-07-17 | 2020-07-22 | 2021-07-22 | Enphase | IQ7-60-2-US | Inverters | 240 |  | 38 |  |  | 0.976 |  | Outdoor | behind panel
NJSTRE1545310686 | NJSRRE1544732912 | Transition Incentive Program | Rahway | 7065 | 10 | 924.6 | Commercial | No | Behind the meter | Net-metered non-residential rooftop and canopy |  | None | EVERGREEN ENERGY | PSE&G | Accepted | 2020-03-20 | 2020-03-24 | 2021-10-30 | SolarEdge | SE33.3KUS | Inverters | 33300 |  | 1 |  |  | 0.985 |  | Outdoor | Near SE
NJSTRE1545310686 | NJSRRE1544732912 | Transition Incentive Program | Rahway | 7065 | 10 | 924.6 | Commercial | No | Behind the meter | Net-metered non-residential rooftop and canopy |  | None | EVERGREEN ENERGY | PSE&G | Accepted | 2020-03-20 | 2020-03-24 | 2021-10-30 | Hanwha | Q.PLuS L-G4.2 345 | Solar Panels |  | 0.345 | 2680 | 212 | 10 |  | Fixed | Roof
NJSTRE1545310686 | NJSRRE1544732912 | Transition Incentive Program | Rahway | 7065 | 10 | 924.6 | Commercial | No | Behind the meter | Net-metered non-residential rooftop and canopy |  | None | EVERGREEN ENERGY | PSE&G | Accepted | 2020-03-20 | 2020-03-24 | 2021-10-30 | SolarEdge | SE100KU'S | Inverters | 100000 |  | 7 |  |  | 0.985 |  | Outdoor | Near SE
NJSTRE1545310706 | NJSRRE1544611129 | Transition Incentive Program | Florence | 8518 | 13 | 1798.92 | Commercial | No | Behind the meter | Net-metered non-residential rooftop and canopy |  | None | EVERGREEN ENERGY | PSE&G | Accepted | 2020-03-05 | 2020-03-11 | 2021-10-30 | S-Energy | SN380M-15 | Solar Panels |  | 0.38 | 4734 | 162 | 10 |  | Fixed | Roof
NJSTRE1545310706 | NJSRRE1544611129 | Transition Incentive Program | Florence | 8518 | 13 | 1798.92 | Commercial | No | Behind the meter | Net-metered non-residential rooftop and canopy |  | None | EVERGREEN ENERGY | PSE&G | Accepted | 2020-03-05 | 2020-03-11 | 2021-10-30 | SolarEdge | SE100KUS | Inverters | 100000 |  | 14 |  |  | 0.985 |  | Outdoor | Near SE
NJSTRE1545310859 | NJSRRE1544546647 | Transition Incentive Program | Paterson | 7503 | 6 | 517.56 | Commercial | No | Behind the meter | Net-metered non-residential rooftop and canopy |  | None | EVERGREEN ENERGY | PSE&G | Accepted | 2020-02-27 | 2020-03-03 | 2021-10-30 | SolarEdge | SE100KUS | Inverters | 100000 |  | 4 |  |  | 0.985 |  | Outdoor | Near SE
NJSTRE1545310859 | NJSRRE1544546647 | Transition Incentive Program | Paterson | 7503 | 6 | 517.56 | Commercial | No | Behind the meter | Net-metered non-residential rooftop and canopy |  | None | EVERGREEN ENERGY | PSE&G | Accepted | 2020-02-27 | 2020-03-03 | 2021-10-30 | SolarEdge | SE33.3KUS | Inverters | 33300 |  | 1 |  |  | 0.985 |  | Outdoor | Near SE
NJSTRE1545310859 | NJSRRE1544546647 | Transition Incentive Program | Paterson | 7503 | 6 | 517.56 | Commercial | No | Behind the meter | Net-metered non-residential rooftop and canopy |  | None | EVERGREEN ENERGY | PSE&G | Accepted | 2020-02-27 | 2020-03-03 | 2021-10-30 | S-Energy | SN380M-15 | Solar Panels |  | 0.38 | 1362 | 10 | 166 |  | Fixed | Roof
NJSTRE1545310877 | NJSRRE1544546321 | Transition Incentive Program | Piscataway | 8854 | 11 | 579.12 | Commercial | No | Behind the meter | Net-metered non-residential rooftop and canopy |  | None | EVERGREEN ENERGY | PSE&G | Accepted | 2020-02-27 | 2020-03-02 | 2021-10-30 | SolarEdge | SE100KUS | Inverters | 100000 |  | 4 |  |  | 0.985 |  | Outdoor | Near S.E.
NJSTRE1545310877 | NJSRRE1544546321 | Transition Incentive Program | Piscataway | 8854 | 11 | 579.12 | Commercial | No | Behind the meter | Net-metered non-residential rooftop and canopy |  | None | EVERGREEN ENERGY | PSE&G | Accepted | 2020-02-27 | 2020-03-02 | 2021-10-30 | S-Energy | SN380M-15 | Solar Panels |  | 0.38 | 1524 | 10 | 142 |  | Fixed | Roof
NJSTRE1545310877 | NJSRRE1544546321 | Transition Incentive Program | Piscataway | 8854 | 11 | 579.12 | Commercial | No | Behind the meter | Net-metered non-residential rooftop and canopy |  | None | EVERGREEN ENERGY | PSE&G | Accepted | 2020-02-27 | 2020-03-02 | 2021-10-30 | SolarEdge | SE66.6KUS | Inverters | 66600 |  | 1 |  |  | 0.985 |  | Outdoor | Near S.E.
NJSTRE1545310893 | NJSRRE1544545966 | Transition Incentive Program | Piscataway | 8854 | 11 | 332.88 | Commercial | No | Behind the meter | Net-metered non-residential rooftop and canopy |  | None | EVERGREEN ENERGY | PSE&G | Accepted | 2020-02-27 | 2020-03-02 | 2021-10-30 | SolarEdge | SE100KUS | Inverters | 100000 |  | 2 |  |  | 0.985 |  | Outdoor | Near SE
NJSTRE1545310893 | NJSRRE1544545966 | Transition Incentive Program | Piscataway | 8854 | 11 | 332.88 | Commercial | No | Behind the meter | Net-metered non-residential rooftop and canopy |  | None | EVERGREEN ENERGY | PSE&G | Accepted | 2020-02-27 | 2020-03-02 | 2021-10-30 | S-Energy | SN380M-15 | Solar Panels |  | 0.38 | 876 | 142 | 10 |  | Fixed | Roof
NJSTRE1545310893 | NJSRRE1544545966 | Transition Incentive Program | Piscataway | 8854 | 11 | 332.88 | Commercial | No | Behind the meter | Net-metered non-residential rooftop and canopy |  | None | EVERGREEN ENERGY | PSE&G | Accepted | 2020-02-27 | 2020-03-02 | 2021-10-30 | SolarEdge | SE66.6KUS | Inverters | 66600 |  | 1 |  |  | 0.985 |  | Outdoor | Near S.E.
NJSTRE1545310912 | NJSRRE1544545715 | Transition Incentive Program | Somerville | 8876 | 5 | 999 | Commercial | No | Behind the meter | Net-metered non-residential rooftop and canopy |  | None | EVERGREEN ENERGY | JCP&L | Accepted | 2020-02-27 | 2020-03-02 | 2021-10-30 | SolarEdge | SE100KUS | Inverters | 100000 |  | 8 |  |  | 0.985 |  | Outdoor | Near SE
NJSTRE1545310912 | NJSRRE1544545715 | Transition Incentive Program | Somerville | 8876 | 5 | 999 | Commercial | No | Behind the meter | Net-metered non-residential rooftop and canopy |  | None | EVERGREEN ENERGY | JCP&L | Accepted | 2020-02-27 | 2020-03-02 | 2021-10-30 | S-Energy | SN370M-15 | Solar Panels |  | 0.37 | 2700 | 197 | 10 |  | Fixed | Roof
NJSTRE1545311130 | NJSRRE1544334771 | Transition Incentive Program | Jersey City | 7305 | 8 | 2.24 | Residential | No | Behind the meter | Net-metered residential rooftop and canopy |  | None | Skyline Solar LLC | PSE&G | Accepted | 2020-02-04 | 2020-02-05 | 2021-10-30 | LG | LG320N1C | Solar Panels |  | 0.32 | 7 | 130 | 41 |  | Fixed | Roof
NJSTRE1545311130 | NJSRRE1544334771 | Transition Incentive Program | Jersey City | 7305 | 8 | 2.24 | Residential | No | Behind the meter | Net-metered residential rooftop and canopy |  | None | Skyline Solar LLC | PSE&G | Accepted | 2020-02-04 | 2020-02-05 | 2021-10-30 | Enphase | IQ7 | Inverters | 1680 |  | 7 |  |  | 0.976 |  | Other | Under Panels
NJSTRE1545311146 | NJSRRE1544347590 | Transition Incentive Program | Jersey City | 7305 | 8 | 2.56 | Residential | No | Behind the meter | Net-metered residential rooftop and canopy |  | None | Skyline Solar LLC | PSE&G | Accepted | 2020-02-03 | 2020-02-05 | 2021-10-30 | LG Solar | LG320 | Solar Panels |  | 0.32 | 8 | 130 | 41 |  | Fixed | Roof
NJSTRE1545311146 | NJSRRE1544347590 | Transition Incentive Program | Jersey City | 7305 | 8 | 2.56 | Residential | No | Behind the meter | Net-metered residential rooftop and canopy |  | None | Skyline Solar LLC | PSE&G | Accepted | 2020-02-03 | 2020-02-05 | 2021-10-30 | Solaredge | SE3000H | Inverters | 3000 |  | 1 |  |  | 0.99 |  | Outdoor | N/A
NJSTRE1545311148 | NJSRRE1544334744 | Transition Incentive Program | Jersey City | 7305 | 8 | 2.24 | Residential | No | Behind the meter | Net-metered residential rooftop and canopy |  | None | Skyline Solar LLC | PSE&G | Accepted | 2020-02-03 | 2020-02-04 | 2021-10-30 | Enphase | Enphase IQ7 | Inverters | 1680 |  | 7 |  |  | 0.976 |  | Other | Under Panels
NJSTRE1545311148 | NJSRRE1544334744 | Transition Incentive Program | Jersey City | 7305 | 8 | 2.24 | Residential | No | Behind the meter | Net-metered residential rooftop and canopy |  | None | Skyline Solar LLC | PSE&G | Accepted | 2020-02-03 | 2020-02-04 | 2021-10-30 | LG | LG Solar LG320N1C-G4 | Solar Panels |  | 0.32 | 7 | 130 | 41 |  | Fixed | Roof
NJSTRE1545311156 |  | Transition Incentive Program | MILLVILLE | 8332 | 20 | 6.83 | Residential | Yes | Behind the Meter | Net-metered residential rooftop and canopy |  | RECO | Vivint Solar Developer, LLC | AC Electric | Accepted | 2020-07-20 | 2020-07-22 | 2021-07-22 | SOLAREDGE | SE7600H-US | Inverters | 7600 |  | 1 |  |  | 0.992 |  | Outdoor | Near the Utility Meter
NJSTRE1545311156 |  | Transition Incentive Program | MILLVILLE | 8332 | 20 | 6.83 | Residential | Yes | Behind the Meter | Net-metered residential rooftop and canopy |  | RECO | Vivint Solar Developer, LLC | AC Electric | Accepted | 2020-07-20 | 2020-07-22 | 2021-07-22 | JINKO SOLAR | JKM325M-60HBL | Solar Panels |  | 0.325 | 16 | 105 | 21 |  | Fixed | Roof
NJSTRE1545311156 |  | Transition Incentive Program | MILLVILLE | 8332 | 20 | 6.83 | Residential | Yes | Behind the Meter | Net-metered residential rooftop and canopy |  | RECO | Vivint Solar Developer, LLC | AC Electric | Accepted | 2020-07-20 | 2020-07-22 | 2021-07-22 | JINKO SOLAR | JKM325M-60HBL | Solar Panels |  | 0.325 | 5 | 285 | 21 |  | Fixed | Roof
NJSTRE1545311161 |  | Transition Incentive Program | Howell | 7731 | 17 | 17.08 | Residential | Yes | Behind the Meter | Net-metered residential rooftop and canopy |  | None | Bright Planet Solar | JCP&L | Accepted | 2020-07-17 | 2020-07-22 | 2021-07-22 | SOLAR EDGE | SE3800H-USRGM | Inverters | 3800 |  | 1 |  |  | 0.98 |  | Outdoor | OUTSIDE
NJSTRE1545311161 |  | Transition Incentive Program | Howell | 7731 | 17 | 17.08 | Residential | Yes | Behind the Meter | Net-metered residential rooftop and canopy |  | None | Bright Planet Solar | JCP&L | Accepted | 2020-07-17 | 2020-07-22 | 2021-07-22 | LONGI | LR6-60HPB-305M | Solar Panels |  | 0.305 | 12 | 107 | 39 |  | Fixed | Roof
NJSTRE1545311161 |  | Transition Incentive Program | Howell | 7731 | 17 | 17.08 | Residential | Yes | Behind the Meter | Net-metered residential rooftop and canopy |  | None | Bright Planet Solar | JCP&L | Accepted | 2020-07-17 | 2020-07-22 | 2021-07-22 | SOLAR EDGE | SE10000H-USRGM | Inverters | 10000 |  | 1 |  |  | 0.98 |  | Outdoor | OUTSIDE
NJSTRE1545311161 |  | Transition Incentive Program | Howell | 7731 | 17 | 17.08 | Residential | Yes | Behind the Meter | Net-metered residential rooftop and canopy |  | None | Bright Planet Solar | JCP&L | Accepted | 2020-07-17 | 2020-07-22 | 2021-07-22 | LONGI | LR6-60HPB-305M | Solar Panels |  | 0.305 | 32 | 286 | 39 |  | Fixed | Roof
NJSTRE1545311161 |  | Transition Incentive Program | Howell | 7731 | 17 | 17.08 | Residential | Yes | Behind the Meter | Net-metered residential rooftop and canopy |  | None | Bright Planet Solar | JCP&L | Accepted | 2020-07-17 | 2020-07-22 | 2021-07-22 | LONGI | LR6-60HPB-305M | Solar Panels |  | 0.305 | 12 | 107 | 39 |  | Fixed | Roof
NJSTRE1545311182 |  | Transition Incentive Program | EWING | 8618 | 12 | 9.75 | Residential | Yes | Behind the Meter | Net-metered residential rooftop and canopy |  | None | Vivint Solar Developer, LLC | PSE&G | Accepted | 2020-07-18 | 2020-07-22 | 2021-07-22 | JINKO SOLAR | JKM325M-60HBL | Solar Panels |  | 0.325 | 10 | 360 | 21 |  | Fixed | Roof
NJSTRE1545311182 |  | Transition Incentive Program | EWING | 8618 | 12 | 9.75 | Residential | Yes | Behind the Meter | Net-metered residential rooftop and canopy |  | None | Vivint Solar Developer, LLC | PSE&G | Accepted | 2020-07-18 | 2020-07-22 | 2021-07-22 | Solar Edge | SE7600H-US | Inverters | 7600 |  | 1 |  |  | 0.992 |  | Outdoor | Near the Utility Meter
NJSTRE1545311182 |  | Transition Incentive Program | EWING | 8618 | 12 | 9.75 | Residential | Yes | Behind the Meter | Net-metered residential rooftop and canopy |  | None | Vivint Solar Developer, LLC | PSE&G | Accepted | 2020-07-18 | 2020-07-22 | 2021-07-22 | JINKO SOLAR | JKM325M-60HBL | Solar Panels |  | 0.325 | 8 | 180 | 21 |  | Fixed | Roof
NJSTRE1545311182 |  | Transition Incentive Program | EWING | 8618 | 12 | 9.75 | Residential | Yes | Behind the Meter | Net-metered residential rooftop and canopy |  | None | Vivint Solar Developer, LLC | PSE&G | Accepted | 2020-07-18 | 2020-07-22 | 2021-07-22 | JINKO SOLAR | JKM325M-60HBL | Solar Panels |  | 0.325 | 12 | 90 | 21 |  | Fixed | Roof
NJSTRE1545317938 |  | Transition Incentive Program | Gloucester Twp | 8012 | 14 | 7.25 | Residential | No | Behind the Meter | Net-metered residential rooftop and canopy |  | None | Suntuity Solar LLC | PSE&G | Accepted | 2020-07-20 | 2020-07-22 | 2021-07-22 | Enphase Energy | IQ7-60-2-US | Inverters | 240 |  | 23 |  |  | 0.97 |  | Outdoor | Behind the PV Modules
NJSTRE1545317938 |  | Transition Incentive Program | Gloucester Twp | 8012 | 14 | 7.25 | Residential | No | Behind the Meter | Net-metered residential rooftop and canopy |  | None | Suntuity Solar LLC | PSE&G | Accepted | 2020-07-20 | 2020-07-22 | 2021-07-22 | Longi | LR6-60HPB-315M | Solar Panels |  | 0.315 | 11 | 156 | 22 |  | Fixed | Roof
NJSTRE1545317938 |  | Transition Incentive Program | Gloucester Twp | 8012 | 14 | 7.25 | Residential | No | Behind the Meter | Net-metered residential rooftop and canopy |  | None | Suntuity Solar LLC | PSE&G | Accepted | 2020-07-20 | 2020-07-22 | 2021-07-22 | Longi | LR6-60HPB-315M | Solar Panels |  | 0.315 | 3 | 336 | 27 |  | Fixed | Roof
NJSTRE1545317938 |  | Transition Incentive Program | Gloucester Twp | 8012 | 14 | 7.25 | Residential | No | Behind the Meter | Net-metered residential rooftop and canopy |  | None | Suntuity Solar LLC | PSE&G | Accepted | 2020-07-20 | 2020-07-22 | 2021-07-22 | Longi | LR6-60HPB-315M | Solar Panels |  | 0.315 | 9 | 336 | 22 |  | Fixed | Roof
NJSTRE1545317966 |  | Transition Incentive Program | Clifton | 7014 | 6 | 8.19 | Residential | No | Behind the Meter | Net-metered residential rooftop and canopy |  | None | Suntuity Solar LLC | PSE&G | Accepted | 2020-07-20 | 2020-07-22 | 2021-07-22 | Enphase Energy | IQ7-60-2-US | Inverters | 240 |  | 26 |  |  | 0.97 |  | Outdoor | Behind the PV Modules
NJSTRE1545317966 |  | Transition Incentive Program | Clifton | 7014 | 6 | 8.19 | Residential | No | Behind the Meter | Net-metered residential rooftop and canopy |  | None | Suntuity Solar LLC | PSE&G | Accepted | 2020-07-20 | 2020-07-22 | 2021-07-22 | Longi | LR6-60HPB-315M | Solar Panels |  | 0.315 | 5 | 122 | 25 |  | Fixed | Roof
NJSTRE1545317966 |  | Transition Incentive Program | Clifton | 7014 | 6 | 8.19 | Residential | No | Behind the Meter | Net-metered residential rooftop and canopy |  | None | Suntuity Solar LLC | PSE&G | Accepted | 2020-07-20 | 2020-07-22 | 2021-07-22 | Longi | LR6-60HPB-315M | Solar Panels |  | 0.315 | 11 | 32 | 25 |  | Fixed | Roof
NJSTRE1545317966 |  | Transition Incentive Program | Clifton | 7014 | 6 | 8.19 | Residential | No | Behind the Meter | Net-metered residential rooftop and canopy |  | None | Suntuity Solar LLC | PSE&G | Accepted | 2020-07-20 | 2020-07-22 | 2021-07-22 | Longi | LR6-60HPB-315M | Solar Panels |  | 0.315 | 4 | 214 | 25 |  | Fixed | Roof
NJSTRE1545317966 |  | Transition Incentive Program | Clifton | 7014 | 6 | 8.19 | Residential | No | Behind the Meter | Net-metered residential rooftop and canopy |  | None | Suntuity Solar LLC | PSE&G | Accepted | 2020-07-20 | 2020-07-22 | 2021-07-22 | Longi | LR6-60HPB-315M | Solar Panels |  | 0.315 | 6 | 304 | 25 |  | Fixed | Roof
NJSTRE1545318037 |  | Transition Incentive Program | Cherry Hill | 8003 | 14 | 7.48 | Residential | Yes | Behind the Meter | Net-metered residential rooftop and canopy |  | None | Vivint Solar Developer, LLC | PSE&G | Accepted | 2020-07-20 | 2020-07-23 | 2021-07-23 | Solar Edge | SE7600H-US | Inverters | 7600 |  | 1 |  |  | 0.992 |  | Outdoor | Near the Utility Meter
NJSTRE1545318037 |  | Transition Incentive Program | Cherry Hill | 8003 | 14 | 7.48 | Residential | Yes | Behind the Meter | Net-metered residential rooftop and canopy |  | None | Vivint Solar Developer, LLC | PSE&G | Accepted | 2020-07-20 | 2020-07-23 | 2021-07-23 | Jinko Solar | JKM325M-60HBL | Solar Panels |  | 0.325 | 23 | 180 | 23 |  | Fixed | Roof
NJSTRE1545318060 |  | Transition Incentive Program | TENAFLY | 7670 | 7 | 12.03 | Residential | Yes | Behind the Meter | Net-metered residential rooftop and canopy |  | None | Vivint Solar Developer, LLC | PSE&G | Accepted | 2020-07-20 | 2020-07-23 | 2021-07-23 | SOLAREDGE | SE10000H-US | Inverters | 10000 |  | 1 |  |  | 0.992 |  | Outdoor | Near the Utility Meter
NJSTRE1545318060 |  | Transition Incentive Program | TENAFLY | 7670 | 7 | 12.03 | Residential | Yes | Behind the Meter | Net-metered residential rooftop and canopy |  | None | Vivint Solar Developer, LLC | PSE&G | Accepted | 2020-07-20 | 2020-07-23 | 2021-07-23 | JINKO SOLAR | JKM325M-60HBL | Solar Panels |  | 0.325 | 20 | 174 | 36 |  | Fixed | Roof
NJSTRE1545318060 |  | Transition Incentive Program | TENAFLY | 7670 | 7 | 12.03 | Residential | Yes | Behind the Meter | Net-metered residential rooftop and canopy |  | None | Vivint Solar Developer, LLC | PSE&G | Accepted | 2020-07-20 | 2020-07-23 | 2021-07-23 | JINKO SOLAR | JKM325M-60HBL | Solar Panels |  | 0.325 | 17 | 354 | 36 |  | Fixed | Roof
NJSTRE1545318109 |  | Transition Incentive Program | RINGWOOD | 7456 | 6 | 6.5 | Residential | Yes | Behind the Meter | Net-metered residential rooftop and canopy |  | None | Vivint Solar Developer, LLC | Orange Rockland Electric | Accepted | 2020-07-20 | 2020-07-23 | 2021-07-23 | SOLAREDGE | SE7600H-US | Inverters | 7600 |  | 1 |  |  | 0.992 |  | Outdoor | Near the Utility Meter
NJSTRE1545318109 |  | Transition Incentive Program | RINGWOOD | 7456 | 6 | 6.5 | Residential | Yes | Behind the Meter | Net-metered residential rooftop and canopy |  | None | Vivint Solar Developer, LLC | Orange Rockland Electric | Accepted | 2020-07-20 | 2020-07-23 | 2021-07-23 | JINKO SOLAR | JKM325M-60HBL | Solar Panels |  | 0.325 | 20 | 180 | 30 |  | Fixed | Roof
NJSTRE1545318112 |  | Transition Incentive Program | West Windsor Township | 8550 | 12 | 16.92 | Residential | No | Behind the Meter | Net-metered residential rooftop and canopy |  | None | Green Power Energy | PSE&G | Accepted | 2020-07-20 | 2020-07-23 | 2021-07-23 | LG Electronics | LG360Q1C-V5 | Solar Panels |  | 0.36 | 11 | 340 | 30 |  | Fixed | Roof
NJSTRE1545318112 |  | Transition Incentive Program | West Windsor Township | 8550 | 12 | 16.92 | Residential | No | Behind the Meter | Net-metered residential rooftop and canopy |  | None | Green Power Energy | PSE&G | Accepted | 2020-07-20 | 2020-07-23 | 2021-07-23 | LG Electronics | LG360Q1C-V5 | Solar Panels |  | 0.36 | 11 | 160 | 30 |  | Fixed | Roof
NJSTRE1545318112 |  | Transition Incentive Program | West Windsor Township | 8550 | 12 | 16.92 | Residential | No | Behind the Meter | Net-metered residential rooftop and canopy |  | None | Green Power Energy | PSE&G | Accepted | 2020-07-20 | 2020-07-23 | 2021-07-23 | LG Electronics | LG360Q1C-V5 | Solar Panels |  | 0.36 | 6 | 160 | 30 |  | Fixed | Roof
NJSTRE1545318112 |  | Transition Incentive Program | West Windsor Township | 8550 | 12 | 16.92 | Residential | No | Behind the Meter | Net-metered residential rooftop and canopy |  | None | Green Power Energy | PSE&G | Accepted | 2020-07-20 | 2020-07-23 | 2021-07-23 | LG Electronics | LG360Q1C-V5 | Solar Panels |  | 0.36 | 4 | 70 | 35 |  | Fixed | Roof
NJSTRE1545318112 |  | Transition Incentive Program | West Windsor Township | 8550 | 12 | 16.92 | Residential | No | Behind the Meter | Net-metered residential rooftop and canopy |  | None | Green Power Energy | PSE&G | Accepted | 2020-07-20 | 2020-07-23 | 2021-07-23 | LG Electronics | IQ7PLUS-72-2-US | Inverters | 290 |  | 47 |  |  | 0.975 |  | Outside | next to meter
NJSTRE1545318112 |  | Transition Incentive Program | West Windsor Township | 8550 | 12 | 16.92 | Residential | No | Behind the Meter | Net-metered residential rooftop and canopy |  | None | Green Power Energy | PSE&G | Accepted | 2020-07-20 | 2020-07-23 | 2021-07-23 | LG Electronics | LG360Q1C-V5 | Solar Panels |  | 0.36 | 15 | 340 | 30 |  | Fixed | Roof
NJSTRE1545318221 |  | Transition Incentive Program | Ho-Ho-Kus | 7423 | 7 | 10.8 | Residential | No | Behind the Meter | Net-metered residential rooftop and canopy |  | None | Green Power Energy | PSE&G | Accepted | 2020-07-20 | 2020-07-23 | 2021-07-23 | Enphase Energy | IQ7PLUS-72-2-US | Inverters | 290 |  | 30 |  |  | 0.975 |  | Outside | next to meter
NJSTRE1545318221 |  | Transition Incentive Program | Ho-Ho-Kus | 7423 | 7 | 10.8 | Residential | No | Behind the Meter | Net-metered residential rooftop and canopy |  | None | Green Power Energy | PSE&G | Accepted | 2020-07-20 | 2020-07-23 | 2021-07-23 | LG Electronics | LG360Q1C-V5 | Solar Panels |  | 0.36 | 15 | 90 | 25 |  | Fixed | Roof
NJSTRE1545318221 |  | Transition Incentive Program | Ho-Ho-Kus | 7423 | 7 | 10.8 | Residential | No | Behind the Meter | Net-metered residential rooftop and canopy |  | None | Green Power Energy | PSE&G | Accepted | 2020-07-20 | 2020-07-23 | 2021-07-23 | LG Electronics | LG360Q1C-V5 | Solar Panels |  | 0.36 | 13 | 270 | 25 |  | Fixed | Roof
NJSTRE1545318221 |  | Transition Incentive Program | Ho-Ho-Kus | 7423 | 7 | 10.8 | Residential | No | Behind the Meter | Net-metered residential rooftop and canopy |  | None | Green Power Energy | PSE&G | Accepted | 2020-07-20 | 2020-07-23 | 2021-07-23 | LG Electronics | LG360Q1C-V5 | Solar Panels |  | 0.36 | 1 | 180 | 25 |  | Fixed | Roof
NJSTRE1545318221 |  | Transition Incentive Program | Ho-Ho-Kus | 7423 | 7 | 10.8 | Residential | No | Behind the Meter | Net-metered residential rooftop and canopy |  | None | Green Power Energy | PSE&G | Accepted | 2020-07-20 | 2020-07-23 | 2021-07-23 | LG Electronics | LG360Q1C-V5 | Solar Panels |  | 0.36 | 1 | 180 | 25 |  | Fixed | Roof
NJSTRE1545318252 |  | Transition Incentive Program | ORANGE CITY | 7050 | 9 | 7.32 | Residential | Yes | Behind the Meter | Net-metered residential rooftop and canopy |  | None | Sunrun Installation Services, Inc. | PSE&G | Accepted | 2020-07-21 | 2020-08-19 | 2021-10-30 | LONGi Green Energy Technology Co Ltd | LR6-60HPB-305M | Solar Panels |  | 0.305 | 6 | 301 | 21 |  | Fixed | Roof
NJSTRE1545318252 |  | Transition Incentive Program | ORANGE CITY | 7050 | 9 | 7.32 | Residential | Yes | Behind the Meter | Net-metered residential rooftop and canopy |  | None | Sunrun Installation Services, Inc. | PSE&G | Accepted | 2020-07-21 | 2020-08-19 | 2021-10-30 | LONGi Green Energy Technology Co Ltd | LR6-60HPB-305M | Solar Panels |  | 0.305 | 18 | 31 | 21 |  | Fixed | Roof
NJSTRE1545318252 |  | Transition Incentive Program | ORANGE CITY | 7050 | 9 | 7.32 | Residential | Yes | Behind the Meter | Net-metered residential rooftop and canopy |  | None | Sunrun Installation Services, Inc. | PSE&G | Accepted | 2020-07-21 | 2020-08-19 | 2021-10-30 | Delta Electronics | M6-TL-US | Inverters | 6000 |  | 1 |  |  | 0.99 |  | Outside | Near main panel
NJSTRE1545318260 |  | Transition Incentive Program | East Rutherford Boro | 7073 | 7 | 6.43 | Residential | No | Behind the Meter | Net-metered residential rooftop and canopy |  | None | Tesla Energy Operations Inc. | PSE&G | Accepted | 2020-07-20 | 2020-07-23 | 2021-07-23 | Tesla | SR60T1 | Solar Panels |  | 0.05847 | 33 | 216 | 9 |  | Fixed | Roof
NJSTRE1545318260 |  | Transition Incentive Program | East Rutherford Boro | 7073 | 7 | 6.43 | Residential | No | Behind the Meter | Net-metered residential rooftop and canopy |  | None | Tesla Energy Operations Inc. | PSE&G | Accepted | 2020-07-20 | 2020-07-23 | 2021-07-23 | Tesla | SR60T1 | Solar Panels |  | 0.05847 | 29 | 36 | 9 |  | Fixed | Roof
NJSTRE1545318260 |  | Transition Incentive Program | East Rutherford Boro | 7073 | 7 | 6.43 | Residential | No | Behind the Meter | Net-metered residential rooftop and canopy |  | None | Tesla Energy Operations Inc. | PSE&G | Accepted | 2020-07-20 | 2020-07-23 | 2021-07-23 | Tesla | SR60T1 | Solar Panels |  | 0.05847 | 29 | 36 | 38 |  | Fixed | Roof
NJSTRE1545318260 |  | Transition Incentive Program | East Rutherford Boro | 7073 | 7 | 6.43 | Residential | No | Behind the Meter | Net-metered residential rooftop and canopy |  | None | Tesla Energy Operations Inc. | PSE&G | Accepted | 2020-07-20 | 2020-07-23 | 2021-07-23 | Tesla | SR60T1 | Solar Panels |  | 0.05847 | 19 | 216 | 38 |  | Fixed | Roof
NJSTRE1545318260 |  | Transition Incentive Program | East Rutherford Boro | 7073 | 7 | 6.43 | Residential | No | Behind the Meter | Net-metered residential rooftop and canopy |  | None | Tesla Energy Operations Inc. | PSE&G | Accepted | 2020-07-20 | 2020-07-23 | 2021-07-23 | Delta | M8-TL-US [240V] | Inverters | 7680 |  | 1 |  |  | 0.975 |  | Outdoor | OUTSIDE
NJSTRE1545318300 |  | Transition Incentive Program | Burlington Twp | 8016 | 13 | 3.1 | Residential | Yes | Behind the Meter | Net-metered residential rooftop and canopy |  | None | Bright Planet Solar | PSE&G | Accepted | 2020-07-20 | 2020-07-23 | 2021-07-23 | SOLAR EDGE | SE3000H-USRGM | Inverters | 3000 |  | 1 |  |  | 0.98 |  | Outdoor | OUTSIDE
NJSTRE1545318300 |  | Transition Incentive Program | Burlington Twp | 8016 | 13 | 3.1 | Residential | Yes | Behind the Meter | Net-metered residential rooftop and canopy |  | None | Bright Planet Solar | PSE&G | Accepted | 2020-07-20 | 2020-07-23 | 2021-07-23 | LONGI | LR6-60HPB-310M | Solar Panels |  | 0.31 | 10 | 301 | 30 |  | Fixed | Roof
NJSTRE1545318309 |  | Transition Incentive Program | JACKSON | 8527 | 18 | 7.25 | Residential | No | Behind the Meter | Net-metered residential rooftop and canopy |  | None | Infinity Solar Systems | JCP&L | Accepted | 2020-07-20 | 2020-07-23 | 2021-07-23 | HANWHA | Q.PEAK DUO BLK-G5 315 | Solar Panels |  | 0.315 | 23 | 269 | 35 |  | Fixed | Roof
NJSTRE1545318309 |  | Transition Incentive Program | JACKSON | 8527 | 18 | 7.25 | Residential | No | Behind the Meter | Net-metered residential rooftop and canopy |  | None | Infinity Solar Systems | JCP&L | Accepted | 2020-07-20 | 2020-07-23 | 2021-07-23 | ENPHASE | IQ7-60-X-US | Inverters | 240 |  | 23 |  |  | 0.97 |  | Outside | MICROINVERTERS
NJSTRE1545318338 |  | Transition Incentive Program | Cherry Hill | 8002 | 14 | 7.85 | Residential | Yes | Behind the Meter | Net-metered residential rooftop and canopy |  | None | EMT Renewables | PSE&G | Accepted | 2020-07-20 | 2020-07-24 | 2021-07-24 | Sunpower | SPR-E20-327 | Solar Panels |  | 0.327 | 10 | 132 | 18 |  | Fixed | Roof
NJSTRE1545318338 |  | Transition Incentive Program | Cherry Hill | 8002 | 14 | 7.85 | Residential | Yes | Behind the Meter | Net-metered residential rooftop and canopy |  | None | EMT Renewables | PSE&G | Accepted | 2020-07-20 | 2020-07-24 | 2021-07-24 | Sunpower | SPR-E20-327 | Solar Panels |  | 0.327 | 14 | 222 | 18 |  | Fixed | Roof
NJSTRE1545318338 |  | Transition Incentive Program | Cherry Hill | 8002 | 14 | 7.85 | Residential | Yes | Behind the Meter | Net-metered residential rooftop and canopy |  | None | EMT Renewables | PSE&G | Accepted | 2020-07-20 | 2020-07-24 | 2021-07-24 | Sunpower | 320W-IQ7X Micro Inverters PSV6 | Inverters | 320 |  | 24 |  |  | 0.97 |  | Outside | under panels
NJSTRE1545318445 |  | Transition Incentive Program | Newark | 7106 | 9 | 4.9 | Residential | Yes | Behind the Meter | Net-metered residential rooftop and canopy |  | None | Pro Custom Solar dba Momentum Solar | PSE&G | Accepted | 2020-07-20 | 2020-07-23 | 2021-07-23 | LG ELECTRONICS | LG 350N1C-V5 | Solar Panels |  | 0.35 | 6 | 291 | 34 |  | Fixed | Roof
NJSTRE1545318445 |  | Transition Incentive Program | Newark | 7106 | 9 | 4.9 | Residential | Yes | Behind the Meter | Net-metered residential rooftop and canopy |  | None | Pro Custom Solar dba Momentum Solar | PSE&G | Accepted | 2020-07-20 | 2020-07-23 | 2021-07-23 | LG ELECTRONICS | LG 350N1C-V5 | Solar Panels |  | 0.35 | 8 | 112 | 48 |  | Fixed | Roof
NJSTRE1545318445 |  | Transition Incentive Program | Newark | 7106 | 9 | 4.9 | Residential | Yes | Behind the Meter | Net-metered residential rooftop and canopy |  | None | Pro Custom Solar dba Momentum Solar | PSE&G | Accepted | 2020-07-20 | 2020-07-23 | 2021-07-23 | Enphase | IQ7Plus-72-2-US | Inverters | 290 |  | 14 |  |  | 0.97 |  | Outdoor | Roof
NJSTRE1545318446 |  | Transition Incentive Program | NORTH BERGEN | 7047 | 8 | 6.62 | Residential | No | Behind the Meter | Net-metered residential rooftop and canopy |  | None | Infinity Solar Systems | PSE&G | Accepted | 2020-07-20 | 2020-07-23 | 2021-07-23 | HANWHA | Q.PEAK DUO BLK-G5 315 | Solar Panels |  | 0.315 | 2 | 210 | 20 |  | Fixed | Roof
NJSTRE1545318446 |  | Transition Incentive Program | NORTH BERGEN | 7047 | 8 | 6.62 | Residential | No | Behind the Meter | Net-metered residential rooftop and canopy |  | None | Infinity Solar Systems | PSE&G | Accepted | 2020-07-20 | 2020-07-23 | 2021-07-23 | HANWHA | Q.PEAK DUO BLK-G5 315 | Solar Panels |  | 0.315 | 19 | 120 | 20 |  | Fixed | Roof
NJSTRE1545318446 |  | Transition Incentive Program | NORTH BERGEN | 7047 | 8 | 6.62 | Residential | No | Behind the Meter | Net-metered residential rooftop and canopy |  | None | Infinity Solar Systems | PSE&G | Accepted | 2020-07-20 | 2020-07-23 | 2021-07-23 | ENPHASE | IQ7-60-X-US | Inverters | 240 |  | 21 |  |  | 0.97 |  | Outside | MICROINVERTERS
NJSTRE1545318455 | NJSRRE1542592859 | Transition Incentive Program | West New York | 7093 | 8 | 39 | Residential | No | Behind the Meter | Net-metered residential rooftop and canopy |  | None | Green Hybrid Energy Solutions, Inc. | PSE&G | Accepted | 2019-10-25 | 2019-10-29 | 2021-10-30 | ABB | P16200AR34 | Meters |  |  | 1 |  |  |  | Yes | Indoor
NJSTRE1545318455 | NJSRRE1542592859 | Transition Incentive Program | West New York | 7093 | 8 | 39 | Residential | No | Behind the Meter | Net-metered residential rooftop and canopy |  | None | Green Hybrid Energy Solutions, Inc. | PSE&G | Accepted | 2019-10-25 | 2019-10-29 | 2021-10-30 | Solar Edge | SE14.4K-US | Inverters | 40 |  | 2 |  |  | 0.97 |  | Outside | Roof
NJSTRE1545318455 | NJSRRE1542592859 | Transition Incentive Program | West New York | 7093 | 8 | 39 | Residential | No | Behind the Meter | Net-metered residential rooftop and canopy |  | None | Green Hybrid Energy Solutions, Inc. | PSE&G | Accepted | 2019-10-25 | 2019-10-29 | 2021-10-30 | JIinko Solar | JKM390M72H-V | Solar Panels |  | 0.39 | 100 | 150 | 10 |  | Fixed | Roof
NJSTRE1545318456 | NJSRRE1544680185 | Transition Incentive Program | Guttenberg | 7093 | 8 | 52.26 | Commercial | No | Behind the meter | Net-metered non-residential rooftop and canopy |  | None | Green Hybrid Energy Solutions | PSE&G | Accepted | 2020-04-16 | 2020-04-17 | 2021-10-30 | SolarEdge Technologies | SE 43.2K | Inverters | 40 |  | 1 |  |  | 0.97 |  | Outdoor | mechanical room on first floor
NJSTRE1545318456 | NJSRRE1544680185 | Transition Incentive Program | Guttenberg | 7093 | 8 | 52.26 | Commercial | No | Behind the meter | Net-metered non-residential rooftop and canopy |  | None | Green Hybrid Energy Solutions | PSE&G | Accepted | 2020-04-16 | 2020-04-17 | 2021-10-30 | Jinko Solar | JKM 390M72H-V | Solar Panels |  | 0.39 | 134 | 210 | 5 |  | Fixed | Roof
NJSTRE1545318457 | NJSRRE1544864737 | Transition Incentive Program | Bayonne | 7002 | 8 | 112.05 | Commercial | Yes | Behind the meter | Net-metered non-residential rooftop and canopy |  | None | Green Hybrid Energy Solutions | PSE&G | Accepted | 2020-04-19 | 2020-04-24 | 2021-10-30 | SolarEdge | SE33.3KUS | Inverters | 120 |  | 3 |  |  | 0.981 |  | Outside | on roof
NJSTRE1545318457 | NJSRRE1544864737 | Transition Incentive Program | Bayonne | 7002 | 8 | 112.05 | Commercial | Yes | Behind the meter | Net-metered non-residential rooftop and canopy |  | None | Green Hybrid Energy Solutions | PSE&G | Accepted | 2020-04-19 | 2020-04-24 | 2021-10-30 | Hanwha | Q.Peak Duo L-G8.2 | Solar Panels |  | 0.415 | 12 | 159 | 23 |  | Fixed | Roof
NJSTRE1545318457 | NJSRRE1544864737 | Transition Incentive Program | Bayonne | 7002 | 8 | 112.05 | Commercial | Yes | Behind the meter | Net-metered non-residential rooftop and canopy |  | None | Green Hybrid Energy Solutions | PSE&G | Accepted | 2020-04-19 | 2020-04-24 | 2021-10-30 | Hanwha | Q.Peak Duo L-G8.2 | Solar Panels |  | 0.415 | 104 | 114 | 23 |  | Fixed | Roof
NJSTRE1545318457 | NJSRRE1544864737 | Transition Incentive Program | Bayonne | 7002 | 8 | 112.05 | Commercial | Yes | Behind the meter | Net-metered non-residential rooftop and canopy |  | None | Green Hybrid Energy Solutions | PSE&G | Accepted | 2020-04-19 | 2020-04-24 | 2021-10-30 | Hanwha | Q.Peak Duo L-G8.2 | Solar Panels |  | 0.415 | 31 | 204 | 23 |  | Fixed | Roof
NJSTRE1545318457 | NJSRRE1544864737 | Transition Incentive Program | Bayonne | 7002 | 8 | 112.05 | Commercial | Yes | Behind the meter | Net-metered non-residential rooftop and canopy |  | None | Green Hybrid Energy Solutions | PSE&G | Accepted | 2020-04-19 | 2020-04-24 | 2021-10-30 | Hanwha | Q.Peak Duo L-G8.2 | Solar Panels |  | 0.415 | 123 | 269 | 23 |  | Fixed | Roof
NJSTRE1545318458 | NJSRRE1544864755 | Transition Incentive Program | Bayonne | 7002 | 8 | 281.37 | Commercial | Yes | Behind the meter | Net-metered non-residential rooftop and canopy |  | None | Green Hybrid Energy Solutions | PSE&G | Accepted | 2020-04-19 | 2020-04-24 | 2021-10-30 | Hanwha | Q.Peak Duo L-G8.2 | Solar Panels |  | 0.415 | 270 | 204 | 23 |  | Fixed | Roof
NJSTRE1545318458 | NJSRRE1544864755 | Transition Incentive Program | Bayonne | 7002 | 8 | 281.37 | Commercial | Yes | Behind the meter | Net-metered non-residential rooftop and canopy |  | None | Green Hybrid Energy Solutions | PSE&G | Accepted | 2020-04-19 | 2020-04-24 | 2021-10-30 | Solar Edge | SE33.3KUS | Inverters | 12 |  | 7 |  |  | 0.981 |  | Outdoor | on roof
NJSTRE1545318458 | NJSRRE1544864755 | Transition Incentive Program | Bayonne | 7002 | 8 | 281.37 | Commercial | Yes | Behind the meter | Net-metered non-residential rooftop and canopy |  | None | Green Hybrid Energy Solutions | PSE&G | Accepted | 2020-04-19 | 2020-04-24 | 2021-10-30 | Hanwha | Q.Peak Duo L-G8.2 | Solar Panels |  | 0.415 | 408 | 204 | 10 |  | Fixed | Roof
NJSTRE1545318460 | NJSRRE1544864758 | Transition Incentive Program | Bayonne | 7002 | 8 | 194.22 | Commercial | Yes | Behind the meter | Net-metered non-residential rooftop and canopy |  | None | Green Hybrid Energy Solutions | PSE&G | Accepted | 2020-04-20 | 2020-04-24 | 2021-10-30 | Solar Edge | SE33.3KUS | Inverters | 120 |  | 5 |  |  | 0.981 |  | Outside | on roof
NJSTRE1545318460 | NJSRRE1544864758 | Transition Incentive Program | Bayonne | 7002 | 8 | 194.22 | Commercial | Yes | Behind the meter | Net-metered non-residential rooftop and canopy |  | None | Green Hybrid Energy Solutions | PSE&G | Accepted | 2020-04-20 | 2020-04-24 | 2021-10-30 | Hanwha | Q.Peak Duo L-G8.2 | Solar Panels |  | 0.415 | 175 | 114 | 23 |  | Fixed | Roof
NJSTRE1545318460 | NJSRRE1544864758 | Transition Incentive Program | Bayonne | 7002 | 8 | 194.22 | Commercial | Yes | Behind the meter | Net-metered non-residential rooftop and canopy |  | None | Green Hybrid Energy Solutions | PSE&G | Accepted | 2020-04-20 | 2020-04-24 | 2021-10-30 | Hanwha | Q.Peak Duo L-G8.2 | Solar Panels |  | 0.415 | 149 | 294 | 23 |  | Fixed | Roof
NJSTRE1545318460 | NJSRRE1544864758 | Transition Incentive Program | Bayonne | 7002 | 8 | 194.22 | Commercial | Yes | Behind the meter | Net-metered non-residential rooftop and canopy |  | None | Green Hybrid Energy Solutions | PSE&G | Accepted | 2020-04-20 | 2020-04-24 | 2021-10-30 | Hanwha | Q.Peak Duo L-G8.2 | Solar Panels |  | 0.415 | 144 | 204 | 10 |  | Fixed | Roof
NJSTRE1545318461 | NJSRRE1544864772 | Transition Incentive Program | Bayonne | 7002 | 8 | 332.83 | Commercial | Yes | Behind the meter | Net-metered non-residential rooftop and canopy |  | None | Green Hybrid Energy Solutions | PSE&G | Accepted | 2020-04-19 | 2020-04-24 | 2021-10-30 | Hanwha | Q Peak Duo L-G8.2 | Solar Panels |  | 0.415 | 35 | 249 | 23 |  | Fixed | Roof
NJSTRE1545318461 | NJSRRE1544864772 | Transition Incentive Program | Bayonne | 7002 | 8 | 332.83 | Commercial | Yes | Behind the meter | Net-metered non-residential rooftop and canopy |  | None | Green Hybrid Energy Solutions | PSE&G | Accepted | 2020-04-19 | 2020-04-24 | 2021-10-30 | Hanwha | Q Peak Duo L-G8.2 | Solar Panels |  | 0.415 | 56 | 114 | 23 |  | Fixed | Roof
NJSTRE1545318461 | NJSRRE1544864772 | Transition Incentive Program | Bayonne | 7002 | 8 | 332.83 | Commercial | Yes | Behind the meter | Net-metered non-residential rooftop and canopy |  | None | Green Hybrid Energy Solutions | PSE&G | Accepted | 2020-04-19 | 2020-04-24 | 2021-10-30 | Hanwha | Q.Peak Duo L-G8.2 | Solar Panels |  | 0.415 | 166 | 204 | 23 |  | Fixed | Roof
NJSTRE1545318461 | NJSRRE1544864772 | Transition Incentive Program | Bayonne | 7002 | 8 | 332.83 | Commercial | Yes | Behind the meter | Net-metered non-residential rooftop and canopy |  | None | Green Hybrid Energy Solutions | PSE&G | Accepted | 2020-04-19 | 2020-04-24 | 2021-10-30 | Hanwha | Q Peak Duo L-G8.2 | Solar Panels |  | 0.415 | 32 | 159 | 23 |  | Fixed | Roof
NJSTRE1545318461 | NJSRRE1544864772 | Transition Incentive Program | Bayonne | 7002 | 8 | 332.83 | Commercial | Yes | Behind the meter | Net-metered non-residential rooftop and canopy |  | None | Green Hybrid Energy Solutions | PSE&G | Accepted | 2020-04-19 | 2020-04-24 | 2021-10-30 | Solar Edge | SE33.3Kus | Inverters | 120 |  | 8 |  |  | 0.981 |  | Outside | on roof
NJSTRE1545318461 | NJSRRE1544864772 | Transition Incentive Program | Bayonne | 7002 | 8 | 332.83 | Commercial | Yes | Behind the meter | Net-metered non-residential rooftop and canopy |  | None | Green Hybrid Energy Solutions | PSE&G | Accepted | 2020-04-19 | 2020-04-24 | 2021-10-30 | Hanwha | Q Peak Duo L-G8.2 | Solar Panels |  | 0.415 | 247 | 204 | 23 |  | Fixed | Roof
NJSTRE1545318461 | NJSRRE1544864772 | Transition Incentive Program | Bayonne | 7002 | 8 | 332.83 | Commercial | Yes | Behind the meter | Net-metered non-residential rooftop and canopy |  | None | Green Hybrid Energy Solutions | PSE&G | Accepted | 2020-04-19 | 2020-04-24 | 2021-10-30 | Hanwha | Q.Peak Duo L-G8.2 | Solar Panels |  | 0.415 | 60 | 269 | 23 |  | Fixed | Roof
NJSTRE1545318461 | NJSRRE1544864772 | Transition Incentive Program | Bayonne | 7002 | 8 | 332.83 | Commercial | Yes | Behind the meter | Net-metered non-residential rooftop and canopy |  | None | Green Hybrid Energy Solutions | PSE&G | Accepted | 2020-04-19 | 2020-04-24 | 2021-10-30 | Hanwha | Q Peak Duo L-G8.2 | Solar Panels |  | 0.415 | 206 | 179 | 23 |  | Fixed | Roof
NJSTRE1545318491 |  | Transition Incentive Program | Trenton | 8609 | 12 | 1.02 | Residential | Yes | Behind the Meter | Net-metered residential rooftop and canopy |  | PSEG | Vision Solar LLC | PSE&G | Accepted | 2020-07-20 | 2020-07-23 | 2021-07-23 | Enphase | IQ7-60-2-US | Inverters | 0.24 |  | 3 |  |  | 0.92 |  | Outdoor | under each panel
NJSTRE1545318491 |  | Transition Incentive Program | Trenton | 8609 | 12 | 1.02 | Residential | Yes | Behind the Meter | Net-metered residential rooftop and canopy |  | PSEG | Vision Solar LLC | PSE&G | Accepted | 2020-07-20 | 2020-07-23 | 2021-07-23 | Hanwha | Q Cells Q Peak Duo | Solar Panels |  | 0.34 | 3 | 53 | 29 |  | Fixed | Roof
NJSTRE1545318507 |  | Transition Incentive Program | UNION TWP | 7083 | 10 | 4.58 | Residential | Yes | Behind the Meter | Net-metered residential rooftop and canopy |  | None | Sunrun Installation Services, Inc. | PSE&G | Accepted | 2020-07-21 | 2020-07-23 | 2021-07-23 | LONGi Green Energy Technology Co Ltd | LR6-60HPB-305M | Solar Panels |  | 0.305 | 10 | 215 | 23 |  | Fixed | Roof
NJSTRE1545318507 |  | Transition Incentive Program | UNION TWP | 7083 | 10 | 4.58 | Residential | Yes | Behind the Meter | Net-metered residential rooftop and canopy |  | None | Sunrun Installation Services, Inc. | PSE&G | Accepted | 2020-07-21 | 2020-07-23 | 2021-07-23 | TESLA | POWERWALL 2 | Electric Storage Battery |  |  | 1 |  |  |  | Lithium Ion |  | Outside
NJSTRE1545318507 |  | Transition Incentive Program | UNION TWP | 7083 | 10 | 4.58 | Residential | Yes | Behind the Meter | Net-metered residential rooftop and canopy |  | None | Sunrun Installation Services, Inc. | PSE&G | Accepted | 2020-07-21 | 2020-07-23 | 2021-07-23 | LONGi Green Energy Technology Co Ltd | LR6-60HPB-305M | Solar Panels |  | 0.305 | 5 | 124 | 23 |  | Fixed | Roof
NJSTRE1545318507 |  | Transition Incentive Program | UNION TWP | 7083 | 10 | 4.58 | Residential | Yes | Behind the Meter | Net-metered residential rooftop and canopy |  | None | Sunrun Installation Services, Inc. | PSE&G | Accepted | 2020-07-21 | 2020-07-23 | 2021-07-23 | DELTA ELECTRONICS | M4-TL-US | Inverters | 4000 |  | 1 |  |  | 0.96 |  | Outdoor | Next To Meter
NJSTRE1545318512 |  | Transition Incentive Program | Bound Brook | 8805 | 5 | 14 | Residential | Yes | Behind the Meter | Net-metered residential rooftop and canopy |  | None | Pro Custom Solar dba Momentum Solar | PSE&G | Accepted | 2020-07-20 | 2020-07-23 | 2021-07-23 | Enphase | IQ7Plus-72-2-US | Inverters | 290 |  | 40 |  |  | 0.97 |  | Outdoor | Roof
NJSTRE1545318512 |  | Transition Incentive Program | Bound Brook | 8805 | 5 | 14 | Residential | Yes | Behind the Meter | Net-metered residential rooftop and canopy |  | None | Pro Custom Solar dba Momentum Solar | PSE&G | Accepted | 2020-07-20 | 2020-07-23 | 2021-07-23 | LG ELECTRONICS | LG 350N1C-V5 | Solar Panels |  | 0.35 | 7 | 196 | 31 |  | Fixed | Roof
NJSTRE1545318512 |  | Transition Incentive Program | Bound Brook | 8805 | 5 | 14 | Residential | Yes | Behind the Meter | Net-metered residential rooftop and canopy |  | None | Pro Custom Solar dba Momentum Solar | PSE&G | Accepted | 2020-07-20 | 2020-07-23 | 2021-07-23 | LG ELECTRONICS | LG 350N1C-V5 | Solar Panels |  | 0.35 | 33 | 16 | 10 |  | Fixed | Roof
NJSTRE1545318540 |  | Transition Incentive Program | Cherry Hill | 8003 | 14 | 6.54 | Residential | Yes | Behind the Meter | Net-metered residential rooftop and canopy |  | None | Seabright Solar | PSE&G | Accepted | 2020-07-20 | 2020-07-23 | 2021-07-23 | Sunpower | SPR-E20-327 | Inverters | 0.32 |  | 20 |  |  | 0.99 |  | Outside | Roof
NJSTRE1545318540 |  | Transition Incentive Program | Cherry Hill | 8003 | 14 | 6.54 | Residential | Yes | Behind the Meter | Net-metered residential rooftop and canopy |  | None | Seabright Solar | PSE&G | Accepted | 2020-07-20 | 2020-07-23 | 2021-07-23 | Sunpower | SPR-E20-327 | Solar Panels |  | 0.327 | 20 | 266 | 18 |  | Fixed | Roof
NJSTRE1545318564 |  | Transition Incentive Program | Passaic | 7055 | 6 | 6.21 | Residential | Yes | Behind the Meter | Net-metered residential rooftop and canopy |  | None | Seabright Solar | PSE&G | Accepted | 2020-07-20 | 2020-07-23 | 2021-10-30 | Sunpower | SPR-E20-327 | Inverters | 0.32 |  | 19 |  |  | 0.99 |  | Outside | Roof
NJSTRE1545318564 |  | Transition Incentive Program | Passaic | 7055 | 6 | 6.21 | Residential | Yes | Behind the Meter | Net-metered residential rooftop and canopy |  | None | Seabright Solar | PSE&G | Accepted | 2020-07-20 | 2020-07-23 | 2021-10-30 | Sunpower | SPR-E20-327 | Solar Panels |  | 0.327 | 6 | 232 | 21 |  | Fixed | Roof
NJSTRE1545318564 |  | Transition Incentive Program | Passaic | 7055 | 6 | 6.21 | Residential | Yes | Behind the Meter | Net-metered residential rooftop and canopy |  | None | Seabright Solar | PSE&G | Accepted | 2020-07-20 | 2020-07-23 | 2021-10-30 | Sunpower | SPR-E20-327 | Solar Panels |  | 0.327 | 5 | 152 | 45 |  | Fixed | Roof
NJSTRE1545318564 |  | Transition Incentive Program | Passaic | 7055 | 6 | 6.21 | Residential | Yes | Behind the Meter | Net-metered residential rooftop and canopy |  | None | Seabright Solar | PSE&G | Accepted | 2020-07-20 | 2020-07-23 | 2021-10-30 | Sunpower | SPR-E20-327 | Solar Panels |  | 0.327 | 8 | 152 | 21 |  | Fixed | Roof
NJSTRE1545318577 |  | Transition Incentive Program | Roselle | 7203 | 10 | 4.55 | Residential | Yes | Behind the Meter | Net-metered residential rooftop and canopy |  | None | Pro Custom Solar dba Momentum Solar | PSE&G | Accepted | 2020-07-20 | 2020-07-23 | 2021-07-23 | Enphase | IQ7Plus-72-2-US | Inverters | 290 |  | 13 |  |  | 0.97 |  | Outdoor | Roof
NJSTRE1545318577 |  | Transition Incentive Program | Roselle | 7203 | 10 | 4.55 | Residential | Yes | Behind the Meter | Net-metered residential rooftop and canopy |  | None | Pro Custom Solar dba Momentum Solar | PSE&G | Accepted | 2020-07-20 | 2020-07-23 | 2021-07-23 | LG ELECTRONICS | LG 350N1C-V5 | Solar Panels |  | 0.35 | 3 | 319 | 39 |  | Fixed | Roof
NJSTRE1545318577 |  | Transition Incentive Program | Roselle | 7203 | 10 | 4.55 | Residential | Yes | Behind the Meter | Net-metered residential rooftop and canopy |  | None | Pro Custom Solar dba Momentum Solar | PSE&G | Accepted | 2020-07-20 | 2020-07-23 | 2021-07-23 | LG ELECTRONICS | LG 350N1C-V5 | Solar Panels |  | 0.35 | 10 | 139 | 38 |  | Fixed | Roof
NJSTRE1545318581 |  | Transition Incentive Program | LITTLE FERRY | 7643 | 7 | 6.41 | Residential | Yes | Behind the Meter | Net-metered residential rooftop and canopy |  | None | Sunrun Installation Services, Inc. | PSE&G | Accepted | 2020-07-21 | 2020-07-23 | 2021-07-23 | LG Electronics | LG330N1C-A5 | Solar Panels |  | 0.305 | 21 | 218 | 20 |  | Fixed | Roof
NJSTRE1545318581 |  | Transition Incentive Program | LITTLE FERRY | 7643 | 7 | 6.41 | Residential | Yes | Behind the Meter | Net-metered residential rooftop and canopy |  | None | Sunrun Installation Services, Inc. | PSE&G | Accepted | 2020-07-21 | 2020-07-23 | 2021-07-23 | Delta Electronics | M6-TL-US | Inverters | 6000 |  | 1 |  |  | 0.99 |  | Outside | Exterior Wall
NJSTRE1545321829 |  | Transition Incentive Program | PATERSON | 7501 | 6 | 5.36 | Residential | Yes | Behind the Meter | Net-metered residential rooftop and canopy |  | None | Suntuity Solar LLC | PSE&G | Accepted | 2020-07-21 | 2020-07-23 | 2021-07-23 | Enphase Energy | IQ7-60-2-US | Inverters | 240 |  | 17 |  |  | 0.97 |  | Outdoor | Behind the PV Modules
NJSTRE1545321829 |  | Transition Incentive Program | PATERSON | 7501 | 6 | 5.36 | Residential | Yes | Behind the Meter | Net-metered residential rooftop and canopy |  | None | Suntuity Solar LLC | PSE&G | Accepted | 2020-07-21 | 2020-07-23 | 2021-07-23 | Longi | LR6-60HPB-315M | Solar Panels |  | 0.315 | 17 | 92 | 26 |  | Fixed | Roof
NJSTRE1545321831 |  | Transition Incentive Program | WILLIAMSTOWN | 8094 | 15 | 8.82 | Residential | Yes | Behind the Meter | Net-metered residential rooftop and canopy |  | None | Suntuity Solar LLC | AC Electric | Accepted | 2020-07-21 | 2020-07-23 | 2021-07-23 | Enphase Energy | IQ7-60-2-US | Inverters | 240 |  | 28 |  |  | 0.97 |  | Outdoor | Behind the PV Modules
NJSTRE1545321831 |  | Transition Incentive Program | WILLIAMSTOWN | 8094 | 15 | 8.82 | Residential | Yes | Behind the Meter | Net-metered residential rooftop and canopy |  | None | Suntuity Solar LLC | AC Electric | Accepted | 2020-07-21 | 2020-07-23 | 2021-07-23 | Longi | LR6-60HPB-315M | Solar Panels |  | 0.315 | 15 | 98 | 24 |  | Fixed | Roof
NJSTRE1545321831 |  | Transition Incentive Program | WILLIAMSTOWN | 8094 | 15 | 8.82 | Residential | Yes | Behind the Meter | Net-metered residential rooftop and canopy |  | None | Suntuity Solar LLC | AC Electric | Accepted | 2020-07-21 | 2020-07-23 | 2021-07-23 | Longi | LR6-60HPB-315M | Solar Panels |  | 0.315 | 8 | 278 | 24 |  | Fixed | Roof
NJSTRE1545321831 |  | Transition Incentive Program | WILLIAMSTOWN | 8094 | 15 | 8.82 | Residential | Yes | Behind the Meter | Net-metered residential rooftop and canopy |  | None | Suntuity Solar LLC | AC Electric | Accepted | 2020-07-21 | 2020-07-23 | 2021-07-23 | Longi | LR6-60HPB-315M | Solar Panels |  | 0.315 | 5 | 187 | 42 |  | Fixed | Roof
NJSTRE1545321832 |  | Transition Incentive Program | Clayton | 8312 | 15 | 9.45 | Residential | Yes | Behind the Meter | Net-metered residential rooftop and canopy |  | None | Suntuity Solar LLC | AC Electric | Accepted | 2020-07-21 | 2020-07-23 | 2021-07-23 | Enphase Energy | IQ7-60-2-US | Inverters | 240 |  | 30 |  |  | 0.97 |  | Outdoor | Behind the PV Modules
NJSTRE1545321832 |  | Transition Incentive Program | Clayton | 8312 | 15 | 9.45 | Residential | Yes | Behind the Meter | Net-metered residential rooftop and canopy |  | None | Suntuity Solar LLC | AC Electric | Accepted | 2020-07-21 | 2020-07-23 | 2021-07-23 | Longi | LR6-60HPB-315M | Solar Panels |  | 0.315 | 6 | 154 | 31 |  | Fixed | Roof
NJSTRE1545321832 |  | Transition Incentive Program | Clayton | 8312 | 15 | 9.45 | Residential | Yes | Behind the Meter | Net-metered residential rooftop and canopy |  | None | Suntuity Solar LLC | AC Electric | Accepted | 2020-07-21 | 2020-07-23 | 2021-07-23 | Longi | LR6-60HPB-315M | Solar Panels |  | 0.315 | 7 | 334 | 31 |  | Fixed | Roof
NJSTRE1545321832 |  | Transition Incentive Program | Clayton | 8312 | 15 | 9.45 | Residential | Yes | Behind the Meter | Net-metered residential rooftop and canopy |  | None | Suntuity Solar LLC | AC Electric | Accepted | 2020-07-21 | 2020-07-23 | 2021-07-23 | Longi | LR6-60HPB-315M | Solar Panels |  | 0.315 | 6 | 154 | 31 |  | Fixed | Roof
NJSTRE1545321832 |  | Transition Incentive Program | Clayton | 8312 | 15 | 9.45 | Residential | Yes | Behind the Meter | Net-metered residential rooftop and canopy |  | None | Suntuity Solar LLC | AC Electric | Accepted | 2020-07-21 | 2020-07-23 | 2021-07-23 | Longi | LR6-60HPB-315M | Solar Panels |  | 0.315 | 11 | 334 | 31 |  | Fixed | Roof
NJSTRE1545321834 |  | Transition Incentive Program | CLIFTON | 7014 | 6 | 3.15 | Residential | No | Behind the Meter | Net-metered residential rooftop and canopy |  | None | Suntuity Solar LLC | PSE&G | Accepted | 2020-07-21 | 2020-07-23 | 2021-07-23 | Enphase Energy | IQ7-60-2-US | Inverters | 240 |  | 10 |  |  | 0.97 |  | Outdoor | Behind the PV Modules
NJSTRE1545321834 |  | Transition Incentive Program | CLIFTON | 7014 | 6 | 3.15 | Residential | No | Behind the Meter | Net-metered residential rooftop and canopy |  | None | Suntuity Solar LLC | PSE&G | Accepted | 2020-07-21 | 2020-07-23 | 2021-07-23 | Longi | LR6-60HPB-315M | Solar Panels |  | 0.315 | 10 | 214 | 25 |  | Fixed | Roof
NJSTRE1545321836 |  | Transition Incentive Program | NEWTONVILLE | 8346 | 19 | 10.4 | Residential | No | Behind the Meter | Net-metered residential rooftop and canopy |  | None | Suntuity Solar LLC | AC Electric | Accepted | 2020-07-21 | 2020-07-23 | 2021-07-23 | Enphase Energy | IQ7-60-2-US | Inverters | 240 |  | 33 |  |  | 0.97 |  | Outdoor | Behind the PV Modules
NJSTRE1545321836 |  | Transition Incentive Program | NEWTONVILLE | 8346 | 19 | 10.4 | Residential | No | Behind the Meter | Net-metered residential rooftop and canopy |  | None | Suntuity Solar LLC | AC Electric | Accepted | 2020-07-21 | 2020-07-23 | 2021-07-23 | Longi | LR6-60HPB-315M | Solar Panels |  | 0.315 | 27 | 139 | 22 |  | Fixed | Roof
NJSTRE1545321836 |  | Transition Incentive Program | NEWTONVILLE | 8346 | 19 | 10.4 | Residential | No | Behind the Meter | Net-metered residential rooftop and canopy |  | None | Suntuity Solar LLC | AC Electric | Accepted | 2020-07-21 | 2020-07-23 | 2021-07-23 | Longi | LR6-60HPB-315M | Solar Panels |  | 0.315 | 6 | 319 | 22 |  | Fixed | Roof
NJSTRE1545321839 |  | Transition Incentive Program | Weymouth | 8330 | 19 | 10.08 | Residential | Yes | Behind the Meter | Net-metered residential rooftop and canopy |  | None | Suntuity Solar LLC | AC Electric | Accepted | 2020-07-21 | 2020-07-23 | 2021-07-23 | Enphase Energy | IQ7-60-2-US | Inverters | 240 |  | 32 |  |  | 0.97 |  | Outdoor | Behind the PV Modules
NJSTRE1545321839 |  | Transition Incentive Program | Weymouth | 8330 | 19 | 10.08 | Residential | Yes | Behind the Meter | Net-metered residential rooftop and canopy |  | None | Suntuity Solar LLC | AC Electric | Accepted | 2020-07-21 | 2020-07-23 | 2021-07-23 | Longi | LR6-60HPB-315M | Solar Panels |  | 0.315 | 32 | 179 | 20 |  | Fixed | Roof
NJSTRE1545321860 |  | Transition Incentive Program | PINE HILL | 8021 | 14 | 4.76 | Residential | No | Behind the Meter | Net-metered residential rooftop and canopy |  | ACE | Vision Solar LLC | AC Electric | Accepted | 2020-07-21 | 2020-07-23 | 2021-07-23 | ENPHASE | IQ7-60-2-US | Inverters | 0.24 |  | 14 |  |  | 0.96 |  | Other | BEHIND EACH PANEL
NJSTRE1545321860 |  | Transition Incentive Program | PINE HILL | 8021 | 14 | 4.76 | Residential | No | Behind the Meter | Net-metered residential rooftop and canopy |  | ACE | Vision Solar LLC | AC Electric | Accepted | 2020-07-21 | 2020-07-23 | 2021-07-23 | HANWHA Q-CELLS | Q.PEAK DUO-G6 340 | Solar Panels |  | 0.34 | 14 | 237 | 20 |  | Fixed | Roof
NJSTRE1545321897 |  | Transition Incentive Program | WHITING | 8759 | 18 | 8.5 | Residential | No | Behind the Meter | Net-metered residential rooftop and canopy |  | JCPL | Vision Solar LLC | JCP&L | Accepted | 2020-07-21 | 2020-07-23 | 2021-07-23 | HANWHA Q-CELLS | Q.PEAK DUO-G6 340 | Solar Panels |  | 0.34 | 21 | 160 | 20 |  | Fixed | Roof
NJSTRE1545321897 |  | Transition Incentive Program | WHITING | 8759 | 18 | 8.5 | Residential | No | Behind the Meter | Net-metered residential rooftop and canopy |  | JCPL | Vision Solar LLC | JCP&L | Accepted | 2020-07-21 | 2020-07-23 | 2021-07-23 | HANWHA Q-CELLS | Q.PEAK DUO-G6 340 | Solar Panels |  | 0.34 | 4 | 340 | 20 |  | Fixed | Roof
NJSTRE1545321897 |  | Transition Incentive Program | WHITING | 8759 | 18 | 8.5 | Residential | No | Behind the Meter | Net-metered residential rooftop and canopy |  | JCPL | Vision Solar LLC | JCP&L | Accepted | 2020-07-21 | 2020-07-23 | 2021-07-23 | ENPHASE | IQ7-60-2-US | Inverters | 0.24 |  | 25 |  |  | 0.96 |  | Other | BEHIND EACH PANEL
NJSTRE1545321926 |  | Transition Incentive Program | PASSAIC | 7055 | 6 | 8.19 | Residential | No | Behind the Meter | Net-metered residential rooftop and canopy |  | None | Infinity Solar Systems | PSE&G | Accepted | 2020-07-21 | 2020-07-23 | 2021-07-23 | ENPHASE | IQ7-60-X-US | Inverters | 240 |  | 26 |  |  | 0.97 |  | Outside | MICROINVERTERS
NJSTRE1545321926 |  | Transition Incentive Program | PASSAIC | 7055 | 6 | 8.19 | Residential | No | Behind the Meter | Net-metered residential rooftop and canopy |  | None | Infinity Solar Systems | PSE&G | Accepted | 2020-07-21 | 2020-07-23 | 2021-07-23 | HANWHA | Q.PEAK DUO BLK-G5 315 | Solar Panels |  | 0.315 | 26 | 124 | 45 |  | Fixed | Roof
NJSTRE1545321937 |  | Transition Incentive Program | Rutherford | 7070 | 7 | 5.67 | Residential | No | Behind the Meter | Net-metered residential rooftop and canopy |  | None | Tesla Energy Operations Inc. | PSE&G | Accepted | 2020-07-21 | 2020-07-23 | 2021-07-23 | Delta Electronics | M8-TL-US [240V] | Inverters | 7680 |  | 1 |  |  | 0.975 |  | Indoor | Inside
NJSTRE1545321937 |  | Transition Incentive Program | Rutherford | 7070 | 7 | 5.67 | Residential | No | Behind the Meter | Net-metered residential rooftop and canopy |  | None | Tesla Energy Operations Inc. | PSE&G | Accepted | 2020-07-21 | 2020-07-23 | 2021-07-23 | Tesla | AC Powerwall 2.0 | Electric Storage Battery |  |  | 2 |  |  |  | Lithium Ion |  | Inside
NJSTRE1545321937 |  | Transition Incentive Program | Rutherford | 7070 | 7 | 5.67 | Residential | No | Behind the Meter | Net-metered residential rooftop and canopy |  | None | Tesla Energy Operations Inc. | PSE&G | Accepted | 2020-07-21 | 2020-07-23 | 2021-07-23 | Tesla | SR60T1 | Solar Panels |  | 0.05847 | 62 | 217 | 34 |  | Fixed | Roof
NJSTRE1545321937 |  | Transition Incentive Program | Rutherford | 7070 | 7 | 5.67 | Residential | No | Behind the Meter | Net-metered residential rooftop and canopy |  | None | Tesla Energy Operations Inc. | PSE&G | Accepted | 2020-07-21 | 2020-07-23 | 2021-07-23 | Tesla | SR60T1 | Solar Panels |  | 0.05847 | 35 | 37 | 34 |  | Fixed | Roof
NJSTRE1545321951 |  | Transition Incentive Program | MONROE TOWNSHIP | 8831 | 11 | 12.92 | Residential | Yes | Behind the Meter | Net-metered residential rooftop and canopy |  | JCPL | Vision Solar LLC | JCP&L | Accepted | 2020-07-21 | 2020-07-23 | 2021-07-23 | ENPHASE | IQ7-60-2-US | Inverters | 0.24 |  | 37 |  |  | 0.96 |  | Other | BEHIND EACH PANEL
NJSTRE1545321951 |  | Transition Incentive Program | MONROE TOWNSHIP | 8831 | 11 | 12.92 | Residential | Yes | Behind the Meter | Net-metered residential rooftop and canopy |  | JCPL | Vision Solar LLC | JCP&L | Accepted | 2020-07-21 | 2020-07-23 | 2021-07-23 | HANWHA Q-CELLS | Q.PEAK DUO-G6 340 | Solar Panels |  | 0.34 | 4 | 162 | 26 |  | Fixed | Roof
NJSTRE1545321951 |  | Transition Incentive Program | MONROE TOWNSHIP | 8831 | 11 | 12.92 | Residential | Yes | Behind the Meter | Net-metered residential rooftop and canopy |  | JCPL | Vision Solar LLC | JCP&L | Accepted | 2020-07-21 | 2020-07-23 | 2021-07-23 | HANWHA Q-CELLS | Q.PEAK DUO-G6 340 | Solar Panels |  | 0.34 | 4 | 252 | 33 |  | Fixed | Roof
NJSTRE1545321951 |  | Transition Incentive Program | MONROE TOWNSHIP | 8831 | 11 | 12.92 | Residential | Yes | Behind the Meter | Net-metered residential rooftop and canopy |  | JCPL | Vision Solar LLC | JCP&L | Accepted | 2020-07-21 | 2020-07-23 | 2021-07-23 | HANWHA Q-CELLS | Q.PEAK DUO-G6 340 | Solar Panels |  | 0.34 | 9 | 72 | 26 |  | Fixed | Roof
NJSTRE1545321951 |  | Transition Incentive Program | MONROE TOWNSHIP | 8831 | 11 | 12.92 | Residential | Yes | Behind the Meter | Net-metered residential rooftop and canopy |  | JCPL | Vision Solar LLC | JCP&L | Accepted | 2020-07-21 | 2020-07-23 | 2021-07-23 | HANWHA Q-CELLS | Q.PEAK DUO-G6 340 | Solar Panels |  | 0.34 | 12 | 162 | 33 |  | Fixed | Roof
NJSTRE1545321951 |  | Transition Incentive Program | MONROE TOWNSHIP | 8831 | 11 | 12.92 | Residential | Yes | Behind the Meter | Net-metered residential rooftop and canopy |  | JCPL | Vision Solar LLC | JCP&L | Accepted | 2020-07-21 | 2020-07-23 | 2021-07-23 | HANWHA Q-CELLS | Q.PEAK DUO-G6 340 | Solar Panels |  | 0.34 | 5 | 72 | 33 |  | Fixed | Roof
NJSTRE1545321951 |  | Transition Incentive Program | MONROE TOWNSHIP | 8831 | 11 | 12.92 | Residential | Yes | Behind the Meter | Net-metered residential rooftop and canopy |  | JCPL | Vision Solar LLC | JCP&L | Accepted | 2020-07-21 | 2020-07-23 | 2021-07-23 | HANWHA Q-CELLS | Q.PEAK DUO-G6 340 | Solar Panels |  | 0.34 | 4 | 342 | 26 |  | Fixed | Roof
NJSTRE1545322032 |  | Transition Incentive Program | NEWTON | 7860 | 1 | 5.44 | Residential | No | Behind the Meter | Net-metered residential rooftop and canopy |  | JCPL | Vision Solar LLC | JCP&L | Accepted | 2020-07-21 | 2020-07-23 | 2021-07-23 | ENPHASE | IQ7-60-2-US | Inverters | 0.24 |  | 16 |  |  | 0.96 |  | Other | BEHIND EACH PANEL
NJSTRE1545322032 |  | Transition Incentive Program | NEWTON | 7860 | 1 | 5.44 | Residential | No | Behind the Meter | Net-metered residential rooftop and canopy |  | JCPL | Vision Solar LLC | JCP&L | Accepted | 2020-07-21 | 2020-07-23 | 2021-07-23 | HANWHA Q-CELLS | Q.PEAK DUO-G6 340 | Solar Panels |  | 0.34 | 2 | 300 | 28 |  | Fixed | Roof
NJSTRE1545322032 |  | Transition Incentive Program | NEWTON | 7860 | 1 | 5.44 | Residential | No | Behind the Meter | Net-metered residential rooftop and canopy |  | JCPL | Vision Solar LLC | JCP&L | Accepted | 2020-07-21 | 2020-07-23 | 2021-07-23 | HANWHA Q-CELLS | Q.PEAK DUO-G6 340 | Solar Panels |  | 0.34 | 14 | 120 | 28 |  | Fixed | Roof
NJSTRE1545322062 |  | Transition Incentive Program | HAMILTON | 8690 | 12 | 12.92 | Residential | No | Behind the Meter | Net-metered residential rooftop and canopy |  | PSEG | Vision Solar LLC | PSE&G | Accepted | 2020-07-21 | 2020-07-23 | 2021-07-23 | ENPHASE | IQ7-60-2-US | Inverters | 0.24 |  | 38 |  |  | 0.96 |  | Other | BEHIND EACH PANEL
NJSTRE1545322062 |  | Transition Incentive Program | HAMILTON | 8690 | 12 | 12.92 | Residential | No | Behind the Meter | Net-metered residential rooftop and canopy |  | PSEG | Vision Solar LLC | PSE&G | Accepted | 2020-07-21 | 2020-07-23 | 2021-07-23 | HANWHA Q-CELLS | Q.PEAK DUO-G6 340 | Solar Panels |  | 0.34 | 3 | 28 | 22 |  | Fixed | Roof
NJSTRE1545322062 |  | Transition Incentive Program | HAMILTON | 8690 | 12 | 12.92 | Residential | No | Behind the Meter | Net-metered residential rooftop and canopy |  | PSEG | Vision Solar LLC | PSE&G | Accepted | 2020-07-21 | 2020-07-23 | 2021-07-23 | HANWHA Q-CELLS | Q.PEAK DUO-G6 340 | Solar Panels |  | 0.34 | 18 | 208 | 22 |  | Fixed | Roof
NJSTRE1545322062 |  | Transition Incentive Program | HAMILTON | 8690 | 12 | 12.92 | Residential | No | Behind the Meter | Net-metered residential rooftop and canopy |  | PSEG | Vision Solar LLC | PSE&G | Accepted | 2020-07-21 | 2020-07-23 | 2021-07-23 | HANWHA Q-CELLS | Q.PEAK DUO-G6 340 | Solar Panels |  | 0.34 | 17 | 208 | 20 |  | Fixed | Roof
NJSTRE1545322074 |  | Transition Incentive Program | NORTHVALE | 7647 | 7 | 6.08 | Residential | Yes | Behind the Meter | Net-metered residential rooftop and canopy |  | None | Vivint Solar Developer, LLC | Orange Rockland Electric | Accepted | 2020-07-21 | 2020-07-23 | 2021-07-23 | SolarEdge | SE7600H-US | Inverters | 7600 |  | 1 |  |  | 0.992 |  | Outdoor | Near the Utility Meter
NJSTRE1545322074 |  | Transition Incentive Program | NORTHVALE | 7647 | 7 | 6.08 | Residential | Yes | Behind the Meter | Net-metered residential rooftop and canopy |  | None | Vivint Solar Developer, LLC | Orange Rockland Electric | Accepted | 2020-07-21 | 2020-07-23 | 2021-07-23 | Jinko Solar | JKM320M-60HBL | Solar Panels |  | 0.32 | 19 | 217 | 18 |  | Fixed | Roof
NJSTRE1545322249 |  | Transition Incentive Program | Wenonah | 8090 | 15 | 7.44 | Residential | No | Behind the Meter | Net-metered residential rooftop and canopy |  | None | Kaitanna Solar, LLC | PSE&G | Accepted | 2020-08-10 | 2020-08-11 | 2021-10-30 | Enphase | Envoy | Meters |  |  | 1 |  |  |  | Yes
NJSTRE1545322249 |  | Transition Incentive Program | Wenonah | 8090 | 15 | 7.44 | Residential | No | Behind the Meter | Net-metered residential rooftop and canopy |  | None | Kaitanna Solar, LLC | PSE&G | Accepted | 2020-08-10 | 2020-08-11 | 2021-10-30 | Enphase | IQ6+ | Inverters | 280 |  | 24 |  |  | 0.97 |  | Outdoor | Under Module
NJSTRE1545322249 |  | Transition Incentive Program | Wenonah | 8090 | 15 | 7.44 | Residential | No | Behind the Meter | Net-metered residential rooftop and canopy |  | None | Kaitanna Solar, LLC | PSE&G | Accepted | 2020-08-10 | 2020-08-11 | 2021-10-30 | Jinko | 310 | Solar Panels |  | 0.31 | 6 | 296 | 29 |  | Fixed | Roof
NJSTRE1545322249 |  | Transition Incentive Program | Wenonah | 8090 | 15 | 7.44 | Residential | No | Behind the Meter | Net-metered residential rooftop and canopy |  | None | Kaitanna Solar, LLC | PSE&G | Accepted | 2020-08-10 | 2020-08-11 | 2021-10-30 | Jinko | 310 | Solar Panels |  | 0.31 | 3 | 296 | 20 |  | Fixed | Roof
NJSTRE1545322249 |  | Transition Incentive Program | Wenonah | 8090 | 15 | 7.44 | Residential | No | Behind the Meter | Net-metered residential rooftop and canopy |  | None | Kaitanna Solar, LLC | PSE&G | Accepted | 2020-08-10 | 2020-08-11 | 2021-10-30 | Jinko | 310 | Solar Panels |  | 0.31 | 6 | 296 | 5 |  | Fixed | Roof
NJSTRE1545322249 |  | Transition Incentive Program | Wenonah | 8090 | 15 | 7.44 | Residential | No | Behind the Meter | Net-metered residential rooftop and canopy |  | None | Kaitanna Solar, LLC | PSE&G | Accepted | 2020-08-10 | 2020-08-11 | 2021-10-30 | Jinko | 310 | Solar Panels |  | 0.31 | 9 | 296 | 35 |  | Fixed | Roof
NJSTRE1545322250 |  | Transition Incentive Program | MULLICA HILL | 8062 | 15 | 12.58 | Residential | Yes | Behind the Meter | Net-metered residential rooftop and canopy |  | ACE | Vision Solar LLC | AC Electric | Accepted | 2020-07-21 | 2020-07-24 | 2021-07-24 | ENPHASE | IQ7-60-2-US | Inverters | 0.24 |  | 37 |  |  | 0.96 |  | Other | BEHIND EACH PANEL
NJSTRE1545322250 |  | Transition Incentive Program | MULLICA HILL | 8062 | 15 | 12.58 | Residential | Yes | Behind the Meter | Net-metered residential rooftop and canopy |  | ACE | Vision Solar LLC | AC Electric | Accepted | 2020-07-21 | 2020-07-24 | 2021-07-24 | HANWHA Q-CELLS | Q.PEAK DUO-G6 340 | Solar Panels |  | 0.34 | 20 | 19 | 20 |  | Fixed | Roof
NJSTRE1545322250 |  | Transition Incentive Program | MULLICA HILL | 8062 | 15 | 12.58 | Residential | Yes | Behind the Meter | Net-metered residential rooftop and canopy |  | ACE | Vision Solar LLC | AC Electric | Accepted | 2020-07-21 | 2020-07-24 | 2021-07-24 | HANWHA Q-CELLS | Q.PEAK DUO-G6 340 | Solar Panels |  | 0.34 | 17 | 199 | 20 |  | Fixed | Roof
NJSTRE1545322261 |  | Transition Incentive Program | Pleasantville | 8232 | 19 | 7.04 | Residential | No | Behind the Meter | Net-metered residential rooftop and canopy |  | None | Sun Up Zero Down | AC Electric | Accepted | 2020-07-21 | 2020-07-24 | 2021-07-24 | Solaredge | SE5000H-US | Inverters | 5000 |  | 1 |  |  | 0.99 |  | Outside | next to utility meter
NJSTRE1545322261 |  | Transition Incentive Program | Pleasantville | 8232 | 19 | 7.04 | Residential | No | Behind the Meter | Net-metered residential rooftop and canopy |  | None | Sun Up Zero Down | AC Electric | Accepted | 2020-07-21 | 2020-07-24 | 2021-07-24 | Haileah | CL200 | Meters |  |  | 1 |  |  |  | Yes
NJSTRE1545322261 |  | Transition Incentive Program | Pleasantville | 8232 | 19 | 7.04 | Residential | No | Behind the Meter | Net-metered residential rooftop and canopy |  | None | Sun Up Zero Down | AC Electric | Accepted | 2020-07-21 | 2020-07-24 | 2021-07-24 | trina | TSM-320-DD06M.05(II) | Solar Panels |  | 0.32 | 14 | 142 | 30 |  | Fixed | Roof
NJSTRE1545322261 |  | Transition Incentive Program | Pleasantville | 8232 | 19 | 7.04 | Residential | No | Behind the Meter | Net-metered residential rooftop and canopy |  | None | Sun Up Zero Down | AC Electric | Accepted | 2020-07-21 | 2020-07-24 | 2021-07-24 | Trina | TSM-320-DD06M.05(II) | Solar Panels |  | 0.32 | 8 | 322 | 30 |  | Fixed | Roof
NJSTRE1545322313 |  | Transition Incentive Program | SADDLE BROOK | 7663 | 7 | 7.8 | Residential | Yes | Behind the Meter | Net-metered residential rooftop and canopy |  | None | Vivint Solar Developer, LLC | PSE&G | Accepted | 2020-07-21 | 2020-07-24 | 2021-07-24 | SolarEdge | SE7600H-US | Inverters | 7600 |  | 1 |  |  | 0.992 |  | Outdoor | Near the Utility Meter
NJSTRE1545322313 |  | Transition Incentive Program | SADDLE BROOK | 7663 | 7 | 7.8 | Residential | Yes | Behind the Meter | Net-metered residential rooftop and canopy |  | None | Vivint Solar Developer, LLC | PSE&G | Accepted | 2020-07-21 | 2020-07-24 | 2021-07-24 | Jinko Solar | JKM325M-60HBL | Solar Panels |  | 0.325 | 12 | 160 | 10 |  | Fixed | Roof
NJSTRE1545322313 |  | Transition Incentive Program | SADDLE BROOK | 7663 | 7 | 7.8 | Residential | Yes | Behind the Meter | Net-metered residential rooftop and canopy |  | None | Vivint Solar Developer, LLC | PSE&G | Accepted | 2020-07-21 | 2020-07-24 | 2021-07-24 | Jinko Solar | JKM325M-60HBL | Solar Panels |  | 0.325 | 12 | 340 | 24 |  | Fixed | Roof
NJSTRE1545322341 |  | Transition Incentive Program | Newark | 7107 | 9 | 3.69 | Residential | Yes | Behind the Meter | Net-metered residential rooftop and canopy |  | None | Pro Custom Solar dba Momentum Solar | PSE&G | Accepted | 2020-07-21 | 2020-07-24 | 2021-07-24 | Enphase | IQ7-60-2-US | Inverters | 240 |  | 11 |  |  | 0.97 |  | Outdoor | Roof
NJSTRE1545322341 |  | Transition Incentive Program | Newark | 7107 | 9 | 3.69 | Residential | Yes | Behind the Meter | Net-metered residential rooftop and canopy |  | None | Pro Custom Solar dba Momentum Solar | PSE&G | Accepted | 2020-07-21 | 2020-07-24 | 2021-07-24 | HANWHA | Q.PEAK DUO BLK G6+ 335 | Solar Panels |  | 0.335 | 11 | 239 | 5 |  | Fixed | Roof
NJSTRE1545322381 |  | Transition Incentive Program | North Brunswick | 8902 | 11 | 6.3 | Residential | Yes | Behind the Meter | Net-metered residential rooftop and canopy |  | None | Pro Custom Solar dba Momentum Solar | PSE&G | Accepted | 2020-07-21 | 2020-07-24 | 2021-07-24 | Enphase | IQ7Plus-72-2-US | Inverters | 290 |  | 18 |  |  | 0.97 |  | Outdoor | Roof
NJSTRE1545322381 |  | Transition Incentive Program | North Brunswick | 8902 | 11 | 6.3 | Residential | Yes | Behind the Meter | Net-metered residential rooftop and canopy |  | None | Pro Custom Solar dba Momentum Solar | PSE&G | Accepted | 2020-07-21 | 2020-07-24 | 2021-07-24 | LG ELECTRONICS | LG 350N1C-V5 | Solar Panels |  | 0.35 | 10 | 270 | 45 |  | Fixed | Roof
NJSTRE1545322381 |  | Transition Incentive Program | North Brunswick | 8902 | 11 | 6.3 | Residential | Yes | Behind the Meter | Net-metered residential rooftop and canopy |  | None | Pro Custom Solar dba Momentum Solar | PSE&G | Accepted | 2020-07-21 | 2020-07-24 | 2021-07-24 | LG ELECTRONICS | LG 350N1C-V5 | Solar Panels |  | 0.35 | 8 | 90 | 45 |  | Fixed | Roof
NJSTRE1545322385 |  | Transition Incentive Program | Washington Township | 8012 | 14 | 13.46 | Residential | No | Behind the Meter | Net-metered residential rooftop and canopy |  | None | Sunrun Installation Services, Inc. | AC Electric | Accepted | 2020-07-21 | 2020-07-24 | 2021-07-24 | Enphase Energy | IQ7PLUS-72-x-US (240V) | Inverters | 290 |  | 39 |  |  | 0.96 |  | Outdoor | Rooftop
NJSTRE1545322385 |  | Transition Incentive Program | Washington Township | 8012 | 14 | 13.46 | Residential | No | Behind the Meter | Net-metered residential rooftop and canopy |  | None | Sunrun Installation Services, Inc. | AC Electric | Accepted | 2020-07-21 | 2020-07-24 | 2021-07-24 | LG Electronics | LG345N1C-V5 | Solar Panels |  | 0.345 | 22 | 55 | 18 |  | Fixed | Roof
NJSTRE1545322385 |  | Transition Incentive Program | Washington Township | 8012 | 14 | 13.46 | Residential | No | Behind the Meter | Net-metered residential rooftop and canopy |  | None | Sunrun Installation Services, Inc. | AC Electric | Accepted | 2020-07-21 | 2020-07-24 | 2021-07-24 | LG Electronics | LG345N1C-V5 | Solar Panels |  | 0.345 | 17 | 235 | 18 |  | Fixed | Roof
NJSTRE1545322427 |  | Transition Incentive Program | SOMERSET | 8873 | 5 | 8.84 | Residential | No | Behind the Meter | Net-metered residential rooftop and canopy |  | PSEG | Vision Solar LLC | PSE&G | Accepted | 2020-07-21 | 2020-07-24 | 2021-07-24 | HANWHA Q-CELLS | Q.PEAK DUO-G6 340 | Solar Panels |  | 0.34 | 12 | 17 | 42 |  | Fixed | Roof
NJSTRE1545322427 |  | Transition Incentive Program | SOMERSET | 8873 | 5 | 8.84 | Residential | No | Behind the Meter | Net-metered residential rooftop and canopy |  | PSEG | Vision Solar LLC | PSE&G | Accepted | 2020-07-21 | 2020-07-24 | 2021-07-24 | HANWHA Q-CELLS | Q.PEAK DUO-G6 340 | Solar Panels |  | 0.34 | 14 | 197 | 42 |  | Fixed | Roof
NJSTRE1545322427 |  | Transition Incentive Program | SOMERSET | 8873 | 5 | 8.84 | Residential | No | Behind the Meter | Net-metered residential rooftop and canopy |  | PSEG | Vision Solar LLC | PSE&G | Accepted | 2020-07-21 | 2020-07-24 | 2021-07-24 | ENPHASE | IQ7-60-2-US | Inverters | 0.24 |  | 26 |  |  | 0.96 |  | Other | BEHIND EACH PANEL
NJSTRE1545322460 |  | Transition Incentive Program | Morris Plains | 7950 | 3 | 12.92 | Residential | Yes | Behind the Meter | Net-metered residential rooftop and canopy |  | None | Trinity Solar | JCP&L | Accepted | 2020-07-21 | 2020-07-24 | 2021-07-24 | Solar Edge | SE10000H-US | Inverters | 10000 |  | 1 |  |  | 0.97 |  | Outside | side of home
NJSTRE1545322460 |  | Transition Incentive Program | Morris Plains | 7950 | 3 | 12.92 | Residential | Yes | Behind the Meter | Net-metered residential rooftop and canopy |  | None | Trinity Solar | JCP&L | Accepted | 2020-07-21 | 2020-07-24 | 2021-07-24 | Hanwha 340 | Q.PEAK DUO BLK-G6 340 | Solar Panels |  | 0.34 | 38 | 216 | 18 |  | Fixed | Roof
NJSTRE1545322475 |  | Transition Incentive Program | Absecon | 8201 | 19 | 8.96 | Residential | Yes | Behind the Meter | Net-metered residential rooftop and canopy |  | None | All Season Solar | AC Electric | Accepted | 2020-07-21 | 2020-07-24 | 2021-07-24 | Enphase | IQ7 | Inverters | 240 |  | 28 |  |  | 0.97 |  | Outdoor | under module
NJSTRE1545322475 |  | Transition Incentive Program | Absecon | 8201 | 19 | 8.96 | Residential | Yes | Behind the Meter | Net-metered residential rooftop and canopy |  | None | All Season Solar | AC Electric | Accepted | 2020-07-21 | 2020-07-24 | 2021-07-24 | Trina | TSMDD06M.05II | Solar Panels |  | 0.32 | 16 | 223 | 20 |  | Fixed | Roof
NJSTRE1545322475 |  | Transition Incentive Program | Absecon | 8201 | 19 | 8.96 | Residential | Yes | Behind the Meter | Net-metered residential rooftop and canopy |  | None | All Season Solar | AC Electric | Accepted | 2020-07-21 | 2020-07-24 | 2021-07-24 | Trina | TSMDD06M.05II | Solar Panels |  | 0.32 | 6 | 53 | 20 |  | Fixed | Roof
NJSTRE1545322475 |  | Transition Incentive Program | Absecon | 8201 | 19 | 8.96 | Residential | Yes | Behind the Meter | Net-metered residential rooftop and canopy |  | None | All Season Solar | AC Electric | Accepted | 2020-07-21 | 2020-07-24 | 2021-07-24 | Trina | TSMDD06M.05II | Solar Panels |  | 0.32 | 6 | 223 | 20 |  | Fixed | Roof
NJSTRE1545322666 |  | Transition Incentive Program | Evesham | 8053 | 13 | 3379.48 | Commercial | No | Grid Supply | Subsection (t): landfill, brownfield, areas of historic fill. | t | None | Aero Haven Solar, LLC | AC Electric | Accepted | 2018-12-04 | 2019-02-18 | 2021-10-30 | Schneider Prologic | Ion 8650 | Meters |  |  | 1 |  |  |  |  | Outdoor
NJSTRE1545322666 |  | Transition Incentive Program | Evesham | 8053 | 13 | 3379.48 | Commercial | No | Grid Supply | Subsection (t): landfill, brownfield, areas of historic fill. | t | None | Aero Haven Solar, LLC | AC Electric | Accepted | 2018-12-04 | 2019-02-18 | 2021-10-30 | SMA America | Sunny Tripower 30000 TL-Us | Inverters | 30000 |  | 112 |  |  | 0.986 |  | Outside | Outside
NJSTRE1545322666 |  | Transition Incentive Program | Evesham | 8053 | 13 | 3379.48 | Commercial | No | Grid Supply | Subsection (t): landfill, brownfield, areas of historic fill. | t | None | Aero Haven Solar, LLC | AC Electric | Accepted | 2018-12-04 | 2019-02-18 | 2021-10-30 | Canadian solar | CS6U-335P | Solar Panels |  | 0.335 | 10088 | 180 | 25 |  | Fixed | Ground
NJSTRE1545322667 |  | Transition Incentive Program | PLEASANTVILLE | 8232 | 19 | 6.12 | Residential | Yes | Behind the Meter | Net-metered residential rooftop and canopy |  | ACE | Vision Solar LLC | AC Electric | Accepted | 2020-07-21 | 2020-07-24 | 2021-07-24 | ENPHASE | IQ7-60-2-US | Inverters | 0.24 |  | 18 |  |  | 0.96 |  | Other | BEHIND EACH PANEL
NJSTRE1545322667 |  | Transition Incentive Program | PLEASANTVILLE | 8232 | 19 | 6.12 | Residential | Yes | Behind the Meter | Net-metered residential rooftop and canopy |  | ACE | Vision Solar LLC | AC Electric | Accepted | 2020-07-21 | 2020-07-24 | 2021-07-24 | HANWHA Q-CELLS | Q.PEAK DUO-G6 340 | Solar Panels |  | 0.34 | 8 | 271 | 46 |  | Fixed | Roof
NJSTRE1545322667 |  | Transition Incentive Program | PLEASANTVILLE | 8232 | 19 | 6.12 | Residential | Yes | Behind the Meter | Net-metered residential rooftop and canopy |  | ACE | Vision Solar LLC | AC Electric | Accepted | 2020-07-21 | 2020-07-24 | 2021-07-24 | HANWHA Q-CELLS | Q.PEAK DUO-G6 340 | Solar Panels |  | 0.34 | 8 | 91 | 46 |  | Fixed | Roof
NJSTRE1545322667 |  | Transition Incentive Program | PLEASANTVILLE | 8232 | 19 | 6.12 | Residential | Yes | Behind the Meter | Net-metered residential rooftop and canopy |  | ACE | Vision Solar LLC | AC Electric | Accepted | 2020-07-21 | 2020-07-24 | 2021-07-24 | HANWHA Q-CELLS | Q.PEAK DUO-G6 340 | Solar Panels |  | 0.34 | 2 | 91 | 16 |  | Fixed | Roof
NJSTRE1545322674 |  | Transition Incentive Program | Willingboro | 8046 | 13 | 5.6 | Residential | Yes | Behind the Meter | Net-metered residential rooftop and canopy |  | None | Pro Custom Solar dba Momentum Solar | PSE&G | Accepted | 2020-07-21 | 2020-07-24 | 2021-07-24 | Enphase | IQ7Plus-72-2-US | Inverters | 290 |  | 16 |  |  | 0.97 |  | Outdoor | Roof
NJSTRE1545322674 |  | Transition Incentive Program | Willingboro | 8046 | 13 | 5.6 | Residential | Yes | Behind the Meter | Net-metered residential rooftop and canopy |  | None | Pro Custom Solar dba Momentum Solar | PSE&G | Accepted | 2020-07-21 | 2020-07-24 | 2021-07-24 | LG ELECTRONICS | LG 350N1C-V5 | Solar Panels |  | 0.35 | 16 | 180 | 41 |  | Fixed | Roof
NJSTRE1545322709 |  | Transition Incentive Program | GLOUCESTER CITY | 8030 | 14 | 7.8 | Residential | Yes | Behind the Meter | Net-metered residential rooftop and canopy |  | None | Vivint Solar Developer, LLC | PSE&G | Accepted | 2020-07-23 | 2020-07-24 | 2021-07-24 | SolarEdge | SE7600H-US | Inverters | 7600 |  | 1 |  |  | 0.992 |  | Outdoor | Near the Utility Meter
NJSTRE1545322709 |  | Transition Incentive Program | GLOUCESTER CITY | 8030 | 14 | 7.8 | Residential | Yes | Behind the Meter | Net-metered residential rooftop and canopy |  | None | Vivint Solar Developer, LLC | PSE&G | Accepted | 2020-07-23 | 2020-07-24 | 2021-07-24 | Jinko Solar | JKM325M-60HBL | Solar Panels |  | 0.325 | 12 | 219 | 31 |  | Fixed | Roof
NJSTRE1545322709 |  | Transition Incentive Program | GLOUCESTER CITY | 8030 | 14 | 7.8 | Residential | Yes | Behind the Meter | Net-metered residential rooftop and canopy |  | None | Vivint Solar Developer, LLC | PSE&G | Accepted | 2020-07-23 | 2020-07-24 | 2021-07-24 | Jinko Solar | JKM325M-60HBL | Solar Panels |  | 0.325 | 12 | 39 | 31 |  | Fixed | Roof
NJSTRE1545322717 |  | Transition Incentive Program | CAMDEN | 8105 | 14 | 12.58 | Residential | Yes | Behind the Meter | Net-metered residential rooftop and canopy |  | ACE | Vision Solar LLC | PSE&G | Accepted | 2020-07-21 | 2020-07-24 | 2021-07-24 | ENPHASE | IQ7-60-2-US | Inverters | 0.24 |  | 37 |  |  | 0.96 |  | Other | BEHIND EACH PANEL
NJSTRE1545322717 |  | Transition Incentive Program | CAMDEN | 8105 | 14 | 12.58 | Residential | Yes | Behind the Meter | Net-metered residential rooftop and canopy |  | ACE | Vision Solar LLC | PSE&G | Accepted | 2020-07-21 | 2020-07-24 | 2021-07-24 | HANWHA Q-CELLS | Q.PEAK DUO-G6 340 | Solar Panels |  | 0.34 | 19 | 145 | 33 |  | Fixed | Roof
NJSTRE1545322717 |  | Transition Incentive Program | CAMDEN | 8105 | 14 | 12.58 | Residential | Yes | Behind the Meter | Net-metered residential rooftop and canopy |  | ACE | Vision Solar LLC | PSE&G | Accepted | 2020-07-21 | 2020-07-24 | 2021-07-24 | HANWHA Q-CELLS | Q.PEAK DUO-G6 340 | Solar Panels |  | 0.34 | 18 | 325 | 33 |  | Fixed | Roof
NJSTRE1545322726 |  | Transition Incentive Program | Voorhees | 8043 | 14 | 8.84 | Residential | No | Behind the Meter | Net-metered residential rooftop and canopy |  | None | NJ Solar Power, LLC | AC Electric | Accepted | 2020-07-21 | 2020-07-24 | 2021-07-24 | Solaredge | 7600H-US | Inverters | 7600 |  | 1 |  |  | 0.99 |  | Outdoor | garage
NJSTRE1545322726 |  | Transition Incentive Program | Voorhees | 8043 | 14 | 8.84 | Residential | No | Behind the Meter | Net-metered residential rooftop and canopy |  | None | NJ Solar Power, LLC | AC Electric | Accepted | 2020-07-21 | 2020-07-24 | 2021-07-24 | Panasonic | vbhn340SA17 | Solar Panels |  | 0.34 | 26 | 210 | 25 |  | Fixed | Roof
NJSTRE1545322750 |  | Transition Incentive Program | DENVILLE | 7834 | 3 | 11.56 | Residential | No | Behind the Meter | Net-metered residential rooftop and canopy |  | JCPL | Vision Solar LLC | JCP&L | Accepted | 2020-07-21 | 2020-07-24 | 2021-07-24 | HANWHA Q-CELLS | Q.PEAK DUO-G6 340 | Solar Panels |  | 0.34 | 6 | 316 | 29 |  | Fixed | Roof
NJSTRE1545322750 |  | Transition Incentive Program | DENVILLE | 7834 | 3 | 11.56 | Residential | No | Behind the Meter | Net-metered residential rooftop and canopy |  | JCPL | Vision Solar LLC | JCP&L | Accepted | 2020-07-21 | 2020-07-24 | 2021-07-24 | HANWHA Q-CELLS | Q.PEAK DUO-G6 340 | Solar Panels |  | 0.34 | 1 | 46 | 30 |  | Fixed | Roof
NJSTRE1545322750 |  | Transition Incentive Program | DENVILLE | 7834 | 3 | 11.56 | Residential | No | Behind the Meter | Net-metered residential rooftop and canopy |  | JCPL | Vision Solar LLC | JCP&L | Accepted | 2020-07-21 | 2020-07-24 | 2021-07-24 | HANWHA Q-CELLS | Q.PEAK DUO-G6 340 | Solar Panels |  | 0.34 | 6 | 136 | 29 |  | Fixed | Roof
NJSTRE1545322750 |  | Transition Incentive Program | DENVILLE | 7834 | 3 | 11.56 | Residential | No | Behind the Meter | Net-metered residential rooftop and canopy |  | JCPL | Vision Solar LLC | JCP&L | Accepted | 2020-07-21 | 2020-07-24 | 2021-07-24 | HANWHA Q-CELLS | Q.PEAK DUO-G6 340 | Solar Panels |  | 0.34 | 6 | 46 | 29 |  | Fixed | Roof
NJSTRE1545322750 |  | Transition Incentive Program | DENVILLE | 7834 | 3 | 11.56 | Residential | No | Behind the Meter | Net-metered residential rooftop and canopy |  | JCPL | Vision Solar LLC | JCP&L | Accepted | 2020-07-21 | 2020-07-24 | 2021-07-24 | HANWHA Q-CELLS | Q.PEAK DUO-G6 340 | Solar Panels |  | 0.34 | 4 | 136 | 30 |  | Fixed | Roof
NJSTRE1545322750 |  | Transition Incentive Program | DENVILLE | 7834 | 3 | 11.56 | Residential | No | Behind the Meter | Net-metered residential rooftop and canopy |  | JCPL | Vision Solar LLC | JCP&L | Accepted | 2020-07-21 | 2020-07-24 | 2021-07-24 | HANWHA Q-CELLS | Q.PEAK DUO-G6 340 | Solar Panels |  | 0.34 | 6 | 316 | 30 |  | Fixed | Roof
NJSTRE1545322750 |  | Transition Incentive Program | DENVILLE | 7834 | 3 | 11.56 | Residential | No | Behind the Meter | Net-metered residential rooftop and canopy |  | JCPL | Vision Solar LLC | JCP&L | Accepted | 2020-07-21 | 2020-07-24 | 2021-07-24 | HANWHA Q-CELLS | Q.PEAK DUO-G6 340 | Solar Panels |  | 0.34 | 5 | 226 | 30 |  | Fixed | Roof
NJSTRE1545322750 |  | Transition Incentive Program | DENVILLE | 7834 | 3 | 11.56 | Residential | No | Behind the Meter | Net-metered residential rooftop and canopy |  | JCPL | Vision Solar LLC | JCP&L | Accepted | 2020-07-21 | 2020-07-24 | 2021-07-24 | ENPHASE | IQ7-60-2-US | Inverters | 0.24 |  | 34 |  |  | 0.96 |  | Other | BEHIND EACH PANEL
NJSTRE1545322810 |  | Transition Incentive Program | Bergenfield | 7621 | 7 | 8.16 | Residential | No | Behind the Meter | Net-metered residential rooftop and canopy |  | None | Tesla Energy Operations Inc. | PSE&G | Accepted | 2020-07-21 | 2020-07-24 | 2021-07-24 | Hanwha Q-Cells | Q.Peak DUO BLK-G6/SC340 | Solar Panels |  | 0.34 | 5 | 268 | 30 |  | Fixed | Roof
NJSTRE1545322810 |  | Transition Incentive Program | Bergenfield | 7621 | 7 | 8.16 | Residential | No | Behind the Meter | Net-metered residential rooftop and canopy |  | None | Tesla Energy Operations Inc. | PSE&G | Accepted | 2020-07-21 | 2020-07-24 | 2021-07-24 | Hanwha Q-Cells | Q.Peak DUO BLK-G6/SC340 | Solar Panels |  | 0.34 | 14 | 178 | 23 |  | Fixed | Roof
NJSTRE1545322810 |  | Transition Incentive Program | Bergenfield | 7621 | 7 | 8.16 | Residential | No | Behind the Meter | Net-metered residential rooftop and canopy |  | None | Tesla Energy Operations Inc. | PSE&G | Accepted | 2020-07-21 | 2020-07-24 | 2021-07-24 | SolarEdge Technologies | SE7600H-US [240V] | Inverters | 7600 |  | 1 |  |  | 0.99 |  | Outside | Outside
NJSTRE1545322810 |  | Transition Incentive Program | Bergenfield | 7621 | 7 | 8.16 | Residential | No | Behind the Meter | Net-metered residential rooftop and canopy |  | None | Tesla Energy Operations Inc. | PSE&G | Accepted | 2020-07-21 | 2020-07-24 | 2021-07-24 | Hanwha Q-Cells | Q.Peak DUO BLK-G6/SC340 | Solar Panels |  | 0.34 | 5 | 88 | 30 |  | Fixed | Roof
NJSTRE1545322820 |  | Transition Incentive Program | PEMBERTON | 8068 | 13 | 17.16 | Residential | Yes | Behind the Meter | Net-metered residential rooftop and canopy |  | None | Sunrun Installation Services, Inc. | JCP&L | Accepted | 2020-07-21 | 2020-07-24 | 2021-07-24 | Enphase Energy | IQ7-60-x-US (240V) | Inverters | 240 |  | 52 |  |  | 0.96 |  | Outdoor | Rooftop
NJSTRE1545322820 |  | Transition Incentive Program | PEMBERTON | 8068 | 13 | 17.16 | Residential | Yes | Behind the Meter | Net-metered residential rooftop and canopy |  | None | Sunrun Installation Services, Inc. | JCP&L | Accepted | 2020-07-21 | 2020-07-24 | 2021-07-24 | LG Electronics | LG330N1C-A5 | Solar Panels |  | 0.33 | 12 | 43 | 23 |  | Fixed | Roof
NJSTRE1545322820 |  | Transition Incentive Program | PEMBERTON | 8068 | 13 | 17.16 | Residential | Yes | Behind the Meter | Net-metered residential rooftop and canopy |  | None | Sunrun Installation Services, Inc. | JCP&L | Accepted | 2020-07-21 | 2020-07-24 | 2021-07-24 | LG Electronics | LG330N1C-A5 | Solar Panels |  | 0.33 | 12 | 223 | 23 |  | Fixed | Roof
NJSTRE1545322820 |  | Transition Incentive Program | PEMBERTON | 8068 | 13 | 17.16 | Residential | Yes | Behind the Meter | Net-metered residential rooftop and canopy |  | None | Sunrun Installation Services, Inc. | JCP&L | Accepted | 2020-07-21 | 2020-07-24 | 2021-07-24 | LG Electronics | LG330N1C-A5 | Solar Panels |  | 0.33 | 17 | 313 | 28 |  | Fixed | Roof
NJSTRE1545322820 |  | Transition Incentive Program | PEMBERTON | 8068 | 13 | 17.16 | Residential | Yes | Behind the Meter | Net-metered residential rooftop and canopy |  | None | Sunrun Installation Services, Inc. | JCP&L | Accepted | 2020-07-21 | 2020-07-24 | 2021-07-24 | LG Electronics | LG330N1C-A5 | Solar Panels |  | 0.33 | 11 | 133 | 28 |  | Fixed | Roof
NJSTRE1545322821 |  | Transition Incentive Program | Hightstown | 8520 | 12 | 11.9 | Residential | No | Behind the Meter | Net-metered residential rooftop and canopy |  | None | Tesla Energy Operations Inc. | JCP&L | Accepted | 2020-07-21 | 2020-07-24 | 2021-07-24 | SolarEdge Technologies | SE11400H-US [240V] | Inverters | 11400 |  | 1 |  |  | 0.99 |  | Indoor | Inside garage
NJSTRE1545322821 |  | Transition Incentive Program | Hightstown | 8520 | 12 | 11.9 | Residential | No | Behind the Meter | Net-metered residential rooftop and canopy |  | None | Tesla Energy Operations Inc. | JCP&L | Accepted | 2020-07-21 | 2020-07-24 | 2021-07-24 | Hanwha Q-Cells | Q.Peak DUO BLK-G6+/SC340 | Solar Panels |  | 0.34 | 7 | 163 | 45 |  | Fixed | Roof
NJSTRE1545322821 |  | Transition Incentive Program | Hightstown | 8520 | 12 | 11.9 | Residential | No | Behind the Meter | Net-metered residential rooftop and canopy |  | None | Tesla Energy Operations Inc. | JCP&L | Accepted | 2020-07-21 | 2020-07-24 | 2021-07-24 | Hanwha Q-Cells | Q.Peak DUO BLK-G6+/SC340 | Solar Panels |  | 0.34 | 12 | 253 | 34 |  | Fixed | Roof
NJSTRE1545322821 |  | Transition Incentive Program | Hightstown | 8520 | 12 | 11.9 | Residential | No | Behind the Meter | Net-metered residential rooftop and canopy |  | None | Tesla Energy Operations Inc. | JCP&L | Accepted | 2020-07-21 | 2020-07-24 | 2021-07-24 | Hanwha Q-Cells | Q.Peak DUO BLK-G6+/SC340 | Solar Panels |  | 0.34 | 10 | 253 | 34 |  | Fixed | Roof
NJSTRE1545322821 |  | Transition Incentive Program | Hightstown | 8520 | 12 | 11.9 | Residential | No | Behind the Meter | Net-metered residential rooftop and canopy |  | None | Tesla Energy Operations Inc. | JCP&L | Accepted | 2020-07-21 | 2020-07-24 | 2021-07-24 | Hanwha Q-Cells | Q.Peak DUO BLK-G6+/SC340 | Solar Panels |  | 0.34 | 6 | 73 | 34 |  | Fixed | Roof
NJSTRE1545322838 |  | Transition Incentive Program | HIGHTSTOWN | 8520 | 12 | 4.27 | Residential | Yes | Behind the Meter | Net-metered residential rooftop and canopy |  | None | Sunrun Installation Services, Inc. | JCP&L | Accepted | 2020-07-21 | 2020-07-24 | 2021-07-24 | Enphase Energy | IQ7-60-x-US (240V) | Inverters | 240 |  | 14 |  |  | 0.96 |  | Outdoor | Rooftop
NJSTRE1545322838 |  | Transition Incentive Program | HIGHTSTOWN | 8520 | 12 | 4.27 | Residential | Yes | Behind the Meter | Net-metered residential rooftop and canopy |  | None | Sunrun Installation Services, Inc. | JCP&L | Accepted | 2020-07-21 | 2020-07-24 | 2021-07-24 | LONGi Green Energy Technology Co Ltd | LR6-60HPB-305M | Solar Panels |  | 0.305 | 12 | 96 | 23 |  | Fixed | Roof
NJSTRE1545322838 |  | Transition Incentive Program | HIGHTSTOWN | 8520 | 12 | 4.27 | Residential | Yes | Behind the Meter | Net-metered residential rooftop and canopy |  | None | Sunrun Installation Services, Inc. | JCP&L | Accepted | 2020-07-21 | 2020-07-24 | 2021-07-24 | LONGi Green Energy Technology Co Ltd | LR6-60HPB-305M | Solar Panels |  | 0.305 | 2 | 276 | 23 |  | Fixed | Roof
NJSTRE1545322991 |  | Transition Incentive Program | Ventnor City | 8406 | 19 | 10.05 | Residential | No | Behind the Meter | Net-metered residential rooftop and canopy |  | None | NJ Solar Power, LLC | AC Electric | Accepted | 2020-07-21 | 2020-07-24 | 2021-07-24 | Enphase | IQ7X-96-2-US | Inverters | 9.6 |  | 30 |  |  | 0.99 |  | Outdoor | garage
NJSTRE1545322991 |  | Transition Incentive Program | Ventnor City | 8406 | 19 | 10.05 | Residential | No | Behind the Meter | Net-metered residential rooftop and canopy |  | None | NJ Solar Power, LLC | AC Electric | Accepted | 2020-07-21 | 2020-07-24 | 2021-07-24 | LG | LG335N1K-V5 | Solar Panels |  | 0.335 | 30 | 143 | 30 |  | Fixed | Roof
NJSTRE1545324607 |  | Transition Incentive Program | EAST ORANGE | 7017 | 9 | 5.8 | Residential | Yes | Behind the Meter | Net-metered residential rooftop and canopy |  | None | Sunrun Installation Services, Inc. | PSE&G | Accepted | 2020-07-22 | 2020-07-24 | 2021-07-24 | Enphase Energy | IQ7-60-x-US (240V) | Inverters | 240 |  | 19 |  |  | 0.96 |  | Outdoor | Rooftop
NJSTRE1545324607 |  | Transition Incentive Program | EAST ORANGE | 7017 | 9 | 5.8 | Residential | Yes | Behind the Meter | Net-metered residential rooftop and canopy |  | None | Sunrun Installation Services, Inc. | PSE&G | Accepted | 2020-07-22 | 2020-07-24 | 2021-07-24 | LONGi Green Energy Technology Co Ltd | LR6-60HPB-305M | Solar Panels |  | 0.305 | 8 | 310 | 30 |  | Fixed | Roof
NJSTRE1545324607 |  | Transition Incentive Program | EAST ORANGE | 7017 | 9 | 5.8 | Residential | Yes | Behind the Meter | Net-metered residential rooftop and canopy |  | None | Sunrun Installation Services, Inc. | PSE&G | Accepted | 2020-07-22 | 2020-07-24 | 2021-07-24 | LONGi Green Energy Technology Co Ltd | LR6-60HPB-305M | Solar Panels |  | 0.305 | 11 | 130 | 30 |  | Fixed | Roof
NJSTRE1545324609 |  | Transition Incentive Program | Trenton City | 8610 | 12 | 3.36 | Residential | Yes | Behind the Meter | Net-metered residential rooftop and canopy |  | None | Sunrun Installation Services, Inc. | PSE&G | Accepted | 2020-07-22 | 2020-07-24 | 2021-07-24 | Enphase Energy | IQ7-60-x-US (240V) | Inverters | 240 |  | 11 |  |  | 0.96 |  | Outdoor | Rooftop
NJSTRE1545324609 |  | Transition Incentive Program | Trenton City | 8610 | 12 | 3.36 | Residential | Yes | Behind the Meter | Net-metered residential rooftop and canopy |  | None | Sunrun Installation Services, Inc. | PSE&G | Accepted | 2020-07-22 | 2020-07-24 | 2021-07-24 | LONGi Green Energy Technology Co Ltd | LR6-60HPB-305M | Solar Panels |  | 0.305 | 1 | 120 | 54 |  | Fixed | Roof
NJSTRE1545324609 |  | Transition Incentive Program | Trenton City | 8610 | 12 | 3.36 | Residential | Yes | Behind the Meter | Net-metered residential rooftop and canopy |  | None | Sunrun Installation Services, Inc. | PSE&G | Accepted | 2020-07-22 | 2020-07-24 | 2021-07-24 | LONGi Green Energy Technology Co Ltd | LR6-60HPB-305M | Solar Panels |  | 0.305 | 3 | 209 | 10 |  | Fixed | Roof
NJSTRE1545324609 |  | Transition Incentive Program | Trenton City | 8610 | 12 | 3.36 | Residential | Yes | Behind the Meter | Net-metered residential rooftop and canopy |  | None | Sunrun Installation Services, Inc. | PSE&G | Accepted | 2020-07-22 | 2020-07-24 | 2021-07-24 | LONGi Green Energy Technology Co Ltd | LR6-60HPB-305M | Solar Panels |  | 0.305 | 7 | 209 | 30 |  | Fixed | Roof
NJSTRE1545324611 |  | Transition Incentive Program | Newark | 7105 | 9 | 4.48 | Residential | No | Behind the Meter | Net-metered residential rooftop and canopy |  | PSEG | Amergy Solar Inc | PSE&G | Accepted | 2020-07-22 | 2020-07-27 | 2021-07-27 | SolarEdge Technologies | SE3800-HSRGM | Inverters | 3800 |  | 1 |  |  | 0.99 |  | Outside | ON THE WALL
NJSTRE1545324611 |  | Transition Incentive Program | Newark | 7105 | 9 | 4.48 | Residential | No | Behind the Meter | Net-metered residential rooftop and canopy |  | PSEG | Amergy Solar Inc | PSE&G | Accepted | 2020-07-22 | 2020-07-27 | 2021-07-27 | HANWHA Q-CELLS | BLK-G5 320W | Solar Panels |  | 0.32 | 14 | 210 | 28 |  | Fixed | Roof
NJSTRE1545324623 |  | Transition Incentive Program | PATERSON | 7501 | 6 | 3.47 | Residential | Yes | Behind the Meter | Net-metered residential rooftop and canopy |  | None | Suntuity Solar LLC | PSE&G | Accepted | 2020-07-22 | 2020-07-24 | 2021-07-24 | Enphase Energy | IQ7-60-2-US | Inverters | 240 |  | 11 |  |  | 0.97 |  | Outdoor | Behind the PV Modules
NJSTRE1545324623 |  | Transition Incentive Program | PATERSON | 7501 | 6 | 3.47 | Residential | Yes | Behind the Meter | Net-metered residential rooftop and canopy |  | None | Suntuity Solar LLC | PSE&G | Accepted | 2020-07-22 | 2020-07-24 | 2021-07-24 | Longi | LR6-60HPB-315M | Solar Panels |  | 0.315 | 11 | 272 | 26 |  | Fixed | Roof
NJSTRE1545324624 |  | Transition Incentive Program | RAHWAY | 7065 | 10 | 1.02 | Residential | Yes | Behind the Meter | Net-metered residential rooftop and canopy |  | PSEG | Vision Solar LLC | PSE&G | Accepted | 2020-07-22 | 2020-07-24 | 2021-07-24 | HANWHA Q-CELLS | Q.PEAK DUO-G6 340 | Inverters | 0.24 |  | 3 |  |  | 0.96 |  | Other | BEHIND EACH PANEL
NJSTRE1545324624 |  | Transition Incentive Program | RAHWAY | 7065 | 10 | 1.02 | Residential | Yes | Behind the Meter | Net-metered residential rooftop and canopy |  | PSEG | Vision Solar LLC | PSE&G | Accepted | 2020-07-22 | 2020-07-24 | 2021-07-24 | HANWHA Q-CELLS | Q.PEAK DUO-G6 340 | Solar Panels |  | 0.34 | 2 | 175 | 30 |  | Fixed | Roof
NJSTRE1545324624 |  | Transition Incentive Program | RAHWAY | 7065 | 10 | 1.02 | Residential | Yes | Behind the Meter | Net-metered residential rooftop and canopy |  | PSEG | Vision Solar LLC | PSE&G | Accepted | 2020-07-22 | 2020-07-24 | 2021-07-24 | HANWHA Q-CELLS | Q.PEAK DUO-G6 340 | Solar Panels |  | 0.34 | 1 | 355 | 20 |  | Fixed | Roof
NJSTRE1545324689 |  | Transition Incentive Program | Egg Harbor Township | 8234 | 19 | 9.6 | Residential | Yes | Behind the Meter | Net-metered residential rooftop and canopy |  | None | Sun Up Zero Down | AC Electric | Accepted | 2020-07-22 | 2020-07-24 | 2021-07-24 | Enphase | X-IQ-AM1-240-3 | Meters |  |  | 1 |  |  |  | Yes
NJSTRE1545324689 |  | Transition Incentive Program | Egg Harbor Township | 8234 | 19 | 9.6 | Residential | Yes | Behind the Meter | Net-metered residential rooftop and canopy |  | None | Sun Up Zero Down | AC Electric | Accepted | 2020-07-22 | 2020-07-24 | 2021-07-24 | Enphase | IQ7-60-2-US | Inverters | 240 |  | 30 |  |  | 0.976 |  | Outside | behind panel
NJSTRE1545324689 |  | Transition Incentive Program | Egg Harbor Township | 8234 | 19 | 9.6 | Residential | Yes | Behind the Meter | Net-metered residential rooftop and canopy |  | None | Sun Up Zero Down | AC Electric | Accepted | 2020-07-22 | 2020-07-24 | 2021-07-24 | trina | TSM-320DD05H.05(II) | Solar Panels |  | 0.32 | 6 | 297 | 34 |  | Fixed | Roof
NJSTRE1545324689 |  | Transition Incentive Program | Egg Harbor Township | 8234 | 19 | 9.6 | Residential | Yes | Behind the Meter | Net-metered residential rooftop and canopy |  | None | Sun Up Zero Down | AC Electric | Accepted | 2020-07-22 | 2020-07-24 | 2021-07-24 | trina | TSM-320DD05H.05(II) | Solar Panels |  | 0.32 | 24 | 207 | 30 |  | Fixed | Roof
NJSTRE1545324741 |  | Transition Incentive Program | Newark | 7112 | 9 | 6.18 | Residential | Yes | Behind the Meter | Net-metered residential rooftop and canopy |  | None | Vivint Solar Developer, LLC | PSE&G | Accepted | 2020-07-27 | 2020-07-27 | 2021-10-30 | Jinko Solar | JKM325M-60HBL | Solar Panels |  | 0.325 | 4 | 222 | 30 |  | Fixed | Roof
NJSTRE1545324741 |  | Transition Incentive Program | Newark | 7112 | 9 | 6.18 | Residential | Yes | Behind the Meter | Net-metered residential rooftop and canopy |  | None | Vivint Solar Developer, LLC | PSE&G | Accepted | 2020-07-27 | 2020-07-27 | 2021-10-30 | Jinko Solar | JKM325M-60HBL | Solar Panels |  | 0.325 | 10 | 222 | 30 |  | Fixed | Roof
NJSTRE1545324741 |  | Transition Incentive Program | Newark | 7112 | 9 | 6.18 | Residential | Yes | Behind the Meter | Net-metered residential rooftop and canopy |  | None | Vivint Solar Developer, LLC | PSE&G | Accepted | 2020-07-27 | 2020-07-27 | 2021-10-30 | Jinko Solar | JKM325M-60HBL | Solar Panels |  | 0.325 | 5 | 42 | 30 |  | Fixed | Roof
NJSTRE1545324741 |  | Transition Incentive Program | Newark | 7112 | 9 | 6.18 | Residential | Yes | Behind the Meter | Net-metered residential rooftop and canopy |  | None | Vivint Solar Developer, LLC | PSE&G | Accepted | 2020-07-27 | 2020-07-27 | 2021-10-30 | SolarEdge | SE7600H-US | Inverters | 7600 |  | 1 |  |  | 0.992 |  | Outdoor | Near the Utility Meter
NJSTRE1545324751 |  | Transition Incentive Program | HEWITT | 7421 | 6 | 4.41 | Residential | No | Behind the Meter | Net-metered residential rooftop and canopy |  | None | Infinity Solar Systems | Orange Rockland Electric | Accepted | 2020-07-22 | 2020-07-24 | 2021-07-24 | ENPHASE | IQ7-60-X-US | Inverters | 240 |  | 14 |  |  | 0.97 |  | Outside | MICROINVERTERS
NJSTRE1545324751 |  | Transition Incentive Program | HEWITT | 7421 | 6 | 4.41 | Residential | No | Behind the Meter | Net-metered residential rooftop and canopy |  | None | Infinity Solar Systems | Orange Rockland Electric | Accepted | 2020-07-22 | 2020-07-24 | 2021-07-24 | HANWHA | Q.PEAK DUO BLK-G5 315 | Solar Panels |  | 0.315 | 14 | 202 | 45 |  | Fixed | Roof
NJSTRE1545324768 |  | Transition Incentive Program | Mystic Islands | 8087 | 18 | 3.41 | Residential | Yes | Behind the Meter | Net-metered residential rooftop and canopy |  | None | Bright Planet Solar | AC Electric | Accepted | 2020-07-22 | 2020-07-24 | 2021-07-24 | LONGI | LR6-6OHPB-310M | Solar Panels |  | 0.31 | 11 | 210 | 22 |  | Fixed | Roof
NJSTRE1545324768 |  | Transition Incentive Program | Mystic Islands | 8087 | 18 | 3.41 | Residential | Yes | Behind the Meter | Net-metered residential rooftop and canopy |  | None | Bright Planet Solar | AC Electric | Accepted | 2020-07-22 | 2020-07-24 | 2021-07-24 | SOLAR EDGE | SE3000H-USRGM | Inverters | 3000 |  | 1 |  |  | 0.98 |  | Outdoor | OUTSIDE
NJSTRE1545324774 |  | Transition Incentive Program | BEACHWOOD | 8722 | 18 | 3.4 | Residential | No | Behind the Meter | Net-metered residential rooftop and canopy |  | None | Trinity Solar | JCP&L | Accepted | 2020-07-22 | 2020-07-24 | 2021-07-24 | Solar Edge | SE3000H-US000BNC4 | Inverters | 3000 |  | 1 |  |  | 0.97 |  | Outdoor | side of home
NJSTRE1545324774 |  | Transition Incentive Program | BEACHWOOD | 8722 | 18 | 3.4 | Residential | No | Behind the Meter | Net-metered residential rooftop and canopy |  | None | Trinity Solar | JCP&L | Accepted | 2020-07-22 | 2020-07-24 | 2021-07-24 | HANWHA | Q.PEAK DUO BLK-G6 340 | Solar Panels |  | 0.34 | 10 | 211 | 23 |  | Fixed | Roof
NJSTRE1545324983 |  | Transition Incentive Program | Montgomery | 8558 | 5 | 7.56 | Residential | Yes | Behind the Meter | Net-metered residential rooftop and canopy |  | None | Tesla Energy Operations Inc. | PSE&G | Accepted | 2020-07-22 | 2020-07-24 | 2021-07-24 | Delta Electronics | M8-TL-US [240V] | Inverters | 7680 |  | 1 |  |  | 0.975 |  | Outside | Outside
NJSTRE1545324983 |  | Transition Incentive Program | Montgomery | 8558 | 5 | 7.56 | Residential | Yes | Behind the Meter | Net-metered residential rooftop and canopy |  | None | Tesla Energy Operations Inc. | PSE&G | Accepted | 2020-07-22 | 2020-07-24 | 2021-07-24 | Hanwha Q CELLS | Q.PEAK DUO BLK-G5/SC315 | Solar Panels |  | 0.315 | 24 | 195 | 34 |  | Fixed | Roof
NJSTRE1545325313 | NJSRRE1541686318 | Transition Incentive Program | SOUTH BRUNSWICK | 8810 | 11 | 91.2 | Non Profit | Yes | Behind the meter | Net-metered non-residential rooftop and canopy |  | None | Aston Solar | PSE&G | Accepted | 2019-07-18 | 2019-08-05 | 2021-10-30 | Trina Solar | TSM-380-DE14A | Solar Panels |  | 0.38 | 240 | 130 | 10 |  | Fixed | Roof
NJSTRE1545325313 | NJSRRE1541686318 | Transition Incentive Program | SOUTH BRUNSWICK | 8810 | 11 | 91.2 | Non Profit | Yes | Behind the meter | Net-metered non-residential rooftop and canopy |  | None | Aston Solar | PSE&G | Accepted | 2019-07-18 | 2019-08-05 | 2021-10-30 | SolarEdge | SE66K-US | Inverters | 66000 |  | 1 |  |  | 0.99 |  | Outside | outside
NJSTRE1545325327 | NJSRRE1544695677 | Transition Incentive Program | Iselin | 8830 | 11 | 17.08 | Residential | No | Behind the Meter | Net-metered residential rooftop and canopy |  | None | Aston Solar | PSE&G | Accepted | 2020-04-18 | 2020-04-21 | 2021-10-30 | SolarEdge | SE11400H-US | Inverters | 11400 |  | 1 |  |  | 0.99 |  | Outdoor | outside
NJSTRE1545325327 | NJSRRE1544695677 | Transition Incentive Program | Iselin | 8830 | 11 | 17.08 | Residential | No | Behind the Meter | Net-metered residential rooftop and canopy |  | None | Aston Solar | PSE&G | Accepted | 2020-04-18 | 2020-04-21 | 2021-10-30 | Trina Solar | TSM-305 | Solar Panels |  | 0.305 | 56 | 176 | 10 |  | Fixed | Roof
NJSTRE1545325491 |  | Transition Incentive Program | Lanoka Harbor | 8734 | 18 | 2.88 | Residential | Yes | Behind the Meter | Net-metered residential rooftop and canopy |  | None | Reliable Power and Solar | JCP&L | Accepted | 2020-07-22 | 2020-07-24 | 2021-07-24 | enphase | IQ7 | Inverters | 240 |  | 9 |  |  | 0.97 |  | Outdoor | roof
NJSTRE1545325491 |  | Transition Incentive Program | Lanoka Harbor | 8734 | 18 | 2.88 | Residential | Yes | Behind the Meter | Net-metered residential rooftop and canopy |  | None | Reliable Power and Solar | JCP&L | Accepted | 2020-07-22 | 2020-07-24 | 2021-07-24 | trina | tsmdd05 | Solar Panels |  | 0.32 | 8 | 143 | 33 |  | Fixed | Roof | roof
NJSTRE1545325491 |  | Transition Incentive Program | Lanoka Harbor | 8734 | 18 | 2.88 | Residential | Yes | Behind the Meter | Net-metered residential rooftop and canopy |  | None | Reliable Power and Solar | JCP&L | Accepted | 2020-07-22 | 2020-07-24 | 2021-07-24 | trina | tsmdd05 | Solar Panels |  | 0.32 | 1 | 233 | 33 |  | Fixed | Roof | roof
NJSTRE1545325523 |  | Transition Incentive Program | Springfield | 7081 | 10 | 5.58 | Residential | Yes | Behind the Meter | Net-metered residential rooftop and canopy |  | None | Bright Planet Solar | JCP&L | Accepted | 2020-07-22 | 2020-07-27 | 2021-07-27 | SOLAR EDGE | SE5000H-USRGM | Inverters | 5000 |  | 1 |  |  | 0.98 |  | Outdoor | OUTSIDE
NJSTRE1545325523 |  | Transition Incentive Program | Springfield | 7081 | 10 | 5.58 | Residential | Yes | Behind the Meter | Net-metered residential rooftop and canopy |  | None | Bright Planet Solar | JCP&L | Accepted | 2020-07-22 | 2020-07-27 | 2021-07-27 | LONGI | LR6-60HPB-310M | Solar Panels |  | 0.31 | 8 | 123 | 26 |  | Fixed | Roof
NJSTRE1545325523 |  | Transition Incentive Program | Springfield | 7081 | 10 | 5.58 | Residential | Yes | Behind the Meter | Net-metered residential rooftop and canopy |  | None | Bright Planet Solar | JCP&L | Accepted | 2020-07-22 | 2020-07-27 | 2021-07-27 | LONGI | LR6-60HPB-310M | Solar Panels |  | 0.31 | 6 | 34 | 26 |  | Fixed | Roof
NJSTRE1545325523 |  | Transition Incentive Program | Springfield | 7081 | 10 | 5.58 | Residential | Yes | Behind the Meter | Net-metered residential rooftop and canopy |  | None | Bright Planet Solar | JCP&L | Accepted | 2020-07-22 | 2020-07-27 | 2021-07-27 | LONGI | LR6-60HPB-310M | Solar Panels |  | 0.31 | 4 | 303 | 22 |  | Fixed | Roof
NJSTRE1545325536 |  | Transition Incentive Program | HADDONFIELD | 8033 | 14 | 6.7 | Residential | Yes | Behind the Meter | Net-metered residential rooftop and canopy |  | PSEG | Vision Solar LLC | PSE&G | Accepted | 2020-07-22 | 2020-07-27 | 2021-07-27 | ENPHASE | IQ7-60-2-US | Inverters | 0.24 |  | 20 |  |  | 0.96 |  | Other | BEHIND EACH PANEL
NJSTRE1545325536 |  | Transition Incentive Program | HADDONFIELD | 8033 | 14 | 6.7 | Residential | Yes | Behind the Meter | Net-metered residential rooftop and canopy |  | PSEG | Vision Solar LLC | PSE&G | Accepted | 2020-07-22 | 2020-07-27 | 2021-07-27 | LG SOLAR | LG335N1K-V5 | Solar Panels |  | 0.335 | 20 | 198 | 10 |  | Fixed | Roof
NJSTRE1545325540 |  | Transition Incentive Program | Wayne | 7470 | 6 | 11.9 | Residential | No | Behind the Meter | Net-metered residential rooftop and canopy |  | None | NJ Solar Power, LLC | PSE&G | Accepted | 2020-07-22 | 2020-07-27 | 2021-07-27 | panasonic | vbhn340sa17 | Solar Panels |  | 0.34 | 3 | 94 | 37 |  | Fixed | Roof
NJSTRE1545325540 |  | Transition Incentive Program | Wayne | 7470 | 6 | 11.9 | Residential | No | Behind the Meter | Net-metered residential rooftop and canopy |  | None | NJ Solar Power, LLC | PSE&G | Accepted | 2020-07-22 | 2020-07-27 | 2021-07-27 | panasonic | vbhn340sa17 | Solar Panels |  | 0.34 | 6 | 94 | 10 |  | Fixed | Roof
NJSTRE1545325540 |  | Transition Incentive Program | Wayne | 7470 | 6 | 11.9 | Residential | No | Behind the Meter | Net-metered residential rooftop and canopy |  | None | NJ Solar Power, LLC | PSE&G | Accepted | 2020-07-22 | 2020-07-27 | 2021-07-27 | Solaredge | SE10000H-US | Inverters | 10000 |  | 1 |  |  | 0.99 |  | Outdoor | garage
NJSTRE1545325540 |  | Transition Incentive Program | Wayne | 7470 | 6 | 11.9 | Residential | No | Behind the Meter | Net-metered residential rooftop and canopy |  | None | NJ Solar Power, LLC | PSE&G | Accepted | 2020-07-22 | 2020-07-27 | 2021-07-27 | panasonic | vbhn340sa17 | Solar Panels |  | 0.34 | 6 | 94 | 10 |  | Fixed | Roof
NJSTRE1545325540 |  | Transition Incentive Program | Wayne | 7470 | 6 | 11.9 | Residential | No | Behind the Meter | Net-metered residential rooftop and canopy |  | None | NJ Solar Power, LLC | PSE&G | Accepted | 2020-07-22 | 2020-07-27 | 2021-07-27 | panasonic | vbhn340sa17 | Solar Panels |  | 0.34 | 20 | 94 | 10 |  | Fixed | Roof
NJSTRE1545325551 |  | Transition Incentive Program | Plainfield City | 7060 | 10 | 8.68 | Residential | Yes | Behind the Meter | Net-metered residential rooftop and canopy |  | None | Bright Planet Solar | PSE&G | Accepted | 2020-07-22 | 2020-07-27 | 2021-07-27 | LONGI | LR6-60HPB-310M | Solar Panels |  | 0.31 | 8 | 177 | 45 |  | Fixed | Roof
NJSTRE1545325551 |  | Transition Incentive Program | Plainfield City | 7060 | 10 | 8.68 | Residential | Yes | Behind the Meter | Net-metered residential rooftop and canopy |  | None | Bright Planet Solar | PSE&G | Accepted | 2020-07-22 | 2020-07-27 | 2021-07-27 | LONGI | LR6-60HPB-310M | Solar Panels |  | 0.31 | 16 | 357 | 45 |  | Fixed | Roof
NJSTRE1545325551 |  | Transition Incentive Program | Plainfield City | 7060 | 10 | 8.68 | Residential | Yes | Behind the Meter | Net-metered residential rooftop and canopy |  | None | Bright Planet Solar | PSE&G | Accepted | 2020-07-22 | 2020-07-27 | 2021-07-27 | SOLAR EDGE | SE7600H-USRGM | Inverters | 7600 |  | 1 |  |  | 0.98 |  | Outdoor | OUTSIDE
NJSTRE1545325551 |  | Transition Incentive Program | Plainfield City | 7060 | 10 | 8.68 | Residential | Yes | Behind the Meter | Net-metered residential rooftop and canopy |  | None | Bright Planet Solar | PSE&G | Accepted | 2020-07-22 | 2020-07-27 | 2021-07-27 | LONGI | LR6-60HPB-310M | Solar Panels |  | 0.31 | 4 | 177 | 33 |  | Fixed | Roof
NJSTRE1545325611 |  | Transition Incentive Program | BERGENFIELD | 7621 | 7 | 6.18 | Residential | Yes | Behind the Meter | Net-metered residential rooftop and canopy |  | None | Vivint Solar Developer, LLC | PSE&G | Accepted | 2020-07-23 | 2020-07-27 | 2021-07-27 | SolarEdge | SE7600H-US | Inverters | 7600 |  | 1 |  |  | 0.992 |  | Outdoor | Near the Utility Meter
NJSTRE1545325611 |  | Transition Incentive Program | BERGENFIELD | 7621 | 7 | 6.18 | Residential | Yes | Behind the Meter | Net-metered residential rooftop and canopy |  | None | Vivint Solar Developer, LLC | PSE&G | Accepted | 2020-07-23 | 2020-07-27 | 2021-07-27 | Jinko Solar | JKM325M-60HBL | Solar Panels |  | 0.325 | 19 | 179 | 29 |  | Fixed | Roof
NJSTRE1545325645 |  | Transition Incentive Program | Cherry Hill | 8002 | 14 | 5.25 | Residential | Yes | Behind the Meter | Net-metered residential rooftop and canopy |  | None | Pro Custom Solar dba Momentum Solar | PSE&G | Accepted | 2020-07-22 | 2020-07-28 | 2021-07-28 | Enphase | IQ7Plus-72-2-US | Inverters | 290 |  | 15 |  |  | 0.97 |  | Outdoor | Roof
NJSTRE1545325645 |  | Transition Incentive Program | Cherry Hill | 8002 | 14 | 5.25 | Residential | Yes | Behind the Meter | Net-metered residential rooftop and canopy |  | None | Pro Custom Solar dba Momentum Solar | PSE&G | Accepted | 2020-07-22 | 2020-07-28 | 2021-07-28 | LG ELECTRONICS | LG 350N1C-V5 | Solar Panels |  | 0.35 | 15 | 189 | 18 |  | Fixed | Roof
NJSTRE1545325671 |  | Transition Incentive Program | North Brunswick | 8902 | 11 | 6.3 | Residential | Yes | Behind the Meter | Net-metered residential rooftop and canopy |  | None | Pro Custom Solar dba Momentum Solar | PSE&G | Accepted | 2020-07-22 | 2020-07-27 | 2021-07-27 | LG ELECTRONICS | LG 350N1C-V5 | Solar Panels |  | 0.35 | 18 | 174 | 19 |  | Fixed | Roof
NJSTRE1545325671 |  | Transition Incentive Program | North Brunswick | 8902 | 11 | 6.3 | Residential | Yes | Behind the Meter | Net-metered residential rooftop and canopy |  | None | Pro Custom Solar dba Momentum Solar | PSE&G | Accepted | 2020-07-22 | 2020-07-27 | 2021-07-27 | Enphase | IQ7Plus-72-2-US | Inverters | 290 |  | 18 |  |  | 0.97 |  | Outdoor | Roof
NJSTRE1545325676 |  | Transition Incentive Program | GREEN | 7821 | 1 | 17.42 | Residential | No | Behind the Meter | Net-metered residential rooftop and canopy |  | None | Infinity Solar Systems | JCP&L | Accepted | 2020-07-22 | 2020-07-27 | 2021-07-27 | ENPHASE | IQ7-60-X-US | Inverters | 240 |  | 52 |  |  | 0.97 |  | Outside | MICROINVERTERS
NJSTRE1545325676 |  | Transition Incentive Program | GREEN | 7821 | 1 | 17.42 | Residential | No | Behind the Meter | Net-metered residential rooftop and canopy |  | None | Infinity Solar Systems | JCP&L | Accepted | 2020-07-22 | 2020-07-27 | 2021-07-27 | LG | LG335N1K-V5 | Solar Panels |  | 0.335 | 28 | 131 | 40 |  | Fixed | Roof
NJSTRE1545325676 |  | Transition Incentive Program | GREEN | 7821 | 1 | 17.42 | Residential | No | Behind the Meter | Net-metered residential rooftop and canopy |  | None | Infinity Solar Systems | JCP&L | Accepted | 2020-07-22 | 2020-07-27 | 2021-07-27 | LG | LG335N1K-V5 | Solar Panels |  | 0.335 | 24 | 131 | 40 |  | Fixed | Roof
NJSTRE1545325706 |  | Transition Incentive Program | GREEN | 7821 | 1 | 4.1 | Residential | No | Behind the Meter | Net-metered residential rooftop and canopy |  | None | Infinity Solar Systems | JCP&L | Accepted | 2020-07-22 | 2020-07-27 | 2021-07-27 | ENPHASE | IQ7-60-X-US | Inverters | 240 |  | 13 |  |  | 0.97 |  | Outside | MICROINVERTERS
NJSTRE1545325706 |  | Transition Incentive Program | GREEN | 7821 | 1 | 4.1 | Residential | No | Behind the Meter | Net-metered residential rooftop and canopy |  | None | Infinity Solar Systems | JCP&L | Accepted | 2020-07-22 | 2020-07-27 | 2021-07-27 | HANWHA | Q.PEAK DUO BLK-G5 315 | Solar Panels |  | 0.315 | 13 | 221 | 40 |  | Fixed | Roof
NJSTRE1545325717 |  | Transition Incentive Program | MULLICA HILL | 8062 | 15 | 3.84 | Residential | Yes | Behind the Meter | Net-metered residential rooftop and canopy |  | None | Vivint Solar Developer, LLC | AC Electric | Accepted | 2020-07-23 | 2020-07-27 | 2021-07-27 | Solar Edge | SE3800H-US | Inverters | 3800 |  | 1 |  |  | 0.992 |  | Outdoor | Near the Utility Meter
NJSTRE1545325717 |  | Transition Incentive Program | MULLICA HILL | 8062 | 15 | 3.84 | Residential | Yes | Behind the Meter | Net-metered residential rooftop and canopy |  | None | Vivint Solar Developer, LLC | AC Electric | Accepted | 2020-07-23 | 2020-07-27 | 2021-07-27 | JINKO SOLAR | JKM320M-60HL | Solar Panels |  | 0.32 | 12 | 32 | 185 |  | Fixed | Roof
NJSTRE1545325721 |  | Transition Incentive Program | North Bergen | 7047 | 8 | 7.02 | Residential | Yes | Behind the Meter | Net-metered residential rooftop and canopy |  | None | Sunrun Installation Services, Inc. | PSE&G | Accepted | 2020-07-22 | 2020-07-27 | 2021-07-27 | Delta Electronics | M6-TL-US | Inverters | 5760 |  | 1 |  |  | 0.96 |  | Outdoor | Next To Meter
NJSTRE1545325721 |  | Transition Incentive Program | North Bergen | 7047 | 8 | 7.02 | Residential | Yes | Behind the Meter | Net-metered residential rooftop and canopy |  | None | Sunrun Installation Services, Inc. | PSE&G | Accepted | 2020-07-22 | 2020-07-27 | 2021-07-27 | LONGi Green Energy Technology Co Ltd | LR6-60HPB-305M | Solar Panels |  | 0.305 | 12 | 118 | 12 |  | Fixed | Roof
NJSTRE1545325721 |  | Transition Incentive Program | North Bergen | 7047 | 8 | 7.02 | Residential | Yes | Behind the Meter | Net-metered residential rooftop and canopy |  | None | Sunrun Installation Services, Inc. | PSE&G | Accepted | 2020-07-22 | 2020-07-27 | 2021-07-27 | LONGi Green Energy Technology Co Ltd | LR6-60HPB-305M | Solar Panels |  | 0.305 | 11 | 298 | 12 |  | Fixed | Roof
NJSTRE1545325767 |  | Transition Incentive Program | Colts Neck, NJ | 7722 | 17 | 9.52 | Residential | No | Behind the Meter | Net-metered residential rooftop and canopy |  | None | Tesla Energy Operations Inc. | JCP&L | Accepted | 2020-07-22 | 2020-07-27 | 2021-07-27 | Hanwha Q-Cells | Q.Peak DUO BLK-G6+/SC340 | Solar Panels |  | 0.34 | 16 | 118 | 30 |  | Fixed | Roof
NJSTRE1545325767 |  | Transition Incentive Program | Colts Neck, NJ | 7722 | 17 | 9.52 | Residential | No | Behind the Meter | Net-metered residential rooftop and canopy |  | None | Tesla Energy Operations Inc. | JCP&L | Accepted | 2020-07-22 | 2020-07-27 | 2021-07-27 | SolarEdge Technologies | SE7600H-US [240V] | Inverters | 7600 |  | 1 |  |  | 0.99 |  | Outside | Outside
NJSTRE1545325767 |  | Transition Incentive Program | Colts Neck, NJ | 7722 | 17 | 9.52 | Residential | No | Behind the Meter | Net-metered residential rooftop and canopy |  | None | Tesla Energy Operations Inc. | JCP&L | Accepted | 2020-07-22 | 2020-07-27 | 2021-07-27 | Hanwha Q-Cells | Q.Peak DUO BLK-G6+/SC340 | Solar Panels |  | 0.34 | 12 | 298 | 30 |  | Fixed | Roof
NJSTRE1545325795 |  | Transition Incentive Program | Williamstown | 8094 | 15 | 9.1 | Residential | Yes | Behind the Meter | Net-metered residential rooftop and canopy |  | None | Vivint Solar Developer, LLC | AC Electric | Accepted | 2020-07-23 | 2020-07-27 | 2021-07-27 | SolarEdge | SE7600H-US | Inverters | 7600 |  | 1 |  |  | 0.992 |  | Outdoor | Near the Utility Meter
NJSTRE1545325795 |  | Transition Incentive Program | Williamstown | 8094 | 15 | 9.1 | Residential | Yes | Behind the Meter | Net-metered residential rooftop and canopy |  | None | Vivint Solar Developer, LLC | AC Electric | Accepted | 2020-07-23 | 2020-07-27 | 2021-07-27 | Jinko Solar | JKM325M-60HBL | Solar Panels |  | 0.325 | 11 | 294 | 16 |  | Fixed | Roof
NJSTRE1545325795 |  | Transition Incentive Program | Williamstown | 8094 | 15 | 9.1 | Residential | Yes | Behind the Meter | Net-metered residential rooftop and canopy |  | None | Vivint Solar Developer, LLC | AC Electric | Accepted | 2020-07-23 | 2020-07-27 | 2021-07-27 | Jinko Solar | JKM325M-60HBL | Solar Panels |  | 0.325 | 17 | 114 | 16 |  | Fixed | Roof
NJSTRE1545325880 |  | Transition Incentive Program | Egg Harbor Township | 8234 | 19 | 10.2 | Residential | No | Behind the Meter | Net-metered residential rooftop and canopy |  | None | NJ Solar Power, LLC | AC Electric | Accepted | 2020-07-22 | 2020-07-27 | 2021-07-27 | panasonic | vbhn340sa17 | Solar Panels |  | 0.34 | 26 | 153 | 20 |  | Fixed | Roof
NJSTRE1545325880 |  | Transition Incentive Program | Egg Harbor Township | 8234 | 19 | 10.2 | Residential | No | Behind the Meter | Net-metered residential rooftop and canopy |  | None | NJ Solar Power, LLC | AC Electric | Accepted | 2020-07-22 | 2020-07-27 | 2021-07-27 | solaredge | se10000H-us | Inverters | 10000 |  | 1 |  |  | 0.99 |  | Outdoor | garage
NJSTRE1545325880 |  | Transition Incentive Program | Egg Harbor Township | 8234 | 19 | 10.2 | Residential | No | Behind the Meter | Net-metered residential rooftop and canopy |  | None | NJ Solar Power, LLC | AC Electric | Accepted | 2020-07-22 | 2020-07-27 | 2021-07-27 | panasonic | vbhn340sa17 | Solar Panels |  | 0.34 | 4 | 243 | 20 |  | Fixed | Roof
NJSTRE1545326298 |  | Transition Incentive Program | Ridgefield | 7657 | 7 | 5.96 | Residential | No | Behind the Meter | Net-metered residential rooftop and canopy |  | None | Tesla Energy Operations Inc. | PSE&G | Accepted | 2020-07-22 | 2020-07-27 | 2021-07-27 | Tesla | AC Powerwall2.0 | Electric Storage Battery |  |  | 2 |  |  |  | Lithium Ion |  | Inside
NJSTRE1545326298 |  | Transition Incentive Program | Ridgefield | 7657 | 7 | 5.96 | Residential | No | Behind the Meter | Net-metered residential rooftop and canopy |  | None | Tesla Energy Operations Inc. | PSE&G | Accepted | 2020-07-22 | 2020-07-27 | 2021-07-27 | Delta | M8-TL-US [240V] | Inverters | 7680 |  | 1 |  |  | 0.975 |  | Indoor | Indoor
NJSTRE1545326298 |  | Transition Incentive Program | Ridgefield | 7657 | 7 | 5.96 | Residential | No | Behind the Meter | Net-metered residential rooftop and canopy |  | None | Tesla Energy Operations Inc. | PSE&G | Accepted | 2020-07-22 | 2020-07-27 | 2021-07-27 | Tesla | SR60T1 | Solar Panels |  | 0.05847 | 42 | 147 | 14 |  | Fixed | Roof
NJSTRE1545326298 |  | Transition Incentive Program | Ridgefield | 7657 | 7 | 5.96 | Residential | No | Behind the Meter | Net-metered residential rooftop and canopy |  | None | Tesla Energy Operations Inc. | PSE&G | Accepted | 2020-07-22 | 2020-07-27 | 2021-07-27 | Tesla | SR60T1 | Solar Panels |  | 0.05847 | 60 | 147 | 18 |  | Fixed | Roof
NJSTRE1545326307 |  | Transition Incentive Program | MOUNT HOLLY | 8060 | 13 | 8.32 | Residential | Yes | Behind the Meter | Net-metered residential rooftop and canopy |  | None | Vivint Solar Developer, LLC | PSE&G | Accepted | 2020-07-23 | 2020-07-27 | 2021-07-27 | Jinko Solar | JKM320M-60HBL | Solar Panels |  | 0.32 | 12 | 285 | 17 |  | Fixed | Roof
NJSTRE1545326307 |  | Transition Incentive Program | MOUNT HOLLY | 8060 | 13 | 8.32 | Residential | Yes | Behind the Meter | Net-metered residential rooftop and canopy |  | None | Vivint Solar Developer, LLC | PSE&G | Accepted | 2020-07-23 | 2020-07-27 | 2021-07-27 | Jinko Solar | JKM320M-60HBL | Solar Panels |  | 0.32 | 12 | 105 | 17 |  | Fixed | Roof
NJSTRE1545326307 |  | Transition Incentive Program | MOUNT HOLLY | 8060 | 13 | 8.32 | Residential | Yes | Behind the Meter | Net-metered residential rooftop and canopy |  | None | Vivint Solar Developer, LLC | PSE&G | Accepted | 2020-07-23 | 2020-07-27 | 2021-07-27 | SolarEdge | SE7600H-US | Inverters | 7600 |  | 1 |  |  | 0.992 |  | Outdoor | Near the Utility Meter
NJSTRE1545326307 |  | Transition Incentive Program | MOUNT HOLLY | 8060 | 13 | 8.32 | Residential | Yes | Behind the Meter | Net-metered residential rooftop and canopy |  | None | Vivint Solar Developer, LLC | PSE&G | Accepted | 2020-07-23 | 2020-07-27 | 2021-07-27 | Jinko Solar | JKM320M-60HBL | Solar Panels |  | 0.32 | 2 | 105 | 26 |  | Fixed | Roof
NJSTRE1545326311 |  | Transition Incentive Program | EGG HARBOR TOWNSHIP | 8234 | 19 | 7.8 | Residential | Yes | Behind the Meter | Net-metered residential rooftop and canopy |  | None | Vivint Solar Developer, LLC | AC Electric | Accepted | 2020-07-23 | 2020-07-27 | 2021-07-27 | SolarEdge | SE7600H-US | Inverters | 7600 |  | 1 |  |  | 0.992 |  | Outdoor | Near the Utility Meter
NJSTRE1545326311 |  | Transition Incentive Program | EGG HARBOR TOWNSHIP | 8234 | 19 | 7.8 | Residential | Yes | Behind the Meter | Net-metered residential rooftop and canopy |  | None | Vivint Solar Developer, LLC | AC Electric | Accepted | 2020-07-23 | 2020-07-27 | 2021-07-27 | Jinko Solar | JKM325M-60HBL | Solar Panels |  | 0.325 | 4 | 118 | 23 |  | Fixed | Roof
NJSTRE1545326311 |  | Transition Incentive Program | EGG HARBOR TOWNSHIP | 8234 | 19 | 7.8 | Residential | Yes | Behind the Meter | Net-metered residential rooftop and canopy |  | None | Vivint Solar Developer, LLC | AC Electric | Accepted | 2020-07-23 | 2020-07-27 | 2021-07-27 | Jinko Solar | JKM325M-60HBL | Solar Panels |  | 0.325 | 3 | 298 | 23 |  | Fixed | Roof
NJSTRE1545326311 |  | Transition Incentive Program | EGG HARBOR TOWNSHIP | 8234 | 19 | 7.8 | Residential | Yes | Behind the Meter | Net-metered residential rooftop and canopy |  | None | Vivint Solar Developer, LLC | AC Electric | Accepted | 2020-07-23 | 2020-07-27 | 2021-07-27 | Jinko Solar | JKM325M-60HBL | Solar Panels |  | 0.325 | 17 | 298 | 23 |  | Fixed | Roof
NJSTRE1545332755 |  | Transition Incentive Program | Turnersville | 8012 | 14 | 10.08 | Residential | No | Behind the Meter | Net-metered residential rooftop and canopy |  | None | Suntuity Solar LLC | AC Electric | Accepted | 2020-08-05 | 2020-08-07 | 2021-10-30 | Enphase Energy | IQ7-60-2-US | Inverters | 240 |  | 32 |  |  | 0.97 |  | Outdoor | Behind the PV Modules
NJSTRE1545332755 |  | Transition Incentive Program | Turnersville | 8012 | 14 | 10.08 | Residential | No | Behind the Meter | Net-metered residential rooftop and canopy |  | None | Suntuity Solar LLC | AC Electric | Accepted | 2020-08-05 | 2020-08-07 | 2021-10-30 | Longi | LR6-60HPB-315M | Solar Panels |  | 0.315 | 6 | 183 | 20 |  | Fixed | Roof
NJSTRE1545332755 |  | Transition Incentive Program | Turnersville | 8012 | 14 | 10.08 | Residential | No | Behind the Meter | Net-metered residential rooftop and canopy |  | None | Suntuity Solar LLC | AC Electric | Accepted | 2020-08-05 | 2020-08-07 | 2021-10-30 | Longi | LR6-60HPB-315M | Solar Panels |  | 0.315 | 12 | 3 | 20 |  | Fixed | Roof
NJSTRE1545332755 |  | Transition Incentive Program | Turnersville | 8012 | 14 | 10.08 | Residential | No | Behind the Meter | Net-metered residential rooftop and canopy |  | None | Suntuity Solar LLC | AC Electric | Accepted | 2020-08-05 | 2020-08-07 | 2021-10-30 | Longi | LR6-60HPB-315M | Solar Panels |  | 0.315 | 14 | 274 | 20 |  | Fixed | Roof
NJSTRE1545332756 |  | Transition Incentive Program | Blackwood | 8012 | 14 | 8.19 | Residential | No | Behind the Meter | Net-metered residential rooftop and canopy |  | None | Suntuity Solar LLC | PSE&G | Accepted | 2020-08-05 | 2020-08-07 | 2021-10-30 | Enphase Energy | IQ7-60-2-US | Inverters | 240 |  | 26 |  |  | 0.97 |  | Outdoor | Behind the PV Modules
NJSTRE1545332756 |  | Transition Incentive Program | Blackwood | 8012 | 14 | 8.19 | Residential | No | Behind the Meter | Net-metered residential rooftop and canopy |  | None | Suntuity Solar LLC | PSE&G | Accepted | 2020-08-05 | 2020-08-07 | 2021-10-30 | Longi | LR6-60HPB-315M | Solar Panels |  | 0.315 | 9 | 344 | 30 |  | Fixed | Roof
NJSTRE1545332756 |  | Transition Incentive Program | Blackwood | 8012 | 14 | 8.19 | Residential | No | Behind the Meter | Net-metered residential rooftop and canopy |  | None | Suntuity Solar LLC | PSE&G | Accepted | 2020-08-05 | 2020-08-07 | 2021-10-30 | Longi | LR6-60HPB-315M | Solar Panels |  | 0.315 | 17 | 164 | 30 |  | Fixed | Roof
NJSTRE1545332758 |  | Transition Incentive Program | Northfield | 8225 | 19 | 7.04 | Residential | No | Behind the Meter | Net-metered residential rooftop and canopy |  | None | Posigen NJ LLC | AC Electric | Accepted | 2020-07-23 | 2020-07-27 | 2021-07-27 | SolarEdge | SE7600H-US | Inverters | 7600 |  | 1 |  |  | 0.99 |  | Outside | within ten feet of meter
NJSTRE1545332758 |  | Transition Incentive Program | Northfield | 8225 | 19 | 7.04 | Residential | No | Behind the Meter | Net-metered residential rooftop and canopy |  | None | Posigen NJ LLC | AC Electric | Accepted | 2020-07-23 | 2020-07-27 | 2021-07-27 | Hanwha Q-Cells | Q.PEAK DUO-G5 320 | Solar Panels |  | 0.32 | 22 | 43223 | 23 |  | Fixed | Roof
NJSTRE1545332760 |  | Transition Incentive Program | Oakhurst | 7755 | 17 | 10.08 | Residential | No | Behind the Meter | Net-metered residential rooftop and canopy |  | None | Suntuity Solar LLC | JCP&L | Accepted | 2020-08-05 | 2020-08-07 | 2021-10-30 | Longi | LR6-60HPB-315M | Solar Panels |  | 0.315 | 32 | 80 | 17 |  | Fixed | Roof
NJSTRE1545332760 |  | Transition Incentive Program | Oakhurst | 7755 | 17 | 10.08 | Residential | No | Behind the Meter | Net-metered residential rooftop and canopy |  | None | Suntuity Solar LLC | JCP&L | Accepted | 2020-08-05 | 2020-08-07 | 2021-10-30 | Enphase Energy | IQ7-60-2-US | Inverters | 240 |  | 32 |  |  | 0.97 |  | Outdoor | Behind the PV Modules
NJSTRE1545332763 |  | Transition Incentive Program | Union | 7083 | 10 | 4.16 | Residential | No | Behind the Meter | Net-metered residential rooftop and canopy |  | None | Whitman Construction, LLC | PSE&G | Accepted | 2020-07-30 | 2020-07-30 | 2021-07-30 | ENPHASE ENERGY | IQ7-60-2-US | Inverters | 240 |  | 13 |  |  | 0.975 |  | Outdoor | microinverters located under modules
NJSTRE1545332763 |  | Transition Incentive Program | Union | 7083 | 10 | 4.16 | Residential | No | Behind the Meter | Net-metered residential rooftop and canopy |  | None | Whitman Construction, LLC | PSE&G | Accepted | 2020-07-30 | 2020-07-30 | 2021-07-30 | Trina | TSM-320 DD05H.05 | Solar Panels |  | 0.32 | 13 | 216 | 26 |  | Fixed | Roof
NJSTRE1545332765 |  | Transition Incentive Program | Deptford Township | 8096 | 15 | 5.99 | Residential | No | Behind the Meter | Net-metered residential rooftop and canopy |  | None | Suntuity Solar LLC | PSE&G | Accepted | 2020-08-05 | 2020-08-07 | 2021-10-30 | Longi | LR6-60HPB-315M | Solar Panels |  | 0.315 | 19 | 193 | 25 |  | Fixed | Roof
NJSTRE1545332765 |  | Transition Incentive Program | Deptford Township | 8096 | 15 | 5.99 | Residential | No | Behind the Meter | Net-metered residential rooftop and canopy |  | None | Suntuity Solar LLC | PSE&G | Accepted | 2020-08-05 | 2020-08-07 | 2021-10-30 | Enphase Energy | IQ7-60-2-US | Inverters | 240 |  | 19 |  |  | 0.97 |  | Outdoor | Behind the PV Modules
NJSTRE1545332819 |  | Transition Incentive Program | Sicklerville | 8081 | 14 | 11.05 | Residential | Yes | Behind the Meter | Net-metered residential rooftop and canopy |  | None | SunnyMac LLC | AC Electric | Accepted | 2020-07-23 | 2020-07-27 | 2021-07-27 | Solaredge | SE7600H-US | Inverters | 7600 |  | 1 |  |  | 0.99 |  | Outside | Next to meter
NJSTRE1545332819 |  | Transition Incentive Program | Sicklerville | 8081 | 14 | 11.05 | Residential | Yes | Behind the Meter | Net-metered residential rooftop and canopy |  | None | SunnyMac LLC | AC Electric | Accepted | 2020-07-23 | 2020-07-27 | 2021-07-27 | REC | REC 325 N-PEAK blk | Solar Panels |  | 0.325 | 6 | 221 | 28 |  | Fixed | Roof
NJSTRE1545332819 |  | Transition Incentive Program | Sicklerville | 8081 | 14 | 11.05 | Residential | Yes | Behind the Meter | Net-metered residential rooftop and canopy |  | None | SunnyMac LLC | AC Electric | Accepted | 2020-07-23 | 2020-07-27 | 2021-07-27 | REC | REC 325 N-PEAK Blk | Solar Panels |  | 0.325 | 17 | 221 | 25 |  | Fixed | Roof
NJSTRE1545332819 |  | Transition Incentive Program | Sicklerville | 8081 | 14 | 11.05 | Residential | Yes | Behind the Meter | Net-metered residential rooftop and canopy |  | None | SunnyMac LLC | AC Electric | Accepted | 2020-07-23 | 2020-07-27 | 2021-07-27 | REC | REC 325 N-PEAK Blk | Solar Panels |  | 0.325 | 11 | 42 | 25 |  | Fixed | Roof
NJSTRE1545332853 |  | Transition Incentive Program | Wayne TWP | 7470 | 6 | 7.32 | Residential | Yes | Behind the Meter | Net-metered residential rooftop and canopy |  | None | Bright Planet Solar | PSE&G | Accepted | 2020-07-23 | 2020-07-27 | 2021-07-27 | SOLAR EDGE | SE6000H-USRGM | Inverters | 6000 |  | 1 |  |  | 0.98 |  | Outdoor | OUTSIDE
NJSTRE1545332853 |  | Transition Incentive Program | Wayne TWP | 7470 | 6 | 7.32 | Residential | Yes | Behind the Meter | Net-metered residential rooftop and canopy |  | None | Bright Planet Solar | PSE&G | Accepted | 2020-07-23 | 2020-07-27 | 2021-07-27 | LONGI | LR6-60HPB-305M | Solar Panels |  | 0.305 | 19 | 261 | 18 |  | Fixed | Roof
NJSTRE1545332853 |  | Transition Incentive Program | Wayne TWP | 7470 | 6 | 7.32 | Residential | Yes | Behind the Meter | Net-metered residential rooftop and canopy |  | None | Bright Planet Solar | PSE&G | Accepted | 2020-07-23 | 2020-07-27 | 2021-07-27 | LONGI | LR6-60HPB-305M | Solar Panels |  | 0.305 | 5 | 261 | 18 |  | Fixed | Roof
NJSTRE1545332863 |  | Transition Incentive Program | PARAMUS | 7652 | 7 | 6.18 | Residential | Yes | Behind the Meter | Net-metered residential rooftop and canopy |  | None | Vivint Solar Developer, LLC | PSE&G | Accepted | 2020-07-25 | 2020-07-27 | 2021-07-27 | JINKO SOLAR | JKM325M-60HBL | Solar Panels |  | 0.325 | 9 | 19 | 31 |  | Fixed | Roof
NJSTRE1545332863 |  | Transition Incentive Program | PARAMUS | 7652 | 7 | 6.18 | Residential | Yes | Behind the Meter | Net-metered residential rooftop and canopy |  | None | Vivint Solar Developer, LLC | PSE&G | Accepted | 2020-07-25 | 2020-07-27 | 2021-07-27 | JINKO SOLAR | JKM325M-60HBL | Solar Panels |  | 0.325 | 10 | 289 | 28 |  | Fixed | Roof
NJSTRE1545332863 |  | Transition Incentive Program | PARAMUS | 7652 | 7 | 6.18 | Residential | Yes | Behind the Meter | Net-metered residential rooftop and canopy |  | None | Vivint Solar Developer, LLC | PSE&G | Accepted | 2020-07-25 | 2020-07-27 | 2021-07-27 | SOLAREDGE | SE7600H-US | Inverters | 7600 |  | 1 |  |  | 0.992 |  | Outdoor | Near the Utility Meter
NJSTRE1545332865 |  | Transition Incentive Program | Millville | 8332 | 20 | 6.65 | Residential | Yes | Behind the Meter | Net-metered residential rooftop and canopy |  | None | Pro Custom Solar dba Momentum Solar | AC Electric | Accepted | 2020-07-23 | 2020-07-28 | 2021-07-28 | Enphase | IQ7Plus-72-2-US | Inverters | 290 |  | 19 |  |  | 0.97 |  | Outdoor | Roof
NJSTRE1545332865 |  | Transition Incentive Program | Millville | 8332 | 20 | 6.65 | Residential | Yes | Behind the Meter | Net-metered residential rooftop and canopy |  | None | Pro Custom Solar dba Momentum Solar | AC Electric | Accepted | 2020-07-23 | 2020-07-28 | 2021-07-28 | LG ELECTRONICS | LG 350N1C-V5 | Solar Panels |  | 0.35 | 16 | 30 | 26 |  | Fixed | Roof
NJSTRE1545332865 |  | Transition Incentive Program | Millville | 8332 | 20 | 6.65 | Residential | Yes | Behind the Meter | Net-metered residential rooftop and canopy |  | None | Pro Custom Solar dba Momentum Solar | AC Electric | Accepted | 2020-07-23 | 2020-07-28 | 2021-07-28 | LG ELECTRONICS | LG 350N1C-V5 | Solar Panels |  | 0.35 | 3 | 210 | 26 |  | Fixed | Roof
NJSTRE1545332869 |  | Transition Incentive Program | JERSEY CITY | 7307 | 8 | 6.46 | Residential | Yes | Behind the Meter | Net-metered residential rooftop and canopy |  | PSEG | Vision Solar LLC | PSE&G | Accepted | 2020-07-23 | 2020-07-27 | 2021-07-27 | ENPHASE | IQ7-60-2-US | Inverters | 0.24 |  | 19 |  |  | 0.96 |  | Other | BEHIND EACH PANEL
NJSTRE1545332869 |  | Transition Incentive Program | JERSEY CITY | 7307 | 8 | 6.46 | Residential | Yes | Behind the Meter | Net-metered residential rooftop and canopy |  | PSEG | Vision Solar LLC | PSE&G | Accepted | 2020-07-23 | 2020-07-27 | 2021-07-27 | HANWHA Q-CELLS | Q.PEAK DUO-G6 340 | Solar Panels |  | 0.34 | 10 | 208 | 20 |  | Fixed | Roof
NJSTRE1545332869 |  | Transition Incentive Program | JERSEY CITY | 7307 | 8 | 6.46 | Residential | Yes | Behind the Meter | Net-metered residential rooftop and canopy |  | PSEG | Vision Solar LLC | PSE&G | Accepted | 2020-07-23 | 2020-07-27 | 2021-07-27 | HANWHA Q-CELLS | Q.PEAK DUO-G6 340 | Solar Panels |  | 0.34 | 9 | 28 | 20 |  | Fixed | Roof
NJSTRE1545332873 |  | Transition Incentive Program | Kearny Town | 7032 | 8 | 6.1 | Residential | Yes | Behind the Meter | Net-metered residential rooftop and canopy |  | None | Bright Planet Solar | PSE&G | Accepted | 2020-07-23 | 2020-07-27 | 2021-07-27 | SOLAR EDGE | SE5000H-USRGM | Inverters | 5000 |  | 1 |  |  | 0.98 |  | Outdoor | OUTSIDE
NJSTRE1545332873 |  | Transition Incentive Program | Kearny Town | 7032 | 8 | 6.1 | Residential | Yes | Behind the Meter | Net-metered residential rooftop and canopy |  | None | Bright Planet Solar | PSE&G | Accepted | 2020-07-23 | 2020-07-27 | 2021-07-27 | LONGI | LR6-60HPB-305M | Solar Panels |  | 0.305 | 10 | 26 | 9 |  | Fixed | Roof
NJSTRE1545332873 |  | Transition Incentive Program | Kearny Town | 7032 | 8 | 6.1 | Residential | Yes | Behind the Meter | Net-metered residential rooftop and canopy |  | None | Bright Planet Solar | PSE&G | Accepted | 2020-07-23 | 2020-07-27 | 2021-07-27 | LONGI | LR6-60HPB-305M | Solar Panels |  | 0.305 | 10 | 205 | 9 |  | Fixed | Roof
NJSTRE1545332891 |  | Transition Incentive Program | Sicklerville | 8081 | 14 | 5.44 | Residential | Yes | Behind the Meter | Net-metered residential rooftop and canopy |  | None | Trinity Solar | AC Electric | Accepted | 2020-07-23 | 2020-07-28 | 2021-07-28 | Solar Edge | SE5000 | Inverters | 5000 |  | 1 |  |  | 0.97 |  | Outside | side of home
NJSTRE1545332891 |  | Transition Incentive Program | Sicklerville | 8081 | 14 | 5.44 | Residential | Yes | Behind the Meter | Net-metered residential rooftop and canopy |  | None | Trinity Solar | AC Electric | Accepted | 2020-07-23 | 2020-07-28 | 2021-07-28 | Hanwha | Q.PEAK DUO BLK-G6 340 | Solar Panels |  | 0.34 | 10 | 196 | 30 |  | Fixed | Roof
NJSTRE1545332891 |  | Transition Incentive Program | Sicklerville | 8081 | 14 | 5.44 | Residential | Yes | Behind the Meter | Net-metered residential rooftop and canopy |  | None | Trinity Solar | AC Electric | Accepted | 2020-07-23 | 2020-07-28 | 2021-07-28 | Hanwha | Q.PEAK DUO BLK-G6 340 | Solar Panels |  | 0.34 | 6 | 106 | 35 |  | Fixed | Roof
NJSTRE1545332897 |  | Transition Incentive Program | Roselle | 7203 | 10 | 7.7 | Residential | Yes | Behind the Meter | Net-metered residential rooftop and canopy |  | None | Pro Custom Solar dba Momentum Solar | PSE&G | Accepted | 2020-07-23 | 2020-07-27 | 2021-07-27 | Enphase | IQ7Plus-72-2-US | Inverters | 290 |  | 22 |  |  | 0.97 |  | Outdoor | Roof
NJSTRE1545332897 |  | Transition Incentive Program | Roselle | 7203 | 10 | 7.7 | Residential | Yes | Behind the Meter | Net-metered residential rooftop and canopy |  | None | Pro Custom Solar dba Momentum Solar | PSE&G | Accepted | 2020-07-23 | 2020-07-27 | 2021-07-27 | LG ELECTRONICS | LG 350N1C-V5 | Solar Panels |  | 0.35 | 11 | 170 | 30 |  | Fixed | Roof
NJSTRE1545332897 |  | Transition Incentive Program | Roselle | 7203 | 10 | 7.7 | Residential | Yes | Behind the Meter | Net-metered residential rooftop and canopy |  | None | Pro Custom Solar dba Momentum Solar | PSE&G | Accepted | 2020-07-23 | 2020-07-27 | 2021-07-27 | LG ELECTRONICS | LG 350N1C-V5 | Solar Panels |  | 0.35 | 11 | 350 | 30 |  | Fixed | Roof
NJSTRE1545332906 |  | Transition Incentive Program | Trenton | 8690 | 12 | 6.12 | Residential | Yes | Behind the Meter | Net-metered residential rooftop and canopy |  | None | Trinity Solar | PSE&G | Accepted | 2020-07-23 | 2020-07-28 | 2021-07-28 | Solar Edge | SE5000 | Inverters | 5000 |  | 1 |  |  | 0.97 |  | Outside | side of home
NJSTRE1545332906 |  | Transition Incentive Program | Trenton | 8690 | 12 | 6.12 | Residential | Yes | Behind the Meter | Net-metered residential rooftop and canopy |  | None | Trinity Solar | PSE&G | Accepted | 2020-07-23 | 2020-07-28 | 2021-07-28 | Hanwha | Q.PEAK DUO BLK-G6 340 | Solar Panels |  | 0.34 | 5 | 276 | 21 |  | Fixed | Roof
NJSTRE1545332906 |  | Transition Incentive Program | Trenton | 8690 | 12 | 6.12 | Residential | Yes | Behind the Meter | Net-metered residential rooftop and canopy |  | None | Trinity Solar | PSE&G | Accepted | 2020-07-23 | 2020-07-28 | 2021-07-28 | Hanwha | Q.PEAK DUO BLK-G6 340 | Solar Panels |  | 0.34 | 13 | 96 | 21 |  | Fixed | Roof
NJSTRE1545332925 |  | Transition Incentive Program | LITTLE EGG HARBOR TWP | 8087 | 18 | 3.5 | Residential | Yes | Behind the Meter | Net-metered residential rooftop and canopy |  | None | Pro Custom Solar dba Momentum Solar | AC Electric | Accepted | 2020-07-23 | 2020-07-28 | 2021-07-28 | Enphase | IQ7Plus-72-2-US | Inverters | 290 |  | 10 |  |  | 0.97 |  | Outdoor | Roof
NJSTRE1545332925 |  | Transition Incentive Program | LITTLE EGG HARBOR TWP | 8087 | 18 | 3.5 | Residential | Yes | Behind the Meter | Net-metered residential rooftop and canopy |  | None | Pro Custom Solar dba Momentum Solar | AC Electric | Accepted | 2020-07-23 | 2020-07-28 | 2021-07-28 | LG ELECTRONICS | LG 350N1C-V5 | Solar Panels |  | 0.35 | 10 | 113 | 10 |  | Fixed | Roof
NJSTRE1545332943 | NJSRRE1542524530 | Transition Incentive Program | Willingboro Twp | 8046 | 13 | 5.89 | Residential | Yes | Behind the Meter | Net-metered residential rooftop and canopy |  | None | SunnyMac LLC | PSE&G | Accepted | 2019-10-10 | 2019-10-29 | 2021-10-30 | SunPower | SPR-E20-327 | Solar Panels |  | 0.327 | 18 | 105 | 23 |  | Fixed | Roof
NJSTRE1545332943 | NJSRRE1542524530 | Transition Incentive Program | Willingboro Twp | 8046 | 13 | 5.89 | Residential | Yes | Behind the Meter | Net-metered residential rooftop and canopy |  | None | SunnyMac LLC | PSE&G | Accepted | 2019-10-10 | 2019-10-29 | 2021-10-30 | Enphase | IQ7XS-96-ACM-US | Inverters | 0.315 |  | 18 |  |  | 0.99 |  | Outdoor | roof
NJSTRE1545332946 | NJSRRE1543532547 | Transition Incentive Program | Willingboro Twp | 8046 | 13 | 13.08 | Residential | Yes | Behind the Meter | Net-metered residential rooftop and canopy |  | None | SunnyMac LLC | PSE&G | Accepted | 2019-12-12 | 2019-12-16 | 2021-10-30 | SunPower | SPR-E20-327 | Solar Panels |  | 0.327 | 27 | 197 | 20 |  | Fixed | Roof
NJSTRE1545332946 | NJSRRE1543532547 | Transition Incentive Program | Willingboro Twp | 8046 | 13 | 13.08 | Residential | Yes | Behind the Meter | Net-metered residential rooftop and canopy |  | None | SunnyMac LLC | PSE&G | Accepted | 2019-12-12 | 2019-12-16 | 2021-10-30 | Enphase | IQ7XS-96-ACM-US | Inverters | 0.315 |  | 40 |  |  | 0.99 |  | Outdoor | roof
NJSTRE1545332946 | NJSRRE1543532547 | Transition Incentive Program | Willingboro Twp | 8046 | 13 | 13.08 | Residential | Yes | Behind the Meter | Net-metered residential rooftop and canopy |  | None | SunnyMac LLC | PSE&G | Accepted | 2019-12-12 | 2019-12-16 | 2021-10-30 | SunPower | SPR-E20-327 | Solar Panels |  | 0.327 | 13 | 287 | 20 |  | Fixed | Roof
NJSTRE1545332948 | NJSRRE1543065234 | Transition Incentive Program | Chatham | 7928 | 3 | 7.71 | Residential | No | Behind the Meter | Net-metered residential rooftop and canopy |  | None | SunnyMac LLC | JCP&L | Accepted | 2019-11-11 | 2019-11-13 | 2021-10-30 | Enphase | IQ7XS-96-ACM-US | Inverters | 0.315 |  | 23 |  |  | 0.99 |  | Outdoor | roof
NJSTRE1545332948 | NJSRRE1543065234 | Transition Incentive Program | Chatham | 7928 | 3 | 7.71 | Residential | No | Behind the Meter | Net-metered residential rooftop and canopy |  | None | SunnyMac LLC | JCP&L | Accepted | 2019-11-11 | 2019-11-13 | 2021-10-30 | SunPower | SPR-X21-335 | Solar Panels |  | 0.335 | 9 | 199 | 30 |  | Fixed | Roof
NJSTRE1545332948 | NJSRRE1543065234 | Transition Incentive Program | Chatham | 7928 | 3 | 7.71 | Residential | No | Behind the Meter | Net-metered residential rooftop and canopy |  | None | SunnyMac LLC | JCP&L | Accepted | 2019-11-11 | 2019-11-13 | 2021-10-30 | SunPower | SPR-X21-335 | Solar Panels |  | 0.335 | 5 | 199 | 28 |  | Fixed | Roof
NJSTRE1545332948 | NJSRRE1543065234 | Transition Incentive Program | Chatham | 7928 | 3 | 7.71 | Residential | No | Behind the Meter | Net-metered residential rooftop and canopy |  | None | SunnyMac LLC | JCP&L | Accepted | 2019-11-11 | 2019-11-13 | 2021-10-30 | SunPower | SPR-X21-335 | Solar Panels |  | 0.335 | 9 | 199 | 34 |  | Fixed | Roof
NJSTRE1545332959 | NJSRRE1543651584 | Transition Incentive Program | Vineland | 8360 | 20 | 4.58 | Residential | Yes | Behind the Meter | Net-metered residential rooftop and canopy |  | None | SunnyMac LLC | Vineland Muni Electric | Accepted | 2019-12-23 | 2019-12-27 | 2021-10-30 | Sunpower | SRP-E20-327 | Solar Panels |  | 0.327 | 14 | 183 | 34 |  | Fixed | Roof
NJSTRE1545332959 | NJSRRE1543651584 | Transition Incentive Program | Vineland | 8360 | 20 | 4.58 | Residential | Yes | Behind the Meter | Net-metered residential rooftop and canopy |  | None | SunnyMac LLC | Vineland Muni Electric | Accepted | 2019-12-23 | 2019-12-27 | 2021-10-30 | Enphase | IQ7XS-96-ACM-US | Inverters | 0.315 |  | 14 |  |  | 0.99 |  | Outdoor | roof
NJSTRE1545332966 | NJSRRE1543823301 | Transition Incentive Program | Dorothy | 8317 | 19 | 8.18 | Residential | Yes | Behind the Meter | Net-metered residential ground mount |  | None | SunnyMac LLC | AC Electric | Accepted | 2019-12-27 | 2020-01-02 | 2021-10-30 | SunPower, | SPR-E20-327 | Solar Panels |  | 0.327 | 25 | 180 | 27 |  | Fixed | Roof
NJSTRE1545332966 | NJSRRE1543823301 | Transition Incentive Program | Dorothy | 8317 | 19 | 8.18 | Residential | Yes | Behind the Meter | Net-metered residential ground mount |  | None | SunnyMac LLC | AC Electric | Accepted | 2019-12-27 | 2020-01-02 | 2021-10-30 | Enphase | IQ7XS-96-ACM-US | Inverters | 0.315 |  | 25 |  |  | 0.99 |  | Outdoor | roof
NJSTRE1545332968 | NJSRRE1543547216 | Transition Incentive Program | Carteret Boro | 7008 | 11 | 13.08 | Residential | Yes | Behind the Meter | Net-metered residential rooftop and canopy |  | None | SunnyMac LLC | PSE&G | Accepted | 2019-12-13 | 2019-12-17 | 2021-10-30 | SunPower | SPR-E20327 | Solar Panels |  | 0.327 | 11 | 270 | 22 |  | Fixed | Roof
NJSTRE1545332968 | NJSRRE1543547216 | Transition Incentive Program | Carteret Boro | 7008 | 11 | 13.08 | Residential | Yes | Behind the Meter | Net-metered residential rooftop and canopy |  | None | SunnyMac LLC | PSE&G | Accepted | 2019-12-13 | 2019-12-17 | 2021-10-30 | SunPower | SPR-E20327 | Solar Panels |  | 0.327 | 18 | 90 | 22 |  | Fixed | Roof
NJSTRE1545332968 | NJSRRE1543547216 | Transition Incentive Program | Carteret Boro | 7008 | 11 | 13.08 | Residential | Yes | Behind the Meter | Net-metered residential rooftop and canopy |  | None | SunnyMac LLC | PSE&G | Accepted | 2019-12-13 | 2019-12-17 | 2021-10-30 | SunPower | SPR-E20327 | Solar Panels |  | 0.327 | 6 | 180 | 22 |  | Fixed | Roof
NJSTRE1545332968 | NJSRRE1543547216 | Transition Incentive Program | Carteret Boro | 7008 | 11 | 13.08 | Residential | Yes | Behind the Meter | Net-metered residential rooftop and canopy |  | None | SunnyMac LLC | PSE&G | Accepted | 2019-12-13 | 2019-12-17 | 2021-10-30 | Enphase | IQ7XS-96-ACM-US | Inverters | 0.315 |  | 40 |  |  | 0.99 |  | Outdoor | roof
NJSTRE1545332968 | NJSRRE1543547216 | Transition Incentive Program | Carteret Boro | 7008 | 11 | 13.08 | Residential | Yes | Behind the Meter | Net-metered residential rooftop and canopy |  | None | SunnyMac LLC | PSE&G | Accepted | 2019-12-13 | 2019-12-17 | 2021-10-30 | SunPower | SPR-E20327 | Solar Panels |  | 0.327 | 5 | 0 | 22 |  | Fixed | Roof
NJSTRE1545332973 | NJSRRE1544766463 | Transition Incentive Program | Sewell | 8080 | 15 | 24.85 | Residential | Yes | Behind the Meter | Net-metered residential rooftop and canopy |  | None | SunnyMac LLC | AC Electric | Accepted | 2020-03-26 | 2020-03-31 | 2021-10-30 | SunPower | SunPower SPR E20 327 | Solar Panels |  | 0.327 | 3 | 48 | 23 |  | Fixed | Roof
NJSTRE1545332973 | NJSRRE1544766463 | Transition Incentive Program | Sewell | 8080 | 15 | 24.85 | Residential | Yes | Behind the Meter | Net-metered residential rooftop and canopy |  | None | SunnyMac LLC | AC Electric | Accepted | 2020-03-26 | 2020-03-31 | 2021-10-30 | SunPower | SPR E20 327 | Solar Panels |  | 0.327 | 15 | 48 | 23 |  | Fixed | Roof
NJSTRE1545332973 | NJSRRE1544766463 | Transition Incentive Program | Sewell | 8080 | 15 | 24.85 | Residential | Yes | Behind the Meter | Net-metered residential rooftop and canopy |  | None | SunnyMac LLC | AC Electric | Accepted | 2020-03-26 | 2020-03-31 | 2021-10-30 | SunPower | SPR E20 327 | Solar Panels |  | 0.327 | 20 | 228 | 23 |  | Fixed | Roof
NJSTRE1545332973 | NJSRRE1544766463 | Transition Incentive Program | Sewell | 8080 | 15 | 24.85 | Residential | Yes | Behind the Meter | Net-metered residential rooftop and canopy |  | None | SunnyMac LLC | AC Electric | Accepted | 2020-03-26 | 2020-03-31 | 2021-10-30 | SunPower | SPR E20 327 | Solar Panels |  | 0.327 | 12 | 138 | 23 |  | Fixed | Roof
NJSTRE1545332973 | NJSRRE1544766463 | Transition Incentive Program | Sewell | 8080 | 15 | 24.85 | Residential | Yes | Behind the Meter | Net-metered residential rooftop and canopy |  | None | SunnyMac LLC | AC Electric | Accepted | 2020-03-26 | 2020-03-31 | 2021-10-30 | SunPower | SPR E20 327 | Solar Panels |  | 0.327 | 23 | 318 | 23 |  | Fixed | Roof
NJSTRE1545332973 | NJSRRE1544766463 | Transition Incentive Program | Sewell | 8080 | 15 | 24.85 | Residential | Yes | Behind the Meter | Net-metered residential rooftop and canopy |  | None | SunnyMac LLC | AC Electric | Accepted | 2020-03-26 | 2020-03-31 | 2021-10-30 | Enphase | IQ7XS-96-ACM-US | Inverters | 0.315 |  | 76 |  |  | 0.99 |  | Outdoor | roof
NJSTRE1545332973 | NJSRRE1544766463 | Transition Incentive Program | Sewell | 8080 | 15 | 24.85 | Residential | Yes | Behind the Meter | Net-metered residential rooftop and canopy |  | None | SunnyMac LLC | AC Electric | Accepted | 2020-03-26 | 2020-03-31 | 2021-10-30 | SunPower | SPR E20 327 | Solar Panels |  | 0.327 | 3 | 228 | 23 |  | Fixed | Roof
NJSTRE1545332975 | NJSRRE1544630602 | Transition Incentive Program | Burlington Twp | 8016 | 13 | 6.54 | Residential | Yes | Behind the Meter | Net-metered residential rooftop and canopy |  | None | SunnyMac LLC | PSE&G | Accepted | 2020-03-12 | 2020-03-17 | 2021-10-30 | Enphase | IQ7-XS-96-ACM-US | Inverters | 0.315 |  | 20 |  |  | 0.99 |  | Outdoor | roof
NJSTRE1545332975 | NJSRRE1544630602 | Transition Incentive Program | Burlington Twp | 8016 | 13 | 6.54 | Residential | Yes | Behind the Meter | Net-metered residential rooftop and canopy |  | None | SunnyMac LLC | PSE&G | Accepted | 2020-03-12 | 2020-03-17 | 2021-10-30 | Sun Power | SPR-E20327 | Solar Panels |  | 0.327 | 8 | 231 | 18 |  | Fixed | Roof
NJSTRE1545332975 | NJSRRE1544630602 | Transition Incentive Program | Burlington Twp | 8016 | 13 | 6.54 | Residential | Yes | Behind the Meter | Net-metered residential rooftop and canopy |  | None | SunnyMac LLC | PSE&G | Accepted | 2020-03-12 | 2020-03-17 | 2021-10-30 | Sun Power | SPR-E20327 | Solar Panels |  | 0.327 | 6 | 231 | 23 |  | Fixed | Roof
NJSTRE1545332975 | NJSRRE1544630602 | Transition Incentive Program | Burlington Twp | 8016 | 13 | 6.54 | Residential | Yes | Behind the Meter | Net-metered residential rooftop and canopy |  | None | SunnyMac LLC | PSE&G | Accepted | 2020-03-12 | 2020-03-17 | 2021-10-30 | Sun Power | SPR-E20327 | Solar Panels |  | 0.327 | 6 | 231 | 18 |  | Fixed | Roof
NJSTRE1545332977 | NJSRRE1544547853 | Transition Incentive Program | Gloucester Township | 8012 | 14 | 8.5 | Residential | Yes | Behind the Meter | Net-metered residential rooftop and canopy |  | None | SunnyMac LLC | PSE&G | Accepted | 2020-02-27 | 2020-03-03 | 2021-10-30 | Enphase | IQ7XS-96-ACM-US | Inverters | 0.315 |  | 26 |  |  | 0.99 |  | Outdoor | roof
NJSTRE1545332977 | NJSRRE1544547853 | Transition Incentive Program | Gloucester Township | 8012 | 14 | 8.5 | Residential | Yes | Behind the Meter | Net-metered residential rooftop and canopy |  | None | SunnyMac LLC | PSE&G | Accepted | 2020-02-27 | 2020-03-03 | 2021-10-30 | SunPower | SPR-E20327 | Solar Panels |  | 0.327 | 26 | 255 | 23 |  | Fixed | Roof
NJSTRE1545332983 | NJSRRE1544761160 | Transition Incentive Program | Kenilworth Boro | 7033 | 10 | 14.7 | Residential | Yes | Behind the Meter | Net-metered residential rooftop and canopy |  | None | SunnyMac LLC | PSE&G | Accepted | 2020-03-25 | 2020-03-27 | 2021-10-30 | SunPower | PVS6 | Meters |  |  | 1 |  |  |  | Yes | Outdoor
NJSTRE1545332983 | NJSRRE1544761160 | Transition Incentive Program | Kenilworth Boro | 7033 | 10 | 14.7 | Residential | Yes | Behind the Meter | Net-metered residential rooftop and canopy |  | None | SunnyMac LLC | PSE&G | Accepted | 2020-03-25 | 2020-03-27 | 2021-10-30 | SunPower | SPR-X21-350 | Solar Panels |  | 0.35 | 18 | 173 | 23 |  | Fixed | Roof
NJSTRE1545332983 | NJSRRE1544761160 | Transition Incentive Program | Kenilworth Boro | 7033 | 10 | 14.7 | Residential | Yes | Behind the Meter | Net-metered residential rooftop and canopy |  | None | SunnyMac LLC | PSE&G | Accepted | 2020-03-25 | 2020-03-27 | 2021-10-30 | SunPower | SPR-X21-350 | Solar Panels |  | 0.35 | 2 | 83 | 23 |  | Fixed | Roof
NJSTRE1545332983 | NJSRRE1544761160 | Transition Incentive Program | Kenilworth Boro | 7033 | 10 | 14.7 | Residential | Yes | Behind the Meter | Net-metered residential rooftop and canopy |  | None | SunnyMac LLC | PSE&G | Accepted | 2020-03-25 | 2020-03-27 | 2021-10-30 | SunPower | SPR-X21-350 | Solar Panels |  | 0.35 | 15 | 263 | 23 |  | Fixed | Roof
NJSTRE1545332983 | NJSRRE1544761160 | Transition Incentive Program | Kenilworth Boro | 7033 | 10 | 14.7 | Residential | Yes | Behind the Meter | Net-metered residential rooftop and canopy |  | None | SunnyMac LLC | PSE&G | Accepted | 2020-03-25 | 2020-03-27 | 2021-10-30 | Sunpower | SPR-SPR-X21-350 | Inverters | 0.32 |  | 42 |  |  | 0.99 |  | Outdoor | roof
NJSTRE1545332983 | NJSRRE1544761160 | Transition Incentive Program | Kenilworth Boro | 7033 | 10 | 14.7 | Residential | Yes | Behind the Meter | Net-metered residential rooftop and canopy |  | None | SunnyMac LLC | PSE&G | Accepted | 2020-03-25 | 2020-03-27 | 2021-10-30 | SunPower | SPR-X21-350 | Solar Panels |  | 0.35 | 7 | 263 | 23 |  | Fixed | Roof
NJSTRE1545332989 | NJSRRE1544630545 | Transition Incentive Program | Willingboro Twp | 8046 | 13 | 5.23 | Residential | Yes | Behind the Meter | Net-metered residential rooftop and canopy |  | None | SunnyMac LLC | PSE&G | Accepted | 2020-03-12 | 2020-03-17 | 2021-10-30 | Enphase | IQ7XS-96-ACM-US | Inverters | 0.315 |  | 16 |  |  | 0.99 |  | Outdoor | roof
NJSTRE1545332989 | NJSRRE1544630545 | Transition Incentive Program | Willingboro Twp | 8046 | 13 | 5.23 | Residential | Yes | Behind the Meter | Net-metered residential rooftop and canopy |  | None | SunnyMac LLC | PSE&G | Accepted | 2020-03-12 | 2020-03-17 | 2021-10-30 | SunPower | SPR-E20327 | Solar Panels |  | 0.327 | 16 | 206 | 18 |  | Fixed | Roof
NJSTRE1545332994 | NJSRRE1544626797 | Transition Incentive Program | Erial | 8081 | 14 | 7.52 | Residential | Yes | Behind the Meter | Net-metered residential rooftop and canopy |  | None | SunnyMac LLC | AC Electric | Accepted | 2020-03-11 | 2020-03-16 | 2021-10-30 | Enphase | IQ7XS-96-ACM-US | Inverters | 0.315 |  | 23 |  |  | 0.99 |  | Outdoor | roof
NJSTRE1545332994 | NJSRRE1544626797 | Transition Incentive Program | Erial | 8081 | 14 | 7.52 | Residential | Yes | Behind the Meter | Net-metered residential rooftop and canopy |  | None | SunnyMac LLC | AC Electric | Accepted | 2020-03-11 | 2020-03-16 | 2021-10-30 | SunPower | SPR-E20327 | Solar Panels |  | 0.327 | 23 | 238 | 26 |  | Fixed | Roof
NJSTRE1545332996 | NJSRRE1544419253 | Transition Incentive Program | Turnersville | 8012 | 14 | 4.58 | Residential | Yes | Behind the Meter | Net-metered residential rooftop and canopy |  | None | SunnyMac LLC | AC Electric | Accepted | 2020-02-07 | 2020-02-11 | 2021-10-30 | SunPower | SPR-E20327 | Solar Panels |  | 0.327 | 14 | 181 | 30 |  | Fixed | Roof
NJSTRE1545332996 | NJSRRE1544419253 | Transition Incentive Program | Turnersville | 8012 | 14 | 4.58 | Residential | Yes | Behind the Meter | Net-metered residential rooftop and canopy |  | None | SunnyMac LLC | AC Electric | Accepted | 2020-02-07 | 2020-02-11 | 2021-10-30 | Enphase | IQ7XS-96-ACM-US | Inverters | 0.315 |  | 14 |  |  | 0.99 |  | Outdoor | roof
NJSTRE1545332997 | NJSRRE1544562336 | Transition Incentive Program | Williamstown | 8094 | 15 | 9.81 | Residential | Yes | Behind the Meter | Net-metered residential rooftop and canopy |  | None | SunnyMac LLC | AC Electric | Accepted | 2020-03-02 | 2020-03-05 | 2021-10-30 | Sunpower | pvs 6 | Meters |  |  | 1 |  |  |  | Yes | Outdoor
NJSTRE1545332997 | NJSRRE1544562336 | Transition Incentive Program | Williamstown | 8094 | 15 | 9.81 | Residential | Yes | Behind the Meter | Net-metered residential rooftop and canopy |  | None | SunnyMac LLC | AC Electric | Accepted | 2020-03-02 | 2020-03-05 | 2021-10-30 | Enphase | IQ7XS-96-ACM-US | Inverters | 0.315 |  | 30 |  |  | 0.99 |  | Outdoor | roof
NJSTRE1545332997 | NJSRRE1544562336 | Transition Incentive Program | Williamstown | 8094 | 15 | 9.81 | Residential | Yes | Behind the Meter | Net-metered residential rooftop and canopy |  | None | SunnyMac LLC | AC Electric | Accepted | 2020-03-02 | 2020-03-05 | 2021-10-30 | SunPower | SPR-E20327 | Solar Panels |  | 0.327 | 30 | 112 | 23 |  | Fixed | Roof
NJSTRE1545333003 | NJSRRE1544342346 | Transition Incentive Program | Willingboro Twp | 8046 | 13 | 11.77 | Residential | Yes | Behind the Meter | Net-metered residential rooftop and canopy |  | None | SunnyMac LLC | PSE&G | Accepted | 2020-01-31 | 2020-02-07 | 2021-10-30 | Enphase | IQ7XS-96-ACM-US | Inverters | 0.315 |  | 36 |  |  | 0.99 |  | Outdoor | roof
NJSTRE1545333003 | NJSRRE1544342346 | Transition Incentive Program | Willingboro Twp | 8046 | 13 | 11.77 | Residential | Yes | Behind the Meter | Net-metered residential rooftop and canopy |  | None | SunnyMac LLC | PSE&G | Accepted | 2020-01-31 | 2020-02-07 | 2021-10-30 | Sunpower | pvs 6 | Meters |  |  | 1 |  |  |  | Yes | Outdoor
NJSTRE1545333003 | NJSRRE1544342346 | Transition Incentive Program | Willingboro Twp | 8046 | 13 | 11.77 | Residential | Yes | Behind the Meter | Net-metered residential rooftop and canopy |  | None | SunnyMac LLC | PSE&G | Accepted | 2020-01-31 | 2020-02-07 | 2021-10-30 | SunPower | SPR-E20327 | Solar Panels |  | 0.327 | 2 | 239 | 31 |  | Fixed | Roof
NJSTRE1545333003 | NJSRRE1544342346 | Transition Incentive Program | Willingboro Twp | 8046 | 13 | 11.77 | Residential | Yes | Behind the Meter | Net-metered residential rooftop and canopy |  | None | SunnyMac LLC | PSE&G | Accepted | 2020-01-31 | 2020-02-07 | 2021-10-30 | SunPower | SPR-E20327 | Solar Panels |  | 0.327 | 34 | 149 | 31 |  | Fixed | Roof
NJSTRE1545333009 | NJSRRE1544905065 | Transition Incentive Program | BORDENTOWN TWP | 8505 | 13 | 14.72 | Residential | Yes | Behind the Meter | Net-metered residential rooftop and canopy |  | None | SunnyMac LLC | PSE&G | Accepted | 2020-04-27 | 2020-04-30 | 2021-10-30 | SunPower, | SPR-E20 327 | Solar Panels |  | 0.327 | 7 | 98 | 44 |  | Fixed | Roof
NJSTRE1545333009 | NJSRRE1544905065 | Transition Incentive Program | BORDENTOWN TWP | 8505 | 13 | 14.72 | Residential | Yes | Behind the Meter | Net-metered residential rooftop and canopy |  | None | SunnyMac LLC | PSE&G | Accepted | 2020-04-27 | 2020-04-30 | 2021-10-30 | SunPower, | SPR-E20 327 | Solar Panels |  | 0.327 | 5 | 188 | 32 |  | Fixed | Roof
NJSTRE1545333009 | NJSRRE1544905065 | Transition Incentive Program | BORDENTOWN TWP | 8505 | 13 | 14.72 | Residential | Yes | Behind the Meter | Net-metered residential rooftop and canopy |  | None | SunnyMac LLC | PSE&G | Accepted | 2020-04-27 | 2020-04-30 | 2021-10-30 | SunPower | SPR-E20 327 | Solar Panels |  | 0.327 | 10 | 276 | 44 |  | Fixed | Roof
NJSTRE1545333009 | NJSRRE1544905065 | Transition Incentive Program | BORDENTOWN TWP | 8505 | 13 | 14.72 | Residential | Yes | Behind the Meter | Net-metered residential rooftop and canopy |  | None | SunnyMac LLC | PSE&G | Accepted | 2020-04-27 | 2020-04-30 | 2021-10-30 | Enphase | iq7xs-96-acm-us | Inverters | 0.315 |  | 45 |  |  | 0.99 |  | Outdoor | roof
NJSTRE1545333009 | NJSRRE1544905065 | Transition Incentive Program | BORDENTOWN TWP | 8505 | 13 | 14.72 | Residential | Yes | Behind the Meter | Net-metered residential rooftop and canopy |  | None | SunnyMac LLC | PSE&G | Accepted | 2020-04-27 | 2020-04-30 | 2021-10-30 | SunPower | SPR-E20 327 | Solar Panels |  | 0.327 | 4 | 188 | 32 |  | Fixed | Roof
NJSTRE1545333009 | NJSRRE1544905065 | Transition Incentive Program | BORDENTOWN TWP | 8505 | 13 | 14.72 | Residential | Yes | Behind the Meter | Net-metered residential rooftop and canopy |  | None | SunnyMac LLC | PSE&G | Accepted | 2020-04-27 | 2020-04-30 | 2021-10-30 | SunPower | SPR-E20 327 | Solar Panels |  | 0.327 | 19 | 8 | 32 |  | Fixed | Roof
NJSTRE1545333022 |  | Transition Incentive Program | Kearny | 7032 | 8 | 6.46 | Residential | No | Behind the Meter | Net-metered residential rooftop and canopy |  | None | Trinity Solar | PSE&G | Accepted | 2020-07-23 | 2020-07-29 | 2021-07-29 | Solar Edge | SE5000 | Inverters | 5000 |  | 1 |  |  | 0.97 |  | Outside | side of home
NJSTRE1545333022 |  | Transition Incentive Program | Kearny | 7032 | 8 | 6.46 | Residential | No | Behind the Meter | Net-metered residential rooftop and canopy |  | None | Trinity Solar | PSE&G | Accepted | 2020-07-23 | 2020-07-29 | 2021-07-29 | Hanwha | Q.PEAK DUO BLK-G6 340 | Solar Panels |  | 0.34 | 7 | 117 | 16 |  | Fixed | Roof
NJSTRE1545333022 |  | Transition Incentive Program | Kearny | 7032 | 8 | 6.46 | Residential | No | Behind the Meter | Net-metered residential rooftop and canopy |  | None | Trinity Solar | PSE&G | Accepted | 2020-07-23 | 2020-07-29 | 2021-07-29 | Hanwha | Q.PEAK DUO BLK-G6 340 | Solar Panels |  | 0.34 | 4 | 117 | 9 |  | Fixed | Roof
NJSTRE1545333022 |  | Transition Incentive Program | Kearny | 7032 | 8 | 6.46 | Residential | No | Behind the Meter | Net-metered residential rooftop and canopy |  | None | Trinity Solar | PSE&G | Accepted | 2020-07-23 | 2020-07-29 | 2021-07-29 | Hanwha | Q.PEAK DUO BLK-G6 340 | Solar Panels |  | 0.34 | 8 | 297 | 16 |  | Fixed | Roof
NJSTRE1545333027 |  | Transition Incentive Program | BLOOMINGDALE | 7403 | 6 | 3.74 | Residential | No | Behind the Meter | Net-metered residential rooftop and canopy |  | None | Vision Solar LLC | Butler | Accepted | 2020-07-23 | 2020-07-28 | 2021-07-28 | ENPHASE | IQ7-60-2-US | Inverters | 0.24 |  | 11 |  |  | 0.96 |  | Other | BEHIND EACH PANEL
NJSTRE1545333027 |  | Transition Incentive Program | BLOOMINGDALE | 7403 | 6 | 3.74 | Residential | No | Behind the Meter | Net-metered residential rooftop and canopy |  | None | Vision Solar LLC | Butler | Accepted | 2020-07-23 | 2020-07-28 | 2021-07-28 | HANWHA Q-CELLS | Q.PEAK DUO-G6 340 | Solar Panels |  | 0.34 | 11 | 89 | 27 |  | Fixed | Roof
NJSTRE1545333047 |  | Transition Incentive Program | Clifton | 7011 | 6 | 4.08 | Residential | Yes | Behind the Meter | Net-metered residential rooftop and canopy |  | None | Trinity Solar | PSE&G | Accepted | 2020-07-23 | 2020-07-29 | 2021-07-29 | Solar Edge | SE3800 | Inverters | 3800 |  | 1 |  |  | 0.97 |  | Outside | side of home
NJSTRE1545333047 |  | Transition Incentive Program | Clifton | 7011 | 6 | 4.08 | Residential | Yes | Behind the Meter | Net-metered residential rooftop and canopy |  | None | Trinity Solar | PSE&G | Accepted | 2020-07-23 | 2020-07-29 | 2021-07-29 | Hanwha | Q.PEAK DUO BLK-G6 340 | Solar Panels |  | 0.34 | 12 | 241 | 45 |  | Fixed | Roof
NJSTRE1545333048 |  | Transition Incentive Program | Roselle | 7203 | 10 | 7.35 | Residential | Yes | Behind the Meter | Net-metered residential rooftop and canopy |  | None | Pro Custom Solar dba Momentum Solar | PSE&G | Accepted | 2020-07-23 | 2020-07-28 | 2021-07-28 | Enphase | IQ7Plus-72-2-US | Inverters | 290 |  | 21 |  |  | 0.97 |  | Outdoor | Roof
NJSTRE1545333048 |  | Transition Incentive Program | Roselle | 7203 | 10 | 7.35 | Residential | Yes | Behind the Meter | Net-metered residential rooftop and canopy |  | None | Pro Custom Solar dba Momentum Solar | PSE&G | Accepted | 2020-07-23 | 2020-07-28 | 2021-07-28 | LG ELECTRONICS | LG 350N1C-V5 | Solar Panels |  | 0.35 | 21 | 168 | 41 |  | Fixed | Roof
NJSTRE1545335078 |  | Transition Incentive Program | Pennsauken | 8109 | 14 | 251.6 | Commercial | No | Behind the Meter | Net-metered non-residential rooftop and canopy |  | None | Paradise Solar and Electrical | PSE&G | Accepted | 2020-08-10 | 2020-08-10 | 2021-10-30 | SolarEdge | 10K | Inverters | 10000 |  | 1 |  |  | 0.985 |  | Other | Roof
NJSTRE1545335078 |  | Transition Incentive Program | Pennsauken | 8109 | 14 | 251.6 | Commercial | No | Behind the Meter | Net-metered non-residential rooftop and canopy |  | None | Paradise Solar and Electrical | PSE&G | Accepted | 2020-08-10 | 2020-08-10 | 2021-10-30 | Hanwha | Q-Cell Q.PEAKDUO-G7.2 | Solar Panels |  | 0.4 | 629 | 180 | 10 |  | Fixed | Roof
NJSTRE1545335078 |  | Transition Incentive Program | Pennsauken | 8109 | 14 | 251.6 | Commercial | No | Behind the Meter | Net-metered non-residential rooftop and canopy |  | None | Paradise Solar and Electrical | PSE&G | Accepted | 2020-08-10 | 2020-08-10 | 2021-10-30 | SolarEdge | 100K | Inverters | 100000 |  | 2 |  |  | 0.985 |  | Other | Roof
NJSTRE1545335079 |  | Transition Incentive Program | Elizabeth | 7208 | 10 | 5.6 | Residential | Yes | Behind the Meter | Net-metered residential rooftop and canopy |  | None | Pro Custom Solar dba Momentum Solar | PSE&G | Accepted | 2020-07-23 | 2020-07-28 | 2021-07-28 | Enphase | IQ7Plus-72-2-US | Inverters | 290 |  | 16 |  |  | 0.97 |  | Outdoor | Roof
NJSTRE1545335079 |  | Transition Incentive Program | Elizabeth | 7208 | 10 | 5.6 | Residential | Yes | Behind the Meter | Net-metered residential rooftop and canopy |  | None | Pro Custom Solar dba Momentum Solar | PSE&G | Accepted | 2020-07-23 | 2020-07-28 | 2021-07-28 | LG ELECTRONICS | LG 350N1C-V5 | Solar Panels |  | 0.35 | 5 | 243 | 40 |  | Fixed | Roof
NJSTRE1545335079 |  | Transition Incentive Program | Elizabeth | 7208 | 10 | 5.6 | Residential | Yes | Behind the Meter | Net-metered residential rooftop and canopy |  | None | Pro Custom Solar dba Momentum Solar | PSE&G | Accepted | 2020-07-23 | 2020-07-28 | 2021-07-28 | LG ELECTRONICS | LG 350N1C-V5 | Solar Panels |  | 0.35 | 11 | 153 | 43 |  | Fixed | Roof
NJSTRE1545335104 |  | Transition Incentive Program | NEWARK CITY | 7107 | 9 | 9.46 | Residential | Yes | Behind the Meter | Net-metered residential rooftop and canopy |  | None | Bright Planet Solar | PSE&G | Accepted | 2020-08-07 | 2020-08-07 | 2021-10-30 | SOLAR EDGE | SE7600H-USRGM | Inverters | 7600 |  | 1 |  |  | 0.98 |  | Outdoor | OUTSIDE
NJSTRE1545335104 |  | Transition Incentive Program | NEWARK CITY | 7107 | 9 | 9.46 | Residential | Yes | Behind the Meter | Net-metered residential rooftop and canopy |  | None | Bright Planet Solar | PSE&G | Accepted | 2020-08-07 | 2020-08-07 | 2021-10-30 | LONGI | LR6-60HPB-305M | Solar Panels |  | 0.305 | 20 | 201 | 26 |  | Fixed | Roof
NJSTRE1545335104 |  | Transition Incentive Program | NEWARK CITY | 7107 | 9 | 9.46 | Residential | Yes | Behind the Meter | Net-metered residential rooftop and canopy |  | None | Bright Planet Solar | PSE&G | Accepted | 2020-08-07 | 2020-08-07 | 2021-10-30 | LONGI | LR6-60HPB-305M | Solar Panels |  | 0.305 | 11 | 21 | 26 |  | Fixed | Roof
NJSTRE1545335116 |  | Transition Incentive Program | Perth Amboy | 8861 | 11 | 4.08 | Residential | No | Behind the Meter | Net-metered residential rooftop and canopy |  | None | Trinity Solar | PSE&G | Accepted | 2020-07-23 | 2020-07-28 | 2021-07-28 | SOLAR EDGE | SE3800H-US | Inverters | 3800 |  | 1 |  |  | 0.97 |  | Outside | SIDE OF HOME
NJSTRE1545335116 |  | Transition Incentive Program | Perth Amboy | 8861 | 11 | 4.08 | Residential | No | Behind the Meter | Net-metered residential rooftop and canopy |  | None | Trinity Solar | PSE&G | Accepted | 2020-07-23 | 2020-07-28 | 2021-07-28 | HANWHA | Q.PEAK DUO BLK-G6 340 | Solar Panels |  | 0.34 | 5 | 22 | 27 |  | Fixed | Roof
NJSTRE1545335116 |  | Transition Incentive Program | Perth Amboy | 8861 | 11 | 4.08 | Residential | No | Behind the Meter | Net-metered residential rooftop and canopy |  | None | Trinity Solar | PSE&G | Accepted | 2020-07-23 | 2020-07-28 | 2021-07-28 | HANWHA | Q.PEAK DUO BLK-G6 340 | Solar Panels |  | 0.34 | 7 | 202 | 27 |  | Fixed | Roof
NJSTRE1545335121 |  | Transition Incentive Program | Camden City | 8105 | 14 | 1365.66 | Non Profit | Yes | Behind the Meter | Net-metered non-residential rooftop and canopy |  | None | National Energy Partners LLC | PSE&G | Accepted | 2020-07-23 | 2020-08-10 | 2021-10-30 | JINKO SOLAR | JKM405M-72HL-V | Solar Panels |  | 0.405 | 1292 | 217 | 3 |  | Fixed | Roof
NJSTRE1545335121 |  | Transition Incentive Program | Camden City | 8105 | 14 | 1365.66 | Non Profit | Yes | Behind the Meter | Net-metered non-residential rooftop and canopy |  | None | National Energy Partners LLC | PSE&G | Accepted | 2020-07-23 | 2020-08-10 | 2021-10-30 | JINKO SOLAR | JKM405M-72HL-V | Solar Panels |  | 0.405 | 2080 | 127 | 5 |  | Fixed | Parking Lot | CANOPY
NJSTRE1545335121 |  | Transition Incentive Program | Camden City | 8105 | 14 | 1365.66 | Non Profit | Yes | Behind the Meter | Net-metered non-residential rooftop and canopy |  | None | National Energy Partners LLC | PSE&G | Accepted | 2020-07-23 | 2020-08-10 | 2021-10-30 | SMA | SMA ST CORE1 62-US | Inverters | 62000 |  | 17 |  |  | 0.98 |  | Outdoor | NEAR ARRAY
NJSTRE1545335125 |  | Transition Incentive Program | MILLVILLE | 8332 | 20 | 5.78 | Residential | Yes | Behind the Meter | Net-metered residential rooftop and canopy |  | ACE | Vision Solar LLC | AC Electric | Accepted | 2020-07-23 | 2020-07-29 | 2021-07-29 | ENPHASE | IQ7-60-2-US | Inverters | 0.24 |  | 17 |  |  | 0.96 |  | Other | BEHIND EACH PANEL
NJSTRE1545335125 |  | Transition Incentive Program | MILLVILLE | 8332 | 20 | 5.78 | Residential | Yes | Behind the Meter | Net-metered residential rooftop and canopy |  | ACE | Vision Solar LLC | AC Electric | Accepted | 2020-07-23 | 2020-07-29 | 2021-07-29 | HANWHA Q-CELLS | Q.PEAK DUO-G6 340 | Solar Panels |  | 0.34 | 8 | 179 | 16 |  | Fixed | Roof
NJSTRE1545335125 |  | Transition Incentive Program | MILLVILLE | 8332 | 20 | 5.78 | Residential | Yes | Behind the Meter | Net-metered residential rooftop and canopy |  | ACE | Vision Solar LLC | AC Electric | Accepted | 2020-07-23 | 2020-07-29 | 2021-07-29 | HANWHA Q-CELLS | Q.PEAK DUO-G6 340 | Solar Panels |  | 0.34 | 9 | 89 | 10 |  | Fixed | Roof
NJSTRE1545335130 |  | Transition Incentive Program | Perth Amboy | 8861 | 11 | 6.12 | Residential | No | Behind the Meter | Net-metered residential rooftop and canopy |  | None | Trinity Solar | PSE&G | Accepted | 2020-07-23 | 2020-07-28 | 2021-07-28 | SOLAR EDGE | SE5000H-US | Inverters | 5000 |  | 1 |  |  | 0.97 |  | Outside | SIDE OF HOME
NJSTRE1545335130 |  | Transition Incentive Program | Perth Amboy | 8861 | 11 | 6.12 | Residential | No | Behind the Meter | Net-metered residential rooftop and canopy |  | None | Trinity Solar | PSE&G | Accepted | 2020-07-23 | 2020-07-28 | 2021-07-28 | HANWHA | Q.PEAK DUO BLK-G6 340 | Solar Panels |  | 0.34 | 7 | 22 | 28 |  | Fixed | Roof
NJSTRE1545335130 |  | Transition Incentive Program | Perth Amboy | 8861 | 11 | 6.12 | Residential | No | Behind the Meter | Net-metered residential rooftop and canopy |  | None | Trinity Solar | PSE&G | Accepted | 2020-07-23 | 2020-07-28 | 2021-07-28 | HANWHA | Q.PEAK DUO BLK-G6 340 | Solar Panels |  | 0.34 | 11 | 202 | 28 |  | Fixed | Roof
NJSTRE1545335142 |  | Transition Incentive Program | Trenton | 8638 | 12 | 8.75 | Residential | Yes | Behind the Meter | Net-metered residential rooftop and canopy |  | None | Pro Custom Solar dba Momentum Solar | PSE&G | Accepted | 2020-07-23 | 2020-07-28 | 2021-07-28 | LG ELECTRONICS | LG 350N1C-V5 | Solar Panels |  | 0.35 | 25 | 254 | 14 |  | Fixed | Roof
NJSTRE1545335142 |  | Transition Incentive Program | Trenton | 8638 | 12 | 8.75 | Residential | Yes | Behind the Meter | Net-metered residential rooftop and canopy |  | None | Pro Custom Solar dba Momentum Solar | PSE&G | Accepted | 2020-07-23 | 2020-07-28 | 2021-07-28 | Enphase | IQ7Plus-72-2-US | Inverters | 290 |  | 25 |  |  | 0.97 |  | Outdoor | Roof
NJSTRE1545335172 |  | Transition Incentive Program | Newark | 7104 | 9 | 3.4 | Residential | Yes | Behind the Meter | Net-metered residential rooftop and canopy |  | None | Trinity Solar | PSE&G | Accepted | 2020-07-23 | 2020-07-28 | 2021-07-28 | Solar Edge | SE3000 | Inverters | 3000 |  | 1 |  |  | 0.97 |  | Outside | side of home
NJSTRE1545335172 |  | Transition Incentive Program | Newark | 7104 | 9 | 3.4 | Residential | Yes | Behind the Meter | Net-metered residential rooftop and canopy |  | None | Trinity Solar | PSE&G | Accepted | 2020-07-23 | 2020-07-28 | 2021-07-28 | Hanwha | Q.PEAK DUO BLK-G6 340 | Solar Panels |  | 0.34 | 10 | 202 | 23 |  | Fixed | Roof
NJSTRE1545335175 |  | Transition Incentive Program | Wayne | 7470 | 6 | 8.25 | Residential | Yes | Behind the Meter | Net-metered residential rooftop and canopy |  | None | Sunrun, Inc. | PSE&G | Accepted | 2020-07-23 | 2020-07-28 | 2021-07-28 | Enphase Energy | IQ7-60-x-US (240V) | Inverters | 240 |  | 25 |  |  | 0.96 |  | Outdoor | Rooftop
NJSTRE1545335175 |  | Transition Incentive Program | Wayne | 7470 | 6 | 8.25 | Residential | Yes | Behind the Meter | Net-metered residential rooftop and canopy |  | None | Sunrun, Inc. | PSE&G | Accepted | 2020-07-23 | 2020-07-28 | 2021-07-28 | LG Electronics | LG330N1C-A5 | Solar Panels |  | 0.33 | 8 | 198 | 28 |  | Fixed | Roof
NJSTRE1545335175 |  | Transition Incentive Program | Wayne | 7470 | 6 | 8.25 | Residential | Yes | Behind the Meter | Net-metered residential rooftop and canopy |  | None | Sunrun, Inc. | PSE&G | Accepted | 2020-07-23 | 2020-07-28 | 2021-07-28 | LG Electronics | LG330N1C-A5 | Solar Panels |  | 0.33 | 17 | 108 | 23 |  | Fixed | Roof
NJSTRE1545335189 |  | Transition Incentive Program | Hopewell | 8534 | 12 | 16.32 | Residential | No | Behind the Meter | Net-metered residential rooftop and canopy |  | None | Tesla Energy Operations Inc. | PSE&G | Accepted | 2020-07-23 | 2020-07-28 | 2021-07-28 | SolarEdge Technologies | SE7600H-US [240V] | Inverters | 7600 |  | 2 |  |  | 0.99 |  | Outside | Outside
NJSTRE1545335189 |  | Transition Incentive Program | Hopewell | 8534 | 12 | 16.32 | Residential | No | Behind the Meter | Net-metered residential rooftop and canopy |  | None | Tesla Energy Operations Inc. | PSE&G | Accepted | 2020-07-23 | 2020-07-28 | 2021-07-28 | Hanwha Q-Cells | Q.Peak DUO BLK-G6/SC340 | Solar Panels |  | 0.34 | 5 | 284 | 45 |  | Fixed | Roof
NJSTRE1545335189 |  | Transition Incentive Program | Hopewell | 8534 | 12 | 16.32 | Residential | No | Behind the Meter | Net-metered residential rooftop and canopy |  | None | Tesla Energy Operations Inc. | PSE&G | Accepted | 2020-07-23 | 2020-07-28 | 2021-07-28 | Hanwha Q-Cells | Q.Peak DUO BLK-G6/SC340 | Solar Panels |  | 0.34 | 11 | 194 | 30 |  | Fixed | Roof
NJSTRE1545335189 |  | Transition Incentive Program | Hopewell | 8534 | 12 | 16.32 | Residential | No | Behind the Meter | Net-metered residential rooftop and canopy |  | None | Tesla Energy Operations Inc. | PSE&G | Accepted | 2020-07-23 | 2020-07-28 | 2021-07-28 | Hanwha Q-Cells | Q.Peak DUO BLK-G6/SC340 | Solar Panels |  | 0.34 | 20 | 194 | 37 |  | Fixed | Roof
NJSTRE1545335189 |  | Transition Incentive Program | Hopewell | 8534 | 12 | 16.32 | Residential | No | Behind the Meter | Net-metered residential rooftop and canopy |  | None | Tesla Energy Operations Inc. | PSE&G | Accepted | 2020-07-23 | 2020-07-28 | 2021-07-28 | Hanwha Q-Cells | Q.Peak DUO BLK-G6/SC340 | Solar Panels |  | 0.34 | 12 | 195 | 30 |  | Fixed | Roof
NJSTRE1545335190 |  | Transition Incentive Program | Perth Amboy | 8861 | 11 | 7.48 | Residential | Yes | Behind the Meter | Net-metered residential rooftop and canopy |  | None | Trinity Solar | PSE&G | Accepted | 2020-07-23 | 2020-07-29 | 2021-07-29 | Hanwha | Q.PEAK DUO BLK-G6 340 | Solar Panels |  | 0.34 | 5 | 201 | 32 |  | Fixed | Roof
NJSTRE1545335190 |  | Transition Incentive Program | Perth Amboy | 8861 | 11 | 7.48 | Residential | Yes | Behind the Meter | Net-metered residential rooftop and canopy |  | None | Trinity Solar | PSE&G | Accepted | 2020-07-23 | 2020-07-29 | 2021-07-29 | Hanwha | Q.PEAK DUO BLK-G6 340 | Solar Panels |  | 0.34 | 2 | 111 | 13 |  | Fixed | Roof
NJSTRE1545335190 |  | Transition Incentive Program | Perth Amboy | 8861 | 11 | 7.48 | Residential | Yes | Behind the Meter | Net-metered residential rooftop and canopy |  | None | Trinity Solar | PSE&G | Accepted | 2020-07-23 | 2020-07-29 | 2021-07-29 | Hanwha | Q.PEAK DUO BLK-G6 340 | Solar Panels |  | 0.34 | 15 | 111 | 40 |  | Fixed | Roof
NJSTRE1545335190 |  | Transition Incentive Program | Perth Amboy | 8861 | 11 | 7.48 | Residential | Yes | Behind the Meter | Net-metered residential rooftop and canopy |  | None | Trinity Solar | PSE&G | Accepted | 2020-07-23 | 2020-07-29 | 2021-07-29 | Solar Edge | SE6000 | Inverters | 6000 |  | 1 |  |  | 0.97 |  | Outdoor | side of home
NJSTRE1545335196 |  | Transition Incentive Program | Edison | 8817 | 11 | 14.35 | Residential | Yes | Behind the Meter | Net-metered residential rooftop and canopy |  | None | Pro Custom Solar dba Momentum Solar | PSE&G | Accepted | 2020-07-23 | 2020-07-28 | 2021-07-28 | LG ELECTRONICS | LG 350N1C-V5 | Solar Panels |  | 0.35 | 14 | 82 | 23 |  | Fixed | Roof
NJSTRE1545335196 |  | Transition Incentive Program | Edison | 8817 | 11 | 14.35 | Residential | Yes | Behind the Meter | Net-metered residential rooftop and canopy |  | None | Pro Custom Solar dba Momentum Solar | PSE&G | Accepted | 2020-07-23 | 2020-07-28 | 2021-07-28 | LG ELECTRONICS | LG 350N1C-V5 | Solar Panels |  | 0.35 | 17 | 262 | 24 |  | Fixed | Roof
NJSTRE1545335196 |  | Transition Incentive Program | Edison | 8817 | 11 | 14.35 | Residential | Yes | Behind the Meter | Net-metered residential rooftop and canopy |  | None | Pro Custom Solar dba Momentum Solar | PSE&G | Accepted | 2020-07-23 | 2020-07-28 | 2021-07-28 | Enphase | IQ7Plus-72-2-US | Inverters | 290 |  | 41 |  |  | 0.97 |  | Outdoor | Roof
NJSTRE1545335196 |  | Transition Incentive Program | Edison | 8817 | 11 | 14.35 | Residential | Yes | Behind the Meter | Net-metered residential rooftop and canopy |  | None | Pro Custom Solar dba Momentum Solar | PSE&G | Accepted | 2020-07-23 | 2020-07-28 | 2021-07-28 | LG ELECTRONICS | LG 350N1C-V5 | Solar Panels |  | 0.35 | 10 | 82 | 24 |  | Fixed | Roof
NJSTRE1545335214 |  | Transition Incentive Program | INDIAN MILLS | 8088 | 13 | 10.54 | Residential | Yes | Behind the Meter | Net-metered residential rooftop and canopy |  | ACE2 | Vision Solar LLC | AC Electric | Accepted | 2020-07-23 | 2020-07-28 | 2021-07-28 | ENPHASE | IQ7-60-2-US | Inverters | 0.24 |  | 31 |  |  | 0.96 |  | Other | BEHIND EACH PANEL
NJSTRE1545335214 |  | Transition Incentive Program | INDIAN MILLS | 8088 | 13 | 10.54 | Residential | Yes | Behind the Meter | Net-metered residential rooftop and canopy |  | ACE2 | Vision Solar LLC | AC Electric | Accepted | 2020-07-23 | 2020-07-28 | 2021-07-28 | HANWHA Q-CELLS | Q.PEAK DUO-G6 340 | Solar Panels |  | 0.34 | 31 | 240 | 21 |  | Fixed | Roof
NJSTRE1545335235 |  | Transition Incentive Program | Manville | 8835 | 5 | 8.84 | Residential | Yes | Behind the Meter | Net-metered residential rooftop and canopy |  | None | Trinity Solar | PSE&G | Accepted | 2020-07-23 | 2020-07-28 | 2021-07-28 | Solar Edge | SE7600 | Inverters | 7600 |  | 1 |  |  | 0.97 |  | Outside | side of home
NJSTRE1545335235 |  | Transition Incentive Program | Manville | 8835 | 5 | 8.84 | Residential | Yes | Behind the Meter | Net-metered residential rooftop and canopy |  | None | Trinity Solar | PSE&G | Accepted | 2020-07-23 | 2020-07-28 | 2021-07-28 | Hanwha | Q.PEAK DUO BLK-G6 340 | Solar Panels |  | 0.34 | 10 | 283 | 40 |  | Fixed | Roof
NJSTRE1545335235 |  | Transition Incentive Program | Manville | 8835 | 5 | 8.84 | Residential | Yes | Behind the Meter | Net-metered residential rooftop and canopy |  | None | Trinity Solar | PSE&G | Accepted | 2020-07-23 | 2020-07-28 | 2021-07-28 | Hanwha | Q.PEAK DUO BLK-G6 340 | Solar Panels |  | 0.34 | 9 | 103 | 40 |  | Fixed | Roof
NJSTRE1545335235 |  | Transition Incentive Program | Manville | 8835 | 5 | 8.84 | Residential | Yes | Behind the Meter | Net-metered residential rooftop and canopy |  | None | Trinity Solar | PSE&G | Accepted | 2020-07-23 | 2020-07-28 | 2021-07-28 | Hanwha | Q.PEAK DUO BLK-G6 340 | Solar Panels |  | 0.34 | 7 | 193 | 30 |  | Fixed | Roof
NJSTRE1545335254 |  | Transition Incentive Program | LAWRENCE | 8648 | 12 | 13.26 | Residential | Yes | Behind the Meter | Net-metered residential rooftop and canopy |  | PSEG | Vision Solar LLC | PSE&G | Accepted | 2020-07-23 | 2020-07-28 | 2021-07-28 | HANWHA Q-CELLS | Q.PEAK DUO-G6 340 | Solar Panels |  | 0.34 | 10 | 137 | 26 |  | Fixed | Roof
NJSTRE1545335254 |  | Transition Incentive Program | LAWRENCE | 8648 | 12 | 13.26 | Residential | Yes | Behind the Meter | Net-metered residential rooftop and canopy |  | PSEG | Vision Solar LLC | PSE&G | Accepted | 2020-07-23 | 2020-07-28 | 2021-07-28 | HANWHA Q-CELLS | Q.PEAK DUO-G6 340 | Solar Panels |  | 0.34 | 8 | 47 | 25 |  | Fixed | Roof
NJSTRE1545335254 |  | Transition Incentive Program | LAWRENCE | 8648 | 12 | 13.26 | Residential | Yes | Behind the Meter | Net-metered residential rooftop and canopy |  | PSEG | Vision Solar LLC | PSE&G | Accepted | 2020-07-23 | 2020-07-28 | 2021-07-28 | HANWHA Q-CELLS | Q.PEAK DUO-G6 340 | Solar Panels |  | 0.34 | 10 | 228 | 26 |  | Fixed | Roof
NJSTRE1545335254 |  | Transition Incentive Program | LAWRENCE | 8648 | 12 | 13.26 | Residential | Yes | Behind the Meter | Net-metered residential rooftop and canopy |  | PSEG | Vision Solar LLC | PSE&G | Accepted | 2020-07-23 | 2020-07-28 | 2021-07-28 | HANWHA Q-CELLS | Q.PEAK DUO-G6 340 | Solar Panels |  | 0.34 | 2 | 138 | 26 |  | Fixed | Roof
NJSTRE1545335254 |  | Transition Incentive Program | LAWRENCE | 8648 | 12 | 13.26 | Residential | Yes | Behind the Meter | Net-metered residential rooftop and canopy |  | PSEG | Vision Solar LLC | PSE&G | Accepted | 2020-07-23 | 2020-07-28 | 2021-07-28 | HANWHA Q-CELLS | Q.PEAK DUO-G6 340 | Solar Panels |  | 0.34 | 4 | 317 | 25 |  | Fixed | Roof
NJSTRE1545335254 |  | Transition Incentive Program | LAWRENCE | 8648 | 12 | 13.26 | Residential | Yes | Behind the Meter | Net-metered residential rooftop and canopy |  | PSEG | Vision Solar LLC | PSE&G | Accepted | 2020-07-23 | 2020-07-28 | 2021-07-28 | HANWHA Q-CELLS | Q.PEAK DUO-G6 340 | Solar Panels |  | 0.34 | 5 | 227 | 25 |  | Fixed | Roof
NJSTRE1545335254 |  | Transition Incentive Program | LAWRENCE | 8648 | 12 | 13.26 | Residential | Yes | Behind the Meter | Net-metered residential rooftop and canopy |  | PSEG | Vision Solar LLC | PSE&G | Accepted | 2020-07-23 | 2020-07-28 | 2021-07-28 | ENPHASE | IQ7-60-2-US | Inverters | 0.24 |  | 39 |  |  | 0.96 |  | Other | BEHIND EACH PANEL
NJSTRE1545335258 |  | Transition Incentive Program | Linden | 7036 | 10 | 7.82 | Residential | No | Behind the Meter | Net-metered residential rooftop and canopy |  | PSEG | Maier Solar Engineering dba Solar Me | PSE&G | Accepted | 2020-07-23 | 2020-07-28 | 2021-07-28 | Enphase | IQ7+ | Inverters | 290 |  | 23 |  |  | 0.96 |  | Outdoor | Next to meter
NJSTRE1545335258 |  | Transition Incentive Program | Linden | 7036 | 10 | 7.82 | Residential | No | Behind the Meter | Net-metered residential rooftop and canopy |  | PSEG | Maier Solar Engineering dba Solar Me | PSE&G | Accepted | 2020-07-23 | 2020-07-28 | 2021-07-28 | Hanwha | Q.CELL DUO BLK-G6 340W | Solar Panels |  | 0.34 | 8 | 129 | 20 |  | Fixed | Roof
NJSTRE1545335258 |  | Transition Incentive Program | Linden | 7036 | 10 | 7.82 | Residential | No | Behind the Meter | Net-metered residential rooftop and canopy |  | PSEG | Maier Solar Engineering dba Solar Me | PSE&G | Accepted | 2020-07-23 | 2020-07-28 | 2021-07-28 | Hanwha | Q.CELL DUO BLK-G6 340W | Solar Panels |  | 0.34 | 15 | 219 | 20 |  | Fixed | Roof
NJSTRE1545335295 |  | Transition Incentive Program | Hillsborough | 8844 | 5 | 19.08 | Residential | No | Behind the Meter | Net-metered residential rooftop and canopy |  | None | Green Power Energy | PSE&G | Accepted | 2020-07-23 | 2020-07-28 | 2021-07-28 | LG Electronics | LG360Q1C-V5 | Solar Panels |  | 0.36 | 18 | 210 | 40 |  | Fixed | Roof
NJSTRE1545335295 |  | Transition Incentive Program | Hillsborough | 8844 | 5 | 19.08 | Residential | No | Behind the Meter | Net-metered residential rooftop and canopy |  | None | Green Power Energy | PSE&G | Accepted | 2020-07-23 | 2020-07-28 | 2021-07-28 | LG Electronics | LG360Q1C-V5 | Solar Panels |  | 0.36 | 27 | 300 | 35 |  | Fixed | Roof
NJSTRE1545335295 |  | Transition Incentive Program | Hillsborough | 8844 | 5 | 19.08 | Residential | No | Behind the Meter | Net-metered residential rooftop and canopy |  | None | Green Power Energy | PSE&G | Accepted | 2020-07-23 | 2020-07-28 | 2021-07-28 | Solar Edge | SE7600H-US | Inverters | 7600 |  | 2 |  |  | 0.97 |  | Outside | next to meter
NJSTRE1545335295 |  | Transition Incentive Program | Hillsborough | 8844 | 5 | 19.08 | Residential | No | Behind the Meter | Net-metered residential rooftop and canopy |  | None | Green Power Energy | PSE&G | Accepted | 2020-07-23 | 2020-07-28 | 2021-07-28 | LG Electronics | LG360Q1C-V5 | Solar Panels |  | 0.36 | 5 | 120 | 35 |  | Fixed | Roof
NJSTRE1545335295 |  | Transition Incentive Program | Hillsborough | 8844 | 5 | 19.08 | Residential | No | Behind the Meter | Net-metered residential rooftop and canopy |  | None | Green Power Energy | PSE&G | Accepted | 2020-07-23 | 2020-07-28 | 2021-07-28 | LG Electronics | LG360Q1C-V5 | Solar Panels |  | 0.36 | 3 | 210 | 20 |  | Fixed | Roof
NJSTRE1545335573 |  | Transition Incentive Program | Howell | 7731 | 17 | 12.24 | Residential | No | Behind the Meter | Net-metered residential rooftop and canopy |  | None | Tesla Energy Operations Inc. | JCP&L | Accepted | 2020-07-23 | 2020-07-28 | 2021-07-28 | SolarEdge Technologies | SE11400H-US [240V] | Inverters | 11400 |  | 1 |  |  | 0.99 |  | Outside | Outside
NJSTRE1545335573 |  | Transition Incentive Program | Howell | 7731 | 17 | 12.24 | Residential | No | Behind the Meter | Net-metered residential rooftop and canopy |  | None | Tesla Energy Operations Inc. | JCP&L | Accepted | 2020-07-23 | 2020-07-28 | 2021-07-28 | Hanwha Q-CELLS | Q.Peak DUO BLK-G6+ 340 | Solar Panels |  | 0.34 | 4 | 68 | 40 |  | Fixed | Roof
NJSTRE1545335573 |  | Transition Incentive Program | Howell | 7731 | 17 | 12.24 | Residential | No | Behind the Meter | Net-metered residential rooftop and canopy |  | None | Tesla Energy Operations Inc. | JCP&L | Accepted | 2020-07-23 | 2020-07-28 | 2021-07-28 | Hanwha Q-CELLS | Q.Peak DUO BLK-G6+ 340 | Solar Panels |  | 0.34 | 32 | 248 | 40 |  | Fixed | Roof
NJSTRE1545335659 |  | Transition Incentive Program | New Brunswick | 8901 | 11 | 4.2 | Residential | Yes | Behind the Meter | Net-metered residential rooftop and canopy |  | None | Pro Custom Solar dba Momentum Solar | PSE&G | Accepted | 2020-07-23 | 2020-07-28 | 2021-10-30 | enphase | envoy s cellular | Meters |  |  | 1 |  |  |  | Yes | Outdoor
NJSTRE1545335659 |  | Transition Incentive Program | New Brunswick | 8901 | 11 | 4.2 | Residential | Yes | Behind the Meter | Net-metered residential rooftop and canopy |  | None | Pro Custom Solar dba Momentum Solar | PSE&G | Accepted | 2020-07-23 | 2020-07-28 | 2021-10-30 | Enphase | IQ7Plus-72-2-US | Inverters | 290 |  | 12 |  |  | 0.97 |  | Outdoor | Roof
NJSTRE1545335659 |  | Transition Incentive Program | New Brunswick | 8901 | 11 | 4.2 | Residential | Yes | Behind the Meter | Net-metered residential rooftop and canopy |  | None | Pro Custom Solar dba Momentum Solar | PSE&G | Accepted | 2020-07-23 | 2020-07-28 | 2021-10-30 | LG ELECTRONICS | LG 350N1C-V5 | Solar Panels |  | 0.35 | 6 | 260 | 13 |  | Fixed | Roof
NJSTRE1545335659 |  | Transition Incentive Program | New Brunswick | 8901 | 11 | 4.2 | Residential | Yes | Behind the Meter | Net-metered residential rooftop and canopy |  | None | Pro Custom Solar dba Momentum Solar | PSE&G | Accepted | 2020-07-23 | 2020-07-28 | 2021-10-30 | LG ELECTRONICS | LG 350N1C-V5 | Solar Panels |  | 0.35 | 6 | 260 | 13 |  | Fixed | Roof
NJSTRE1545335695 |  | Transition Incentive Program | Princeton | 8540 | 12 | 24.75 | Residential | No | Behind the Meter | Net-metered residential rooftop and canopy |  | None | Green Power Energy | PSE&G | Accepted | 2020-07-24 | 2020-07-28 | 2021-07-28 | LG Electronics | LG375N1C-V5 | Solar Panels |  | 0.375 | 27 | 270 | 7 |  | Fixed | Roof
NJSTRE1545335695 |  | Transition Incentive Program | Princeton | 8540 | 12 | 24.75 | Residential | No | Behind the Meter | Net-metered residential rooftop and canopy |  | None | Green Power Energy | PSE&G | Accepted | 2020-07-24 | 2020-07-28 | 2021-07-28 | LG Electronics | LG375N1C-V5 | Solar Panels |  | 0.375 | 8 | 90 | 7 |  | Fixed | Roof
NJSTRE1545335695 |  | Transition Incentive Program | Princeton | 8540 | 12 | 24.75 | Residential | No | Behind the Meter | Net-metered residential rooftop and canopy |  | None | Green Power Energy | PSE&G | Accepted | 2020-07-24 | 2020-07-28 | 2021-07-28 | LG Electronics | LG375N1C-V5 | Solar Panels |  | 0.375 | 5 | 180 | 50 |  | Fixed | Roof
NJSTRE1545335695 |  | Transition Incentive Program | Princeton | 8540 | 12 | 24.75 | Residential | No | Behind the Meter | Net-metered residential rooftop and canopy |  | None | Green Power Energy | PSE&G | Accepted | 2020-07-24 | 2020-07-28 | 2021-07-28 | LG Electronics | LG375N1C-V5 | Solar Panels |  | 0.375 | 13 | 270 | 7 |  | Fixed | Roof
NJSTRE1545335695 |  | Transition Incentive Program | Princeton | 8540 | 12 | 24.75 | Residential | No | Behind the Meter | Net-metered residential rooftop and canopy |  | None | Green Power Energy | PSE&G | Accepted | 2020-07-24 | 2020-07-28 | 2021-07-28 | LG Electronics | LG375N1C-V5 | Solar Panels |  | 0.375 | 13 | 180 | 10 |  | Fixed | Roof
NJSTRE1545335695 |  | Transition Incentive Program | Princeton | 8540 | 12 | 24.75 | Residential | No | Behind the Meter | Net-metered residential rooftop and canopy |  | None | Green Power Energy | PSE&G | Accepted | 2020-07-24 | 2020-07-28 | 2021-07-28 | Enphase Energy | IQ7PLUS-72-2-US | Inverters | 290 |  | 65 |  |  | 0.975 |  | Outside | next to meter
NJSTRE1545335700 |  | Transition Incentive Program | Camden | 8105 | 14 | 6.5 | Residential | Yes | Behind the Meter | Net-metered residential rooftop and canopy |  | None | Vivint Solar Developer, LLC | PSE&G | Accepted | 2020-07-23 | 2020-07-28 | 2021-07-28 | JINKO SOLAR | JKM325M-60HL | Solar Panels |  | 0.325 | 8 | 30 | 37 |  | Fixed | Roof
NJSTRE1545335700 |  | Transition Incentive Program | Camden | 8105 | 14 | 6.5 | Residential | Yes | Behind the Meter | Net-metered residential rooftop and canopy |  | None | Vivint Solar Developer, LLC | PSE&G | Accepted | 2020-07-23 | 2020-07-28 | 2021-07-28 | JINKO SOLAR | JKM325M-60HL | Solar Panels |  | 0.325 | 8 | 210 | 37 |  | Fixed | Roof
NJSTRE1545335700 |  | Transition Incentive Program | Camden | 8105 | 14 | 6.5 | Residential | Yes | Behind the Meter | Net-metered residential rooftop and canopy |  | None | Vivint Solar Developer, LLC | PSE&G | Accepted | 2020-07-23 | 2020-07-28 | 2021-07-28 | Solar Edge | SE7600H-US | Inverters | 7600 |  | 1 |  |  | 0.992 |  | Outdoor | Near the Utility Meter
NJSTRE1545335700 |  | Transition Incentive Program | Camden | 8105 | 14 | 6.5 | Residential | Yes | Behind the Meter | Net-metered residential rooftop and canopy |  | None | Vivint Solar Developer, LLC | PSE&G | Accepted | 2020-07-23 | 2020-07-28 | 2021-07-28 | JINKO SOLAR | JKM325M-60HL | Solar Panels |  | 0.325 | 4 | 120 | 37 |  | Fixed | Roof
NJSTRE1545335704 |  | Transition Incentive Program | Woodbridge Township | 7095 | 11 | 8.5 | Residential | Yes | Behind the Meter | Net-metered residential rooftop and canopy |  | None |  | PSE&G | Accepted | 2020-07-23 | 2020-07-28 | 2021-07-28 | SunPower | SPR-E20-327-E-AC | Solar Panels |  | 0.327 | 14 | 59 | 40 |  | Fixed | Roof
NJSTRE1545335704 |  | Transition Incentive Program | Woodbridge Township | 7095 | 11 | 8.5 | Residential | Yes | Behind the Meter | Net-metered residential rooftop and canopy |  | None |  | PSE&G | Accepted | 2020-07-23 | 2020-07-28 | 2021-07-28 | SunPower | SPR-E20-327-E-AC | Solar Panels |  | 0.327 | 12 | 239 | 40 |  | Fixed | Roof
NJSTRE1545335704 |  | Transition Incentive Program | Woodbridge Township | 7095 | 11 | 8.5 | Residential | Yes | Behind the Meter | Net-metered residential rooftop and canopy |  | None |  | PSE&G | Accepted | 2020-07-23 | 2020-07-28 | 2021-07-28 | Enphase Energy | IQ7XS-96-ACM-US | Inverters | 315 |  | 26 |  |  | 0.975 |  | Outdoor | At each panel
NJSTRE1545335722 |  | Transition Incentive Program | STEWARTSVILLE | 8886 | 2 | 7 | Residential | No | Behind the Meter | Net-metered residential rooftop and canopy |  | None | Pro Custom Solar dba Momentum Solar | JCP&L | Accepted | 2020-07-23 | 2020-07-28 | 2021-07-28 | Enphase | IQ7Plus-72-2-US | Inverters | 290 |  | 20 |  |  | 0.97 |  | Outdoor | Roof
NJSTRE1545335722 |  | Transition Incentive Program | STEWARTSVILLE | 8886 | 2 | 7 | Residential | No | Behind the Meter | Net-metered residential rooftop and canopy |  | None | Pro Custom Solar dba Momentum Solar | JCP&L | Accepted | 2020-07-23 | 2020-07-28 | 2021-07-28 | LG ELECTRONICS | LG 350N1C-V5 | Solar Panels |  | 0.35 | 7 | 173 | 40 |  | Fixed | Roof
NJSTRE1545335722 |  | Transition Incentive Program | STEWARTSVILLE | 8886 | 2 | 7 | Residential | No | Behind the Meter | Net-metered residential rooftop and canopy |  | None | Pro Custom Solar dba Momentum Solar | JCP&L | Accepted | 2020-07-23 | 2020-07-28 | 2021-07-28 | LG ELECTRONICS | LG 350N1C-V5 | Solar Panels |  | 0.35 | 5 | 174 | 40 |  | Fixed | Roof
NJSTRE1545335722 |  | Transition Incentive Program | STEWARTSVILLE | 8886 | 2 | 7 | Residential | No | Behind the Meter | Net-metered residential rooftop and canopy |  | None | Pro Custom Solar dba Momentum Solar | JCP&L | Accepted | 2020-07-23 | 2020-07-28 | 2021-07-28 | LG ELECTRONICS | LG 350N1C-V5 | Solar Panels |  | 0.35 | 8 | 263 | 40 |  | Fixed | Roof
NJSTRE1545335727 |  | Transition Incentive Program | Windsor Township | 8550 | 12 | 12.87 | Residential | No | Behind the Meter | Net-metered residential rooftop and canopy |  | None | Sunrun Installation Services, Inc. | PSE&G | Accepted | 2020-07-23 | 2020-07-28 | 2021-07-28 | Enphase Energy | IQ7-60-x-US (240V) | Inverters | 240 |  | 39 |  |  | 0.96 |  | Outdoor | Rooftop
NJSTRE1545335727 |  | Transition Incentive Program | Windsor Township | 8550 | 12 | 12.87 | Residential | No | Behind the Meter | Net-metered residential rooftop and canopy |  | None | Sunrun Installation Services, Inc. | PSE&G | Accepted | 2020-07-23 | 2020-07-28 | 2021-07-28 | LG Electronics | LG330N1C-A5 | Solar Panels |  | 0.33 | 39 | 235 | 23 |  | Fixed | Roof
NJSTRE1545336655 |  | Transition Incentive Program | GALLOWAY | 8205 | 19 | 3.25 | Residential | Yes | Behind the Meter | Net-metered residential rooftop and canopy |  | None | Vivint Solar Developer, LLC | AC Electric | Accepted | 2020-07-23 | 2020-07-28 | 2021-07-28 | Solar Edge | SE3800H-US | Inverters | 3800 |  | 1 |  |  | 0.992 |  | Outdoor | Near the Utility Meter
NJSTRE1545336655 |  | Transition Incentive Program | GALLOWAY | 8205 | 19 | 3.25 | Residential | Yes | Behind the Meter | Net-metered residential rooftop and canopy |  | None | Vivint Solar Developer, LLC | AC Electric | Accepted | 2020-07-23 | 2020-07-28 | 2021-07-28 | JINKO SOLAR | JKM325M-60HBL | Solar Panels |  | 0.325 | 10 | 11 | 22 |  | Fixed | Roof
NJSTRE1545336680 | NJSRRE1544857472 | Transition Incentive Program | Robbinsville Township | 8691 | 12 | 2101.23 | Commercial | Yes | Behind the Meter | Net-metered non-residential rooftop and canopy |  | None | Borrego Solar Systems Inc | JCP&L | Accepted | 2020-04-18 | 2020-04-27 | 2021-10-30 | Chint | CPS SCH 25ktl ΓÇô do/us ΓÇô 600 | Inverters | 125000 |  | 4 |  |  | 0.985 |  | Outdoor | on posts at groundmount
NJSTRE1545336680 | NJSRRE1544857472 | Transition Incentive Program | Robbinsville Township | 8691 | 12 | 2101.23 | Commercial | Yes | Behind the Meter | Net-metered non-residential rooftop and canopy |  | None | Borrego Solar Systems Inc | JCP&L | Accepted | 2020-04-18 | 2020-04-27 | 2021-10-30 | Chint | CPS SCH 25ktl ΓÇô do/us ΓÇô 600 | Inverters | 125000 |  | 6 |  |  | 0.985 |  | Outdoor | on posts at groundmount
NJSTRE1545336680 | NJSRRE1544857472 | Transition Incentive Program | Robbinsville Township | 8691 | 12 | 2101.23 | Commercial | Yes | Behind the Meter | Net-metered non-residential rooftop and canopy |  | None | Borrego Solar Systems Inc | JCP&L | Accepted | 2020-04-18 | 2020-04-27 | 2021-10-30 | Chint | CPS SCH 25ktl ΓÇô do/us ΓÇô 600 | Inverters | 125000 |  | 6 |  |  | 0.985 |  | Outdoor | on posts at groundmount
NJSTRE1545336680 | NJSRRE1544857472 | Transition Incentive Program | Robbinsville Township | 8691 | 12 | 2101.23 | Commercial | Yes | Behind the Meter | Net-metered non-residential rooftop and canopy |  | None | Borrego Solar Systems Inc | JCP&L | Accepted | 2020-04-18 | 2020-04-27 | 2021-10-30 | Chint | CPS-SCA50-60KTL-DO-US-480 | Inverters | 60000 |  | 6 |  |  | 0.985 |  | Outdoor | Roof
NJSTRE1545336680 | NJSRRE1544857472 | Transition Incentive Program | Robbinsville Township | 8691 | 12 | 2101.23 | Commercial | Yes | Behind the Meter | Net-metered non-residential rooftop and canopy |  | None | Borrego Solar Systems Inc | JCP&L | Accepted | 2020-04-18 | 2020-04-27 | 2021-10-30 | Chint | CPS-SCA50-60KTL-DO-US-480 | Inverters | 125000 |  | 6 |  |  | 0.985 |  | Outdoor | on posts at groundmount
NJSTRE1545336680 | NJSRRE1544857472 | Transition Incentive Program | Robbinsville Township | 8691 | 12 | 2101.23 | Commercial | Yes | Behind the Meter | Net-metered non-residential rooftop and canopy |  | None | Borrego Solar Systems Inc | JCP&L | Accepted | 2020-04-18 | 2020-04-27 | 2021-10-30 | ET Solar | ET-M672370WW | Solar Panels |  | 0.37 | 5679 | landscape | 10 |  | Fixed | Roof
NJSTRE1545340080 |  | Transition Incentive Program | Turnersville | 8012 | 14 | 11.34 | Residential | No | Behind the Meter | Net-metered residential rooftop and canopy |  | None | Suntuity Solar LLC | AC Electric | Accepted | 2020-07-24 | 2020-07-29 | 2021-07-29 | Enphase Energy | IQ7-60-2-US | Inverters | 240 |  | 36 |  |  | 0.97 |  | Outdoor | Behind the PV Modules
NJSTRE1545340080 |  | Transition Incentive Program | Turnersville | 8012 | 14 | 11.34 | Residential | No | Behind the Meter | Net-metered residential rooftop and canopy |  | None | Suntuity Solar LLC | AC Electric | Accepted | 2020-07-24 | 2020-07-29 | 2021-07-29 | Longi | LR6-60HPB-315M | Solar Panels |  | 0.315 | 18 | 117 | 22 |  | Fixed | Roof
NJSTRE1545340080 |  | Transition Incentive Program | Turnersville | 8012 | 14 | 11.34 | Residential | No | Behind the Meter | Net-metered residential rooftop and canopy |  | None | Suntuity Solar LLC | AC Electric | Accepted | 2020-07-24 | 2020-07-29 | 2021-07-29 | Longi | LR6-60HPB-315M | Solar Panels |  | 0.315 | 12 | 207 | 22 |  | Fixed | Roof
NJSTRE1545340080 |  | Transition Incentive Program | Turnersville | 8012 | 14 | 11.34 | Residential | No | Behind the Meter | Net-metered residential rooftop and canopy |  | None | Suntuity Solar LLC | AC Electric | Accepted | 2020-07-24 | 2020-07-29 | 2021-07-29 | Longi | LR6-60HPB-315M | Solar Panels |  | 0.315 | 6 | 27 | 22 |  | Fixed | Roof
NJSTRE1545340081 |  | Transition Incentive Program | Barnegat | 8005 | 18 | 7.56 | Residential | No | Behind the Meter | Net-metered residential rooftop and canopy |  | None | Suntuity Solar LLC | AC Electric | Accepted | 2020-07-24 | 2020-07-28 | 2021-07-28 | Enphase Energy | IQ7-60-2-US | Inverters | 240 |  | 24 |  |  | 0.97 |  | Outdoor | Behind the PV Modules
NJSTRE1545340081 |  | Transition Incentive Program | Barnegat | 8005 | 18 | 7.56 | Residential | No | Behind the Meter | Net-metered residential rooftop and canopy |  | None | Suntuity Solar LLC | AC Electric | Accepted | 2020-07-24 | 2020-07-28 | 2021-07-28 | Longi | LR6-60HPB-315M | Solar Panels |  | 0.315 | 6 | 248 | 22 |  | Fixed | Roof
NJSTRE1545340081 |  | Transition Incentive Program | Barnegat | 8005 | 18 | 7.56 | Residential | No | Behind the Meter | Net-metered residential rooftop and canopy |  | None | Suntuity Solar LLC | AC Electric | Accepted | 2020-07-24 | 2020-07-28 | 2021-07-28 | Longi | LR6-60HPB-315M | Solar Panels |  | 0.315 | 4 | 338 | 20 |  | Fixed | Roof
NJSTRE1545340081 |  | Transition Incentive Program | Barnegat | 8005 | 18 | 7.56 | Residential | No | Behind the Meter | Net-metered residential rooftop and canopy |  | None | Suntuity Solar LLC | AC Electric | Accepted | 2020-07-24 | 2020-07-28 | 2021-07-28 | Longi | LR6-60HPB-315M | Solar Panels |  | 0.315 | 4 | 158 | 20 |  | Fixed | Roof
NJSTRE1545340081 |  | Transition Incentive Program | Barnegat | 8005 | 18 | 7.56 | Residential | No | Behind the Meter | Net-metered residential rooftop and canopy |  | None | Suntuity Solar LLC | AC Electric | Accepted | 2020-07-24 | 2020-07-28 | 2021-07-28 | Longi | LR6-60HPB-315M | Solar Panels |  | 0.315 | 10 | 68 | 22 |  | Fixed | Roof
NJSTRE1545340082 |  | Transition Incentive Program | BAYVILLE | 8721 | 18 | 5.04 | Residential | No | Behind the Meter | Net-metered residential rooftop and canopy |  | None | Suntuity Solar LLC | JCP&L | Accepted | 2020-07-24 | 2020-07-28 | 2021-07-28 | Enphase Energy | IQ7-60-2-US | Inverters | 240 |  | 16 |  |  | 0.97 |  | Outdoor | Behind the PV Modules
NJSTRE1545340082 |  | Transition Incentive Program | BAYVILLE | 8721 | 18 | 5.04 | Residential | No | Behind the Meter | Net-metered residential rooftop and canopy |  | None | Suntuity Solar LLC | JCP&L | Accepted | 2020-07-24 | 2020-07-28 | 2021-07-28 | Longi | LR6-60HPB-315M | Solar Panels |  | 0.315 | 16 | 97 | 37 |  | Fixed | Roof
NJSTRE1545340096 |  | Transition Incentive Program | Rockaway | 7866 | 3 | 9.6 | Residential | No | Behind the Meter | Net-metered residential rooftop and canopy |  | None | Posigen NJ LLC | JCP&L | Accepted | 2020-07-24 | 2020-07-28 | 2021-07-28 | SolarEdge | SE10000H-US | Inverters | 10000 |  | 1 |  |  | 0.99 |  | Outside | within ten feet of meter
NJSTRE1545340096 |  | Transition Incentive Program | Rockaway | 7866 | 3 | 9.6 | Residential | No | Behind the Meter | Net-metered residential rooftop and canopy |  | None | Posigen NJ LLC | JCP&L | Accepted | 2020-07-24 | 2020-07-28 | 2021-07-28 | Hanwha Q-Cells | Q.PEAK DUO-G5 320 | Solar Panels |  | 0.32 | 30 | 226 | 19 |  | Fixed | Roof
NJSTRE1545340099 |  | Transition Incentive Program | Washington | 7882 | 2 | 5.12 | Residential | No | Behind the Meter | Net-metered residential rooftop and canopy |  | None | Posigen NJ LLC | JCP&L | Accepted | 2020-07-24 | 2020-07-28 | 2021-07-28 | Hanwha Q-Cells | Q.PEAK DUO-G5 320 | Solar Panels |  | 0.32 | 16 | 128 | 26 |  | Fixed | Roof
NJSTRE1545340099 |  | Transition Incentive Program | Washington | 7882 | 2 | 5.12 | Residential | No | Behind the Meter | Net-metered residential rooftop and canopy |  | None | Posigen NJ LLC | JCP&L | Accepted | 2020-07-24 | 2020-07-28 | 2021-07-28 | SolarEdge | SE5000H-US | Inverters | 5000 |  | 1 |  |  | 0.99 |  | Outside | within ten feet of meter
NJSTRE1545340121 |  | Transition Incentive Program | Ewing | 8638 | 12 | 7.04 | Residential | No | Behind the Meter | Net-metered residential rooftop and canopy |  | None | Posigen NJ LLC | PSE&G | Accepted | 2020-07-24 | 2020-07-28 | 2021-07-28 | SolarEdge | SE7600H-US | Inverters | 7600 |  | 1 |  |  | 0.99 |  | Outside | within ten feet of meter
NJSTRE1545340121 |  | Transition Incentive Program | Ewing | 8638 | 12 | 7.04 | Residential | No | Behind the Meter | Net-metered residential rooftop and canopy |  | None | Posigen NJ LLC | PSE&G | Accepted | 2020-07-24 | 2020-07-28 | 2021-07-28 | Hanwha Q-Cells | Q.PEAK DUO-G5 320 | Solar Panels |  | 0.32 | 22 | 218 | 20 |  | Fixed | Roof
NJSTRE1545340131 |  | Transition Incentive Program | GLOUCESTER TWP | 8083 | 14 | 11.66 | Residential | Yes | Behind the Meter | Net-metered residential rooftop and canopy |  | None | Suntuity Solar LLC | PSE&G | Accepted | 2020-07-24 | 2020-07-28 | 2021-07-28 | Enphase Energy | IQ7-60-2-US | Inverters | 240 |  | 37 |  |  | 0.97 |  | Outdoor | Behind the PV Modules
NJSTRE1545340131 |  | Transition Incentive Program | GLOUCESTER TWP | 8083 | 14 | 11.66 | Residential | Yes | Behind the Meter | Net-metered residential rooftop and canopy |  | None | Suntuity Solar LLC | PSE&G | Accepted | 2020-07-24 | 2020-07-28 | 2021-07-28 | Longi | LR6-60HPB-315M | Solar Panels |  | 0.315 | 17 | 286 | 26 |  | Fixed | Roof
NJSTRE1545340131 |  | Transition Incentive Program | GLOUCESTER TWP | 8083 | 14 | 11.66 | Residential | Yes | Behind the Meter | Net-metered residential rooftop and canopy |  | None | Suntuity Solar LLC | PSE&G | Accepted | 2020-07-24 | 2020-07-28 | 2021-07-28 | Longi | LR6-60HPB-315M | Solar Panels |  | 0.315 | 20 | 106 | 26 |  | Fixed | Roof
NJSTRE1545340138 |  | Transition Incentive Program | Millville | 8332 | 20 | 7.14 | Residential | No | Behind the Meter | Net-metered residential rooftop and canopy |  | ACE2 | Maier Solar Engineering dba Solar Me | AC Electric | Accepted | 2020-07-24 | 2020-07-28 | 2021-07-28 | Enphase | IQ7+ | Inverters | 290 |  | 21 |  |  | 0.96 |  | Outdoor | Next to meter
NJSTRE1545340138 |  | Transition Incentive Program | Millville | 8332 | 20 | 7.14 | Residential | No | Behind the Meter | Net-metered residential rooftop and canopy |  | ACE2 | Maier Solar Engineering dba Solar Me | AC Electric | Accepted | 2020-07-24 | 2020-07-28 | 2021-07-28 | Hanwha | Q.CELLS DUO BLK-340W | Solar Panels |  | 0.34 | 21 | 122 | 10 |  | Fixed | Roof
NJSTRE1545340156 |  | Transition Incentive Program | FARMINGDALE | 7727 | 17 | 2.93 | Residential | Yes | Behind the Meter | Net-metered residential rooftop and canopy |  | None | Vivint Solar Developer, LLC | JCP&L | Accepted | 2020-07-24 | 2020-07-28 | 2021-07-28 | JINKO SOLAR | JKM325M-60HBL | Solar Panels |  | 0.325 | 9 | 317 | 32 |  | Fixed | Roof
NJSTRE1545340156 |  | Transition Incentive Program | FARMINGDALE | 7727 | 17 | 2.93 | Residential | Yes | Behind the Meter | Net-metered residential rooftop and canopy |  | None | Vivint Solar Developer, LLC | JCP&L | Accepted | 2020-07-24 | 2020-07-28 | 2021-07-28 | Solar Edge | SE3800H-US | Inverters | 3800 |  | 1 |  |  | 0.992 |  | Outdoor | Near the Utility Meter
NJSTRE1545340204 |  | Transition Incentive Program | BROWNS MILLS | 8015 | 13 | 8.51 | Residential | Yes | Behind the Meter | Net-metered residential rooftop and canopy |  | None | Vision Solar LLC | JCP&L | Accepted | 2020-07-24 | 2020-08-18 | 2021-10-30 | HANWHA Q-CELLS | Q.PEAK DUO-G5 315 | Solar Panels |  | 0.315 | 14 | 166 | 24 |  | Fixed | Roof
NJSTRE1545340204 |  | Transition Incentive Program | BROWNS MILLS | 8015 | 13 | 8.51 | Residential | Yes | Behind the Meter | Net-metered residential rooftop and canopy |  | None | Vision Solar LLC | JCP&L | Accepted | 2020-07-24 | 2020-08-18 | 2021-10-30 | ENPHASE | IQ7-60-2-US | Inverters | 0.24 |  | 27 |  |  | 0.96 |  | Other | BEHIND EACH PANEL
NJSTRE1545340204 |  | Transition Incentive Program | BROWNS MILLS | 8015 | 13 | 8.51 | Residential | Yes | Behind the Meter | Net-metered residential rooftop and canopy |  | None | Vision Solar LLC | JCP&L | Accepted | 2020-07-24 | 2020-08-18 | 2021-10-30 | HANWHA Q-CELLS | Q.PEAK DUO-G5 315 | Solar Panels |  | 0.315 | 13 | 346 | 21 |  | Fixed | Roof
NJSTRE1545340225 |  | Transition Incentive Program | Pennsauken | 8110 | 14 | 3.84 | Residential | No | Behind the Meter | Net-metered residential rooftop and canopy |  | None | Posigen NJ LLC | PSE&G | Accepted | 2020-07-24 | 2020-07-29 | 2021-07-29 | Hanwha Q-Cells | Q.PEAK DUO-G5 320 | Solar Panels |  | 0.32 | 12 | 0 | 1 |  | Fixed | Roof
NJSTRE1545340225 |  | Transition Incentive Program | Pennsauken | 8110 | 14 | 3.84 | Residential | No | Behind the Meter | Net-metered residential rooftop and canopy |  | None | Posigen NJ LLC | PSE&G | Accepted | 2020-07-24 | 2020-07-29 | 2021-07-29 | SolarEdge | SE3800-US | Inverters | 3800 |  | 1 |  |  | 0.99 |  | Outside | within ten feet of meter
NJSTRE1545340244 |  | Transition Incentive Program | South Orange | 7079 | 9 | 9.6 | Residential | No | Behind the Meter | Net-metered residential rooftop and canopy |  | None | Posigen NJ LLC | PSE&G | Accepted | 2020-07-24 | 2020-07-29 | 2021-07-29 | SolarEdge | SE10000H-US | Inverters | 10000 |  | 1 |  |  | 0.99 |  | Outside | within ten feet of meter
NJSTRE1545340244 |  | Transition Incentive Program | South Orange | 7079 | 9 | 9.6 | Residential | No | Behind the Meter | Net-metered residential rooftop and canopy |  | None | Posigen NJ LLC | PSE&G | Accepted | 2020-07-24 | 2020-07-29 | 2021-07-29 | Hanwha Q-Cells | Q.PEAK DUO-G5 320 | Solar Panels |  | 0.32 | 30 | 131,232,41 | 25 |  | Fixed | Roof
NJSTRE1545340252 |  | Transition Incentive Program | WILLINGBORO | 8046 | 13 | 4.69 | Residential | Yes | Behind the Meter | Net-metered residential rooftop and canopy |  | None | Vision Solar LLC | PSE&G | Accepted | 2020-07-24 | 2020-08-18 | 2021-10-30 | ENPHASE | IQ7-60-2-US | Inverters | 0.24 |  | 14 |  |  | 0.96 |  | Other | BEHIND EACH PANEL
NJSTRE1545340252 |  | Transition Incentive Program | WILLINGBORO | 8046 | 13 | 4.69 | Residential | Yes | Behind the Meter | Net-metered residential rooftop and canopy |  | None | Vision Solar LLC | PSE&G | Accepted | 2020-07-24 | 2020-08-18 | 2021-10-30 | LG SOLAR | LG335N1K-V5 | Solar Panels |  | 0.335 | 14 | 172 | 19 |  | Fixed | Roof
NJSTRE1545340268 |  | Transition Incentive Program | TURNERVILLE | 8012 | 14 | 7.04 | Residential | Yes | Behind the Meter | Net-metered residential rooftop and canopy |  | ACE | Vision Solar LLC | AC Electric | Accepted | 2020-07-24 | 2020-07-29 | 2021-07-29 | ENPHASE | IQ7-60-2-US | Inverters | 0.24 |  | 21 |  |  | 0.96 |  | Other | BEHIND EACH PANEL
NJSTRE1545340268 |  | Transition Incentive Program | TURNERVILLE | 8012 | 14 | 7.04 | Residential | Yes | Behind the Meter | Net-metered residential rooftop and canopy |  | ACE | Vision Solar LLC | AC Electric | Accepted | 2020-07-24 | 2020-07-29 | 2021-07-29 | LG SOLAR | LG335N1K-V5 | Solar Panels |  | 0.335 | 6 | 125 | 23 |  | Fixed | Roof
NJSTRE1545340268 |  | Transition Incentive Program | TURNERVILLE | 8012 | 14 | 7.04 | Residential | Yes | Behind the Meter | Net-metered residential rooftop and canopy |  | ACE | Vision Solar LLC | AC Electric | Accepted | 2020-07-24 | 2020-07-29 | 2021-07-29 | LG SOLAR | LG335N1K-V5 | Solar Panels |  | 0.335 | 3 | 125 | 24 |  | Fixed | Roof
NJSTRE1545340268 |  | Transition Incentive Program | TURNERVILLE | 8012 | 14 | 7.04 | Residential | Yes | Behind the Meter | Net-metered residential rooftop and canopy |  | ACE | Vision Solar LLC | AC Electric | Accepted | 2020-07-24 | 2020-07-29 | 2021-07-29 | LG SOLAR | LG335N1K-V5 | Solar Panels |  | 0.335 | 12 | 126 | 23 |  | Fixed | Roof
NJSTRE1545340338 |  | Transition Incentive Program | Jefferson | 7849 | 3 | 3.66 | Residential | No | Behind the Meter | Net-metered residential rooftop and canopy |  | None | Sunrun Installation Services, Inc. | JCP&L | Accepted | 2020-07-24 | 2020-07-29 | 2021-07-29 | Delta Electronics | M4-TL-US | Inverters | 3840 |  | 1 |  |  | 0.96 |  | Outdoor | Next To Meter
NJSTRE1545340338 |  | Transition Incentive Program | Jefferson | 7849 | 3 | 3.66 | Residential | No | Behind the Meter | Net-metered residential rooftop and canopy |  | None | Sunrun Installation Services, Inc. | JCP&L | Accepted | 2020-07-24 | 2020-07-29 | 2021-07-29 | LONGi Green Energy Technology Co Ltd | LR6-60HPB-305M | Solar Panels |  | 0.305 | 12 | 146 | 23 |  | Fixed | Roof
NJSTRE1545340346 |  | Transition Incentive Program | Lodi | 7644 | 7 | 10.73 | Residential | Yes | Behind the Meter | Net-metered residential rooftop and canopy |  | None | Vivint Solar Developer, LLC | PSE&G | Accepted | 2020-07-24 | 2020-08-07 | 2021-10-30 | Solar Edge | SE7600H-US | Inverters | 7600 |  | 1 |  |  | 0.992 |  | Outdoor | Near the Utility Meter
NJSTRE1545340346 |  | Transition Incentive Program | Lodi | 7644 | 7 | 10.73 | Residential | Yes | Behind the Meter | Net-metered residential rooftop and canopy |  | None | Vivint Solar Developer, LLC | PSE&G | Accepted | 2020-07-24 | 2020-08-07 | 2021-10-30 | JINKO SOLAR | JKM325M-60HBL | Solar Panels |  | 0.325 | 4 | 78 | 11 |  | Fixed | Roof
NJSTRE1545340346 |  | Transition Incentive Program | Lodi | 7644 | 7 | 10.73 | Residential | Yes | Behind the Meter | Net-metered residential rooftop and canopy |  | None | Vivint Solar Developer, LLC | PSE&G | Accepted | 2020-07-24 | 2020-08-07 | 2021-10-30 | JINKO SOLAR | JKM325M-60HBL | Solar Panels |  | 0.325 | 16 | 258 | 16 |  | Fixed | Roof
NJSTRE1545340346 |  | Transition Incentive Program | Lodi | 7644 | 7 | 10.73 | Residential | Yes | Behind the Meter | Net-metered residential rooftop and canopy |  | None | Vivint Solar Developer, LLC | PSE&G | Accepted | 2020-07-24 | 2020-08-07 | 2021-10-30 | JINKO SOLAR | JKM325M-60HBL | Solar Panels |  | 0.325 | 13 | 78 | 16 |  | Fixed | Roof
NJSTRE1545340628 |  | Transition Incentive Program | Roxbury Township | 7850 | 3 | 11.55 | Residential | Yes | Behind the Meter | Net-metered residential rooftop and canopy |  | None | Sunrun Installation Services, Inc. | PSE&G | Accepted | 2020-07-24 | 2020-07-29 | 2021-07-29 | LG Electronics | LG330N1C-A5 | Solar Panels |  | 0.33 | 11 | 243 | 9 |  | Fixed | Roof
NJSTRE1545340628 |  | Transition Incentive Program | Roxbury Township | 7850 | 3 | 11.55 | Residential | Yes | Behind the Meter | Net-metered residential rooftop and canopy |  | None | Sunrun Installation Services, Inc. | PSE&G | Accepted | 2020-07-24 | 2020-07-29 | 2021-07-29 | LG Electronics | LG330N1C-A5 | Solar Panels |  | 0.33 | 7 | 64 | 14 |  | Fixed | Roof
NJSTRE1545340628 |  | Transition Incentive Program | Roxbury Township | 7850 | 3 | 11.55 | Residential | Yes | Behind the Meter | Net-metered residential rooftop and canopy |  | None | Sunrun Installation Services, Inc. | PSE&G | Accepted | 2020-07-24 | 2020-07-29 | 2021-07-29 | LG Electronics | LG330N1C-A5 | Solar Panels |  | 0.33 | 8 | 64 | 14 |  | Fixed | Roof
NJSTRE1545340628 |  | Transition Incentive Program | Roxbury Township | 7850 | 3 | 11.55 | Residential | Yes | Behind the Meter | Net-metered residential rooftop and canopy |  | None | Sunrun Installation Services, Inc. | PSE&G | Accepted | 2020-07-24 | 2020-07-29 | 2021-07-29 | LG Electronics | LG330N1C-A5 | Solar Panels |  | 0.33 | 9 | 243 | 9 |  | Fixed | Roof
NJSTRE1545340628 |  | Transition Incentive Program | Roxbury Township | 7850 | 3 | 11.55 | Residential | Yes | Behind the Meter | Net-metered residential rooftop and canopy |  | None | Sunrun Installation Services, Inc. | PSE&G | Accepted | 2020-07-24 | 2020-07-29 | 2021-07-29 | Delta Electronics | M5-TL-US | Inverters | 4800 |  | 2 |  |  | 0.96 |  | Outdoor | Next To Meter
NJSTRE1545341026 |  | Transition Incentive Program | Clifton | 7013 | 6 | 3.74 | Residential | Yes | Behind the Meter | Net-metered residential rooftop and canopy |  | None | Trinity Solar | PSE&G | Accepted | 2020-07-24 | 2020-07-29 | 2021-07-29 | Solar Edge | SE3000 | Inverters | 3000 |  | 1 |  |  | 0.97 |  | Outside | side of home
NJSTRE1545341026 |  | Transition Incentive Program | Clifton | 7013 | 6 | 3.74 | Residential | Yes | Behind the Meter | Net-metered residential rooftop and canopy |  | None | Trinity Solar | PSE&G | Accepted | 2020-07-24 | 2020-07-29 | 2021-07-29 | Hanwha | Q.PEAK DUO BLK-G6 340 | Solar Panels |  | 0.34 | 11 | 291 | 14 |  | Fixed | Roof
NJSTRE1545342421 |  | Transition Incentive Program | East Windsor | 8520 | 12 | 3.4 | Residential | No | Behind the Meter | Net-metered residential rooftop and canopy |  | None | Trinity Solar | JCP&L | Accepted | 2020-07-24 | 2020-07-29 | 2021-07-29 | Solar Edge | SE3000 | Inverters | 3000 |  | 1 |  |  | 0.97 |  | Outside | front of home
NJSTRE1545342421 |  | Transition Incentive Program | East Windsor | 8520 | 12 | 3.4 | Residential | No | Behind the Meter | Net-metered residential rooftop and canopy |  | None | Trinity Solar | JCP&L | Accepted | 2020-07-24 | 2020-07-29 | 2021-07-29 | Hanwha 340 | Q.PEAK DUO BLK-G6 340 | Solar Panels |  | 0.34 | 10 | 97 | 23 |  | Fixed | Roof
NJSTRE1545342462 |  | Transition Incentive Program | MARLTON | 8053 | 13 | 2.72 | Residential | Yes | Behind the Meter | Net-metered residential rooftop and canopy |  | ACE | Vision Solar LLC | AC Electric | Accepted | 2020-07-24 | 2020-07-29 | 2021-07-29 | HANWHA Q-CELLS | Q.PEAK DUO-G6 340 | Solar Panels |  | 0.34 | 8 | 180 | 18 |  | Fixed | Roof
NJSTRE1545342462 |  | Transition Incentive Program | MARLTON | 8053 | 13 | 2.72 | Residential | Yes | Behind the Meter | Net-metered residential rooftop and canopy |  | ACE | Vision Solar LLC | AC Electric | Accepted | 2020-07-24 | 2020-07-29 | 2021-07-29 | ENPHASE | IQ7-60-2-US | Inverters | 0.24 |  | 8 |  |  | 0.96 |  | Other | BEHIND EACH PANEL
NJSTRE1545342473 |  | Transition Incentive Program | EASTHAMPTON TWP | 8060 | 13 | 8.84 | Residential | Yes | Behind the Meter | Net-metered residential rooftop and canopy |  | PSEG | Vision Solar LLC | PSE&G | Accepted | 2020-07-24 | 2020-07-29 | 2021-07-29 | HANWHA Q-CELLS | Q.PEAK DUO-G6 340 | Solar Panels |  | 0.34 | 9 | 17 | 26 |  | Fixed | Roof
NJSTRE1545342473 |  | Transition Incentive Program | EASTHAMPTON TWP | 8060 | 13 | 8.84 | Residential | Yes | Behind the Meter | Net-metered residential rooftop and canopy |  | PSEG | Vision Solar LLC | PSE&G | Accepted | 2020-07-24 | 2020-07-29 | 2021-07-29 | HANWHA Q-CELLS | Q.PEAK DUO-G6 340 | Solar Panels |  | 0.34 | 9 | 197 | 26 |  | Fixed | Roof
NJSTRE1545342473 |  | Transition Incentive Program | EASTHAMPTON TWP | 8060 | 13 | 8.84 | Residential | Yes | Behind the Meter | Net-metered residential rooftop and canopy |  | PSEG | Vision Solar LLC | PSE&G | Accepted | 2020-07-24 | 2020-07-29 | 2021-07-29 | HANWHA Q-CELLS | Q.PEAK DUO-G6 340 | Solar Panels |  | 0.34 | 8 | 107 | 22 |  | Fixed | Roof
NJSTRE1545342473 |  | Transition Incentive Program | EASTHAMPTON TWP | 8060 | 13 | 8.84 | Residential | Yes | Behind the Meter | Net-metered residential rooftop and canopy |  | PSEG | Vision Solar LLC | PSE&G | Accepted | 2020-07-24 | 2020-07-29 | 2021-07-29 | ENPHASE | IQ7-60-2-US | Inverters | 0.24 |  | 26 |  |  | 0.96 |  | Other | BEHIND EACH PANEL
NJSTRE1545342487 |  | Transition Incentive Program | Hillside | 7205 | 10 | 4.55 | Residential | Yes | Behind the Meter | Net-metered residential rooftop and canopy |  | None | Pro Custom Solar dba Momentum Solar | PSE&G | Accepted | 2020-07-24 | 2020-07-29 | 2021-07-29 | LG ELECTRONICS | LG 350N1C-V5 | Solar Panels |  | 0.35 | 4 | 169 | 13 |  | Fixed | Roof
NJSTRE1545342487 |  | Transition Incentive Program | Hillside | 7205 | 10 | 4.55 | Residential | Yes | Behind the Meter | Net-metered residential rooftop and canopy |  | None | Pro Custom Solar dba Momentum Solar | PSE&G | Accepted | 2020-07-24 | 2020-07-29 | 2021-07-29 | LG ELECTRONICS | LG 350N1C-V5 | Solar Panels |  | 0.35 | 3 | 349 | 26 |  | Fixed | Roof
NJSTRE1545342487 |  | Transition Incentive Program | Hillside | 7205 | 10 | 4.55 | Residential | Yes | Behind the Meter | Net-metered residential rooftop and canopy |  | None | Pro Custom Solar dba Momentum Solar | PSE&G | Accepted | 2020-07-24 | 2020-07-29 | 2021-07-29 | Enphase | IQ7Plus-72-2-US | Inverters | 290 |  | 13 |  |  | 0.97 |  | Outdoor | Roof
NJSTRE1545342487 |  | Transition Incentive Program | Hillside | 7205 | 10 | 4.55 | Residential | Yes | Behind the Meter | Net-metered residential rooftop and canopy |  | None | Pro Custom Solar dba Momentum Solar | PSE&G | Accepted | 2020-07-24 | 2020-07-29 | 2021-07-29 | LG ELECTRONICS | LG 350N1C-V5 | Solar Panels |  | 0.35 | 6 | 169 | 15 |  | Fixed | Roof
NJSTRE1545342501 |  | Transition Incentive Program | Marlton | 8053 | 13 | 4.76 | Residential | No | Behind the Meter | Net-metered residential rooftop and canopy |  | None | NJ Solar Power, LLC | PSE&G | Accepted | 2020-07-24 | 2020-07-29 | 2021-07-29 | Solaredge | SE3800H-US | Inverters | 3800 |  | 1 |  |  | 0.99 |  | Outdoor | garage
NJSTRE1545342501 |  | Transition Incentive Program | Marlton | 8053 | 13 | 4.76 | Residential | No | Behind the Meter | Net-metered residential rooftop and canopy |  | None | NJ Solar Power, LLC | PSE&G | Accepted | 2020-07-24 | 2020-07-29 | 2021-07-29 | panasonic | vbhn340sa17 | Solar Panels |  | 0.34 | 14 | 243 | 34 |  | Fixed | Roof
NJSTRE1545342507 |  | Transition Incentive Program | UNION | 7083 | 10 | 10.85 | Residential | No | Behind the Meter | Net-metered residential rooftop and canopy |  | None | Infinity Solar Systems | PSE&G | Accepted | 2020-07-24 | 2020-07-29 | 2021-07-29 | LG | LG350N1C-V5 | Solar Panels |  | 0.35 | 3 | 1 | 3 |  | Fixed | Roof
NJSTRE1545342507 |  | Transition Incentive Program | UNION | 7083 | 10 | 10.85 | Residential | No | Behind the Meter | Net-metered residential rooftop and canopy |  | None | Infinity Solar Systems | PSE&G | Accepted | 2020-07-24 | 2020-07-29 | 2021-07-29 | LG | LG350N1C-V5 | Solar Panels |  | 0.35 | 3 | 181 | 5 |  | Fixed | Roof
NJSTRE1545342507 |  | Transition Incentive Program | UNION | 7083 | 10 | 10.85 | Residential | No | Behind the Meter | Net-metered residential rooftop and canopy |  | None | Infinity Solar Systems | PSE&G | Accepted | 2020-07-24 | 2020-07-29 | 2021-07-29 | LG | LG350N1C-V5 | Solar Panels |  | 0.35 | 12 | 181 | 3 |  | Fixed | Roof
NJSTRE1545342507 |  | Transition Incentive Program | UNION | 7083 | 10 | 10.85 | Residential | No | Behind the Meter | Net-metered residential rooftop and canopy |  | None | Infinity Solar Systems | PSE&G | Accepted | 2020-07-24 | 2020-07-29 | 2021-07-29 | LG | LG350N1C-V5 | Solar Panels |  | 0.35 | 13 | 1 | 5 |  | Fixed | Roof
NJSTRE1545342507 |  | Transition Incentive Program | UNION | 7083 | 10 | 10.85 | Residential | No | Behind the Meter | Net-metered residential rooftop and canopy |  | None | Infinity Solar Systems | PSE&G | Accepted | 2020-07-24 | 2020-07-29 | 2021-07-29 | ENPHASE | IQ7-60-X-US | Inverters | 240 |  | 31 |  |  | 0.97 |  | Outside | MICROINVERTERS
NJSTRE1545342671 |  | Transition Incentive Program | Lambertville | 8530 | 4 | 12.24 | Residential | No | Behind the Meter | Net-metered residential rooftop and canopy |  | JCPL | Vision Solar LLC | JCP&L | Accepted | 2020-07-24 | 2020-07-29 | 2021-07-29 | ENPHASE | IQ7-60-2-US | Inverters | 0.24 |  | 36 |  |  | 0.96 |  | Other | BEHIND EACH PANEL
NJSTRE1545342671 |  | Transition Incentive Program | Lambertville | 8530 | 4 | 12.24 | Residential | No | Behind the Meter | Net-metered residential rooftop and canopy |  | JCPL | Vision Solar LLC | JCP&L | Accepted | 2020-07-24 | 2020-07-29 | 2021-07-29 | HANWHA Q-CELLS | Q.PEAK DUO-G6 340 | Solar Panels |  | 0.34 | 17 | 156 | 22 |  | Fixed | Roof
NJSTRE1545342671 |  | Transition Incentive Program | Lambertville | 8530 | 4 | 12.24 | Residential | No | Behind the Meter | Net-metered residential rooftop and canopy |  | JCPL | Vision Solar LLC | JCP&L | Accepted | 2020-07-24 | 2020-07-29 | 2021-07-29 | HANWHA Q-CELLS | Q.PEAK DUO-G6 340 | Solar Panels |  | 0.34 | 19 | 336 | 22 |  | Fixed | Roof
NJSTRE1545342680 |  | Transition Incentive Program | Mendham | 7945 | 3 | 12.92 | Residential | No | Behind the Meter | Net-metered residential rooftop and canopy |  | None | Tesla Energy Operations Inc. | JCP&L | Accepted | 2020-07-24 | 2020-07-29 | 2021-07-29 | Tesla | AC Powerwall 2.0 | Electric Storage Battery |  |  | 2 |  |  |  | Lithium Ion |  | Inside
NJSTRE1545342680 |  | Transition Incentive Program | Mendham | 7945 | 3 | 12.92 | Residential | No | Behind the Meter | Net-metered residential rooftop and canopy |  | None | Tesla Energy Operations Inc. | JCP&L | Accepted | 2020-07-24 | 2020-07-29 | 2021-07-29 | Delta | M8-TL-US [240V] | Inverters | 7680 |  | 1 |  |  | 0.975 |  | Outside | Outside
NJSTRE1545342680 |  | Transition Incentive Program | Mendham | 7945 | 3 | 12.92 | Residential | No | Behind the Meter | Net-metered residential rooftop and canopy |  | None | Tesla Energy Operations Inc. | JCP&L | Accepted | 2020-07-24 | 2020-07-29 | 2021-07-29 | Tesla | SR60T1 | Solar Panels |  | 0.05847 | 89 | 160 | 34 |  | Fixed | Roof
NJSTRE1545342680 |  | Transition Incentive Program | Mendham | 7945 | 3 | 12.92 | Residential | No | Behind the Meter | Net-metered residential rooftop and canopy |  | None | Tesla Energy Operations Inc. | JCP&L | Accepted | 2020-07-24 | 2020-07-29 | 2021-07-29 | Tesla | SR60T1 | Solar Panels |  | 0.05847 | 35 | 340 | 34 |  | Fixed | Roof
NJSTRE1545342680 |  | Transition Incentive Program | Mendham | 7945 | 3 | 12.92 | Residential | No | Behind the Meter | Net-metered residential rooftop and canopy |  | None | Tesla Energy Operations Inc. | JCP&L | Accepted | 2020-07-24 | 2020-07-29 | 2021-07-29 | Tesla | SR60T1 | Solar Panels |  | 0.05847 | 41 | 250 | 34 |  | Fixed | Roof
NJSTRE1545342680 |  | Transition Incentive Program | Mendham | 7945 | 3 | 12.92 | Residential | No | Behind the Meter | Net-metered residential rooftop and canopy |  | None | Tesla Energy Operations Inc. | JCP&L | Accepted | 2020-07-24 | 2020-07-29 | 2021-07-29 | Delta | M4-TL-US [240V] | Inverters | 3840 |  | 1 |  |  | 0.975 |  | Outside | outside
NJSTRE1545342680 |  | Transition Incentive Program | Mendham | 7945 | 3 | 12.92 | Residential | No | Behind the Meter | Net-metered residential rooftop and canopy |  | None | Tesla Energy Operations Inc. | JCP&L | Accepted | 2020-07-24 | 2020-07-29 | 2021-07-29 | Tesla | SR60T1 | Solar Panels |  | 0.05847 | 56 | 70 | 34 |  | Fixed | Roof
NJSTRE1545342704 |  | Transition Incentive Program | MARLTON | 8053 | 13 | 9.18 | Residential | No | Behind the Meter | Net-metered residential rooftop and canopy |  | PSEG | Vision Solar LLC | PSE&G | Accepted | 2020-07-24 | 2020-07-29 | 2021-07-29 | ENPHASE | IQ7-60-2-US | Inverters | 0.24 |  | 27 |  |  | 0.96 |  | Other | BEHIND EACH PANEL
NJSTRE1545342704 |  | Transition Incentive Program | MARLTON | 8053 | 13 | 9.18 | Residential | No | Behind the Meter | Net-metered residential rooftop and canopy |  | PSEG | Vision Solar LLC | PSE&G | Accepted | 2020-07-24 | 2020-07-29 | 2021-07-29 | HANWHA Q-CELLS | Q.PEAK DUO-G6 340 | Solar Panels |  | 0.34 | 6 | 217 | 20 |  | Fixed | Roof
NJSTRE1545342704 |  | Transition Incentive Program | MARLTON | 8053 | 13 | 9.18 | Residential | No | Behind the Meter | Net-metered residential rooftop and canopy |  | PSEG | Vision Solar LLC | PSE&G | Accepted | 2020-07-24 | 2020-07-29 | 2021-07-29 | HANWHA Q-CELLS | Q.PEAK DUO-G6 340 | Solar Panels |  | 0.34 | 8 | 37 | 26 |  | Fixed | Roof
NJSTRE1545342704 |  | Transition Incentive Program | MARLTON | 8053 | 13 | 9.18 | Residential | No | Behind the Meter | Net-metered residential rooftop and canopy |  | PSEG | Vision Solar LLC | PSE&G | Accepted | 2020-07-24 | 2020-07-29 | 2021-07-29 | HANWHA Q-CELLS | Q.PEAK DUO-G6 340 | Solar Panels |  | 0.34 | 7 | 217 | 26 |  | Fixed | Roof
NJSTRE1545342704 |  | Transition Incentive Program | MARLTON | 8053 | 13 | 9.18 | Residential | No | Behind the Meter | Net-metered residential rooftop and canopy |  | PSEG | Vision Solar LLC | PSE&G | Accepted | 2020-07-24 | 2020-07-29 | 2021-07-29 | HANWHA Q-CELLS | Q.PEAK DUO-G6 340 | Solar Panels |  | 0.34 | 6 | 37 | 20 |  | Fixed | Roof
NJSTRE1545342758 |  | Transition Incentive Program | Jersey City | 7307 | 8 | 7 | Residential | Yes | Behind the Meter | Net-metered residential rooftop and canopy |  | None | Pro Custom Solar dba Momentum Solar | PSE&G | Accepted | 2020-07-24 | 2020-07-29 | 2021-07-29 | Enphase | IQ7Plus-72-2-US | Inverters | 290 |  | 20 |  |  | 0.97 |  | Outdoor | Roof
NJSTRE1545342758 |  | Transition Incentive Program | Jersey City | 7307 | 8 | 7 | Residential | Yes | Behind the Meter | Net-metered residential rooftop and canopy |  | None | Pro Custom Solar dba Momentum Solar | PSE&G | Accepted | 2020-07-24 | 2020-07-29 | 2021-07-29 | LG ELECTRONICS | LG 350N1C-V5 | Solar Panels |  | 0.35 | 20 | 117 | 5 |  | Fixed | Roof
NJSTRE1545342780 |  | Transition Incentive Program | River Vale | 7675 | 7 | 11.9 | Residential | Yes | Behind the Meter | Net-metered residential rooftop and canopy |  | None | Pro Custom Solar dba Momentum Solar | PSE&G | Accepted | 2020-07-24 | 2020-07-29 | 2021-07-29 | Enphase | IQ7Plus-72-2-US | Inverters | 290 |  | 34 |  |  | 0.97 |  | Outdoor | Roof
NJSTRE1545342780 |  | Transition Incentive Program | River Vale | 7675 | 7 | 11.9 | Residential | Yes | Behind the Meter | Net-metered residential rooftop and canopy |  | None | Pro Custom Solar dba Momentum Solar | PSE&G | Accepted | 2020-07-24 | 2020-07-29 | 2021-07-29 | LG ELECTRONICS | LG 350N1C-V5 | Solar Panels |  | 0.35 | 12 | 278 | 16 |  | Fixed | Roof
NJSTRE1545342780 |  | Transition Incentive Program | River Vale | 7675 | 7 | 11.9 | Residential | Yes | Behind the Meter | Net-metered residential rooftop and canopy |  | None | Pro Custom Solar dba Momentum Solar | PSE&G | Accepted | 2020-07-24 | 2020-07-29 | 2021-07-29 | LG ELECTRONICS | LG 350N1C-V5 | Solar Panels |  | 0.35 | 22 | 98 | 16 |  | Fixed | Roof
NJSTRE1545342804 |  | Transition Incentive Program | Trenton | 8629 | 12 | 6.37 | Residential | Yes | Behind the Meter | Net-metered residential rooftop and canopy |  | None | Pro Custom Solar dba Momentum Solar | PSE&G | Accepted | 2020-07-24 | 2020-07-29 | 2021-07-29 | HANWHA | Q.PEAK DUO BLK G6+ 335 | Solar Panels |  | 0.335 | 11 | 230 | 32 |  | Fixed | Roof
NJSTRE1545342804 |  | Transition Incentive Program | Trenton | 8629 | 12 | 6.37 | Residential | Yes | Behind the Meter | Net-metered residential rooftop and canopy |  | None | Pro Custom Solar dba Momentum Solar | PSE&G | Accepted | 2020-07-24 | 2020-07-29 | 2021-07-29 | HANWHA | Q.PEAK DUO BLK G6+ 335 | Solar Panels |  | 0.335 | 8 | 139 | 7 |  | Fixed | Roof
NJSTRE1545342804 |  | Transition Incentive Program | Trenton | 8629 | 12 | 6.37 | Residential | Yes | Behind the Meter | Net-metered residential rooftop and canopy |  | None | Pro Custom Solar dba Momentum Solar | PSE&G | Accepted | 2020-07-24 | 2020-07-29 | 2021-07-29 | Enphase | IQ7-60-2-US | Inverters | 240 |  | 19 |  |  | 0.97 |  | Outdoor | Roof
NJSTRE1545342827 |  | Transition Incentive Program | Flemington | 8822 | 4 | 4.28 | Residential | Yes | Behind the Meter | Net-metered residential rooftop and canopy |  | None | Pro Custom Solar dba Momentum Solar | JCP&L | Accepted | 2020-07-24 | 2020-07-29 | 2021-07-29 | Enphase | IQ7-60-2-US | Inverters | 240 |  | 15 |  |  | 0.97 |  | Outdoor | Roof
NJSTRE1545342827 |  | Transition Incentive Program | Flemington | 8822 | 4 | 4.28 | Residential | Yes | Behind the Meter | Net-metered residential rooftop and canopy |  | None | Pro Custom Solar dba Momentum Solar | JCP&L | Accepted | 2020-07-24 | 2020-07-29 | 2021-07-29 | LONGI | LONGI LR6-60 285M | Solar Panels |  | 0.285 | 15 | 172 | 34 |  | Fixed | Roof
NJSTRE1545342890 |  | Transition Incentive Program | Far Hills | 7931 | 5 | 60 | Residential | No | Behind the Meter | Net-metered residential ground mount |  | None | Exact Solar | JCP&L | Accepted | 2020-07-25 | 2020-07-29 | 2021-07-29 | Axitec | AC-400MH/144S | Solar Panels |  | 0.4 | 50 | 180 | 10 |  | Fixed | Ground
NJSTRE1545342890 |  | Transition Incentive Program | Far Hills | 7931 | 5 | 60 | Residential | No | Behind the Meter | Net-metered residential ground mount |  | None | Exact Solar | JCP&L | Accepted | 2020-07-25 | 2020-07-29 | 2021-07-29 | Axitec | AC-400MH/144S | Solar Panels |  | 0.4 | 50 | 180 | 10 |  | Fixed | Ground
NJSTRE1545342890 |  | Transition Incentive Program | Far Hills | 7931 | 5 | 60 | Residential | No | Behind the Meter | Net-metered residential ground mount |  | None | Exact Solar | JCP&L | Accepted | 2020-07-25 | 2020-07-29 | 2021-07-29 | Axitec | AC-400MH/144S | Solar Panels |  | 0.4 | 50 | 180 | 10 |  | Fixed | Ground
NJSTRE1545342890 |  | Transition Incentive Program | Far Hills | 7931 | 5 | 60 | Residential | No | Behind the Meter | Net-metered residential ground mount |  | None | Exact Solar | JCP&L | Accepted | 2020-07-25 | 2020-07-29 | 2021-07-29 | SolarEdge | SE11400H | Inverters | 11400 |  | 4 |  |  | 0.98 |  | Outdoor | under ground-mounted arrays
NJSTRE1545347922 |  | Transition Incentive Program | UNION BEACH | 7735 | 17 | 2.88 | Residential | No | Behind the Meter | Net-metered residential rooftop and canopy |  | None | Vivint Solar Developer, LLC | JCP&L | Accepted | 2020-07-27 | 2020-07-29 | 2021-07-29 | SolarEdge | SE3800H-US | Inverters | 3800 |  | 1 |  |  | 0.992 |  | Outdoor | Near the Utility Meter
NJSTRE1545347922 |  | Transition Incentive Program | UNION BEACH | 7735 | 17 | 2.88 | Residential | No | Behind the Meter | Net-metered residential rooftop and canopy |  | None | Vivint Solar Developer, LLC | JCP&L | Accepted | 2020-07-27 | 2020-07-29 | 2021-07-29 | Hanwha Solar | Q.PEAK DUO BLK-G5 320w | Solar Panels |  | 0.32 | 9 | 224 | 27 |  | Fixed | Roof
NJSTRE1545347928 |  | Transition Incentive Program | MANAHAWKIN | 8050 | 18 | 8.13 | Residential | Yes | Behind the Meter | Net-metered residential rooftop and canopy |  | None | Vivint Solar Developer, LLC | AC Electric | Accepted | 2020-07-27 | 2020-07-29 | 2021-07-29 | SolarEdge | SE7600H-US | Inverters | 7600 |  | 1 |  |  | 0.992 |  | Outdoor | Near the Utility Meter
NJSTRE1545347928 |  | Transition Incentive Program | MANAHAWKIN | 8050 | 18 | 8.13 | Residential | Yes | Behind the Meter | Net-metered residential rooftop and canopy |  | None | Vivint Solar Developer, LLC | AC Electric | Accepted | 2020-07-27 | 2020-07-29 | 2021-07-29 | Jinko Solar | JKM325M-60HBL | Solar Panels |  | 0.325 | 15 | 133 | 40 |  | Fixed | Roof
NJSTRE1545347928 |  | Transition Incentive Program | MANAHAWKIN | 8050 | 18 | 8.13 | Residential | Yes | Behind the Meter | Net-metered residential rooftop and canopy |  | None | Vivint Solar Developer, LLC | AC Electric | Accepted | 2020-07-27 | 2020-07-29 | 2021-07-29 | Jinko Solar | JKM325M-60HBL | Solar Panels |  | 0.325 | 10 | 313 | 40 |  | Fixed | Roof
NJSTRE1545347935 |  | Transition Incentive Program | LONG BRANCH | 7740 | 17 | 9.43 | Residential | Yes | Behind the Meter | Net-metered residential rooftop and canopy |  | None | Vivint Solar Developer, LLC | JCP&L | Accepted | 2020-07-27 | 2020-07-29 | 2021-07-29 | Jinko Solar | JKM325M-60HBL | Solar Panels |  | 0.325 | 9 | 139 | 38 |  | Fixed | Roof
NJSTRE1545347935 |  | Transition Incentive Program | LONG BRANCH | 7740 | 17 | 9.43 | Residential | Yes | Behind the Meter | Net-metered residential rooftop and canopy |  | None | Vivint Solar Developer, LLC | JCP&L | Accepted | 2020-07-27 | 2020-07-29 | 2021-07-29 | Jinko Solar | JKM325M-60HBL | Solar Panels |  | 0.325 | 9 | 139 | 38 |  | Fixed | Roof
NJSTRE1545347935 |  | Transition Incentive Program | LONG BRANCH | 7740 | 17 | 9.43 | Residential | Yes | Behind the Meter | Net-metered residential rooftop and canopy |  | None | Vivint Solar Developer, LLC | JCP&L | Accepted | 2020-07-27 | 2020-07-29 | 2021-07-29 | Jinko Solar | JKM325M-60HBL | Solar Panels |  | 0.325 | 11 | 139 | 22 |  | Fixed | Roof
NJSTRE1545347935 |  | Transition Incentive Program | LONG BRANCH | 7740 | 17 | 9.43 | Residential | Yes | Behind the Meter | Net-metered residential rooftop and canopy |  | None | Vivint Solar Developer, LLC | JCP&L | Accepted | 2020-07-27 | 2020-07-29 | 2021-07-29 | SolarEdge | SE7600H-US | Inverters | 7600 |  | 1 |  |  | 0.992 |  | Outdoor | Near the Utility Meter
NJSTRE1545348558 |  | Transition Incentive Program | Cherry Hill | 8003 | 14 | 10.88 | Residential | No | Behind the Meter | Net-metered residential rooftop and canopy |  | None | Greentech Solar USA LLC | PSE&G | Accepted | 2020-07-26 | 2020-07-29 | 2021-07-29 | Canadian Solar | CS3K -520M | Solar Panels |  | 0.32 | 34 | 125 | 32 |  | Fixed | Roof
NJSTRE1545348558 |  | Transition Incentive Program | Cherry Hill | 8003 | 14 | 10.88 | Residential | No | Behind the Meter | Net-metered residential rooftop and canopy |  | None | Greentech Solar USA LLC | PSE&G | Accepted | 2020-07-26 | 2020-07-29 | 2021-07-29 | Growatt | 10000MTLP-US | Inverters | 10000 |  | 1 |  |  | 0.97 |  | Indoor | Basement Wall
NJSTRE1545348982 |  | Transition Incentive Program | Penns Grove | 8069 | 16 | 8.82 | Residential | Yes | Behind the Meter | Net-metered residential rooftop and canopy |  | None | Suntuity Solar LLC | AC Electric | Accepted | 2020-07-31 | 2020-08-04 | 2021-10-30 | Enphase Energy | IQ7-60-2-US | Inverters | 240 |  | 28 |  |  | 0.97 |  | Outdoor | Behind the PV Modules
NJSTRE1545348982 |  | Transition Incentive Program | Penns Grove | 8069 | 16 | 8.82 | Residential | Yes | Behind the Meter | Net-metered residential rooftop and canopy |  | None | Suntuity Solar LLC | AC Electric | Accepted | 2020-07-31 | 2020-08-04 | 2021-10-30 | Longi | LR6-60HPB-315M | Solar Panels |  | 0.315 | 6 | 235 | 28 |  | Fixed | Roof
NJSTRE1545348982 |  | Transition Incentive Program | Penns Grove | 8069 | 16 | 8.82 | Residential | Yes | Behind the Meter | Net-metered residential rooftop and canopy |  | None | Suntuity Solar LLC | AC Electric | Accepted | 2020-07-31 | 2020-08-04 | 2021-10-30 | Longi | LR6-60HPB-315M | Solar Panels |  | 0.315 | 5 | 51 | 41 |  | Fixed | Roof
NJSTRE1545348982 |  | Transition Incentive Program | Penns Grove | 8069 | 16 | 8.82 | Residential | Yes | Behind the Meter | Net-metered residential rooftop and canopy |  | None | Suntuity Solar LLC | AC Electric | Accepted | 2020-07-31 | 2020-08-04 | 2021-10-30 | Longi | LR6-60HPB-315M | Solar Panels |  | 0.315 | 3 | 231 | 12 |  | Fixed | Roof
NJSTRE1545348982 |  | Transition Incentive Program | Penns Grove | 8069 | 16 | 8.82 | Residential | Yes | Behind the Meter | Net-metered residential rooftop and canopy |  | None | Suntuity Solar LLC | AC Electric | Accepted | 2020-07-31 | 2020-08-04 | 2021-10-30 | Longi | LR6-60HPB-315M | Solar Panels |  | 0.315 | 14 | 321 | 41 |  | Fixed | Roof
NJSTRE1545348984 |  | Transition Incentive Program | Parkertown | 8087 | 18 | 8.82 | Residential | No | Behind the Meter | Net-metered residential rooftop and canopy |  | None | Suntuity Solar LLC | AC Electric | Accepted | 2020-07-29 | 2020-07-30 | 2021-07-30 | Enphase Energy | IQ7-60-2-US | Inverters | 240 |  | 28 |  |  | 0.97 |  | Outdoor | Behind the PV Modules
NJSTRE1545348984 |  | Transition Incentive Program | Parkertown | 8087 | 18 | 8.82 | Residential | No | Behind the Meter | Net-metered residential rooftop and canopy |  | None | Suntuity Solar LLC | AC Electric | Accepted | 2020-07-29 | 2020-07-30 | 2021-07-30 | Longi | LR6-60HPB-315M | Solar Panels |  | 0.315 | 7 | 176 | 45 |  | Fixed | Roof
NJSTRE1545348984 |  | Transition Incentive Program | Parkertown | 8087 | 18 | 8.82 | Residential | No | Behind the Meter | Net-metered residential rooftop and canopy |  | None | Suntuity Solar LLC | AC Electric | Accepted | 2020-07-29 | 2020-07-30 | 2021-07-30 | Longi | LR6-60HPB-315M | Solar Panels |  | 0.315 | 11 | 176 | 45 |  | Fixed | Roof
NJSTRE1545348984 |  | Transition Incentive Program | Parkertown | 8087 | 18 | 8.82 | Residential | No | Behind the Meter | Net-metered residential rooftop and canopy |  | None | Suntuity Solar LLC | AC Electric | Accepted | 2020-07-29 | 2020-07-30 | 2021-07-30 | Longi | LR6-60HPB-315M | Solar Panels |  | 0.315 | 10 | 176 | 45 |  | Fixed | Roof
NJSTRE1545348985 |  | Transition Incentive Program | VINELAND | 8361 | 20 | 10.08 | Residential | Yes | Behind the Meter | Net-metered residential rooftop and canopy |  | None | Suntuity Solar LLC | Vineland Muni Electric | Accepted | 2020-07-27 | 2020-07-30 | 2021-07-30 | Longi | LR6-60HPB-315M | Solar Panels |  | 0.315 | 32 | 122 | 18 |  | Fixed | Roof
NJSTRE1545348985 |  | Transition Incentive Program | VINELAND | 8361 | 20 | 10.08 | Residential | Yes | Behind the Meter | Net-metered residential rooftop and canopy |  | None | Suntuity Solar LLC | Vineland Muni Electric | Accepted | 2020-07-27 | 2020-07-30 | 2021-07-30 | Enphase Energy | IQ7-60-2-US | Inverters | 240 |  | 32 |  |  | 0.97 |  | Outdoor | Behind the PV Modules
NJSTRE1545348986 |  | Transition Incentive Program | Vineland | 8360 | 20 | 8.19 | Residential | Yes | Behind the Meter | Net-metered residential rooftop and canopy |  | None | Suntuity Solar LLC | Vineland Muni Electric | Accepted | 2020-07-27 | 2020-07-30 | 2021-07-30 | Enphase Energy | IQ7-60-2-US | Inverters | 240 |  | 26 |  |  | 0.97 |  | Outdoor | Behind the PV Modules
NJSTRE1545348986 |  | Transition Incentive Program | Vineland | 8360 | 20 | 8.19 | Residential | Yes | Behind the Meter | Net-metered residential rooftop and canopy |  | None | Suntuity Solar LLC | Vineland Muni Electric | Accepted | 2020-07-27 | 2020-07-30 | 2021-07-30 | Longi | LR6-60HPB-315M | Solar Panels |  | 0.315 | 4 | 271 | 32 |  | Fixed | Roof
NJSTRE1545348986 |  | Transition Incentive Program | Vineland | 8360 | 20 | 8.19 | Residential | Yes | Behind the Meter | Net-metered residential rooftop and canopy |  | None | Suntuity Solar LLC | Vineland Muni Electric | Accepted | 2020-07-27 | 2020-07-30 | 2021-07-30 | Longi | LR6-60HPB-315M | Solar Panels |  | 0.315 | 9 | 91 | 32 |  | Fixed | Roof
NJSTRE1545348986 |  | Transition Incentive Program | Vineland | 8360 | 20 | 8.19 | Residential | Yes | Behind the Meter | Net-metered residential rooftop and canopy |  | None | Suntuity Solar LLC | Vineland Muni Electric | Accepted | 2020-07-27 | 2020-07-30 | 2021-07-30 | Longi | LR6-60HPB-315M | Solar Panels |  | 0.315 | 13 | 271 | 32 |  | Fixed | Roof
NJSTRE1545348992 |  | Transition Incentive Program | ABSECON | 8201 | 19 | 7.25 | Residential | No | Behind the Meter | Net-metered residential rooftop and canopy |  | None | Suntuity Solar LLC | AC Electric | Accepted | 2020-07-27 | 2020-08-12 | 2021-10-30 | Enphase Energy | IQ7-60-2-US | Inverters | 240 |  | 23 |  |  | 0.97 |  | Outdoor | Behind the PV Modules
NJSTRE1545348992 |  | Transition Incentive Program | ABSECON | 8201 | 19 | 7.25 | Residential | No | Behind the Meter | Net-metered residential rooftop and canopy |  | None | Suntuity Solar LLC | AC Electric | Accepted | 2020-07-27 | 2020-08-12 | 2021-10-30 | Longi | LR6-60HPB-315M | Solar Panels |  | 0.315 | 17 | 102 | 20 |  | Fixed | Roof
NJSTRE1545348992 |  | Transition Incentive Program | ABSECON | 8201 | 19 | 7.25 | Residential | No | Behind the Meter | Net-metered residential rooftop and canopy |  | None | Suntuity Solar LLC | AC Electric | Accepted | 2020-07-27 | 2020-08-12 | 2021-10-30 | Longi | LR6-60HPB-315M | Solar Panels |  | 0.315 | 6 | 192 | 20 |  | Fixed | Roof
NJSTRE1545349034 |  | Transition Incentive Program | Egg Harbor Township | 8234 | 19 | 7.88 | Residential | No | Behind the Meter | Net-metered residential rooftop and canopy |  | None | Suntuity Solar LLC | AC Electric | Accepted | 2020-07-27 | 2020-07-29 | 2021-07-29 | Longi | LR6-60HPB-315M | Solar Panels |  | 0.315 | 23 | 189 | 40 |  | Fixed | Roof
NJSTRE1545349034 |  | Transition Incentive Program | Egg Harbor Township | 8234 | 19 | 7.88 | Residential | No | Behind the Meter | Net-metered residential rooftop and canopy |  | None | Suntuity Solar LLC | AC Electric | Accepted | 2020-07-27 | 2020-07-29 | 2021-07-29 | Longi | LR6-60HPB-315M | Solar Panels |  | 0.315 | 2 | 99 | 35 |  | Fixed | Roof
NJSTRE1545349034 |  | Transition Incentive Program | Egg Harbor Township | 8234 | 19 | 7.88 | Residential | No | Behind the Meter | Net-metered residential rooftop and canopy |  | None | Suntuity Solar LLC | AC Electric | Accepted | 2020-07-27 | 2020-07-29 | 2021-07-29 | Enphase Energy | IQ7-60-2-US | Inverters | 240 |  | 25 |  |  | 0.97 |  | Outdoor | Behind the PV Modules
NJSTRE1545349126 |  | Transition Incentive Program | Washington | 7882 | 2 | 5.04 | Residential | No | Behind the Meter | Net-metered residential rooftop and canopy |  | None | SunnyMac LLC | JCP&L | Accepted | 2020-07-27 | 2020-07-30 | 2021-07-30 | REC | REC 360AA Blk | Solar Panels |  | 0.36 | 14 | 23 | 171 |  | Fixed | Roof
NJSTRE1545349126 |  | Transition Incentive Program | Washington | 7882 | 2 | 5.04 | Residential | No | Behind the Meter | Net-metered residential rooftop and canopy |  | None | SunnyMac LLC | JCP&L | Accepted | 2020-07-27 | 2020-07-30 | 2021-07-30 | Solaredge | SE3800H | Inverters | 3800 |  | 1 |  |  | 0.99 |  | Outside | Next to meter
NJSTRE1545349136 |  | Transition Incentive Program | BARRINGTON BORO | 8033 | 14 | 200.97 | School Public K-12 | No | Behind the Meter | Net-metered non-residential rooftop and canopy |  | None | PFISTER ENERGY INC. | PSE&G | Accepted | 2020-09-25 | 2020-10-01 | 2021-10-30 | SOLAR EDGE | SE66.6K-US | Inverters | 66600 |  | 1 |  |  | 0.985 |  | Outdoor | EXTERIOR WALL
NJSTRE1545349136 |  | Transition Incentive Program | BARRINGTON BORO | 8033 | 14 | 200.97 | School Public K-12 | No | Behind the Meter | Net-metered non-residential rooftop and canopy |  | None | PFISTER ENERGY INC. | PSE&G | Accepted | 2020-09-25 | 2020-10-01 | 2021-10-30 | PHONO SOLAR | PS385M-24/TH | Solar Panels |  | 0.385 | 111 | 201 | 10 |  | Fixed | Roof
NJSTRE1545349136 |  | Transition Incentive Program | BARRINGTON BORO | 8033 | 14 | 200.97 | School Public K-12 | No | Behind the Meter | Net-metered non-residential rooftop and canopy |  | None | PFISTER ENERGY INC. | PSE&G | Accepted | 2020-09-25 | 2020-10-01 | 2021-10-30 | PHONO SOLAR | PS385M-24/TH | Solar Panels |  | 0.385 | 87 | 201 | 0 |  | Fixed | Roof
NJSTRE1545349136 |  | Transition Incentive Program | BARRINGTON BORO | 8033 | 14 | 200.97 | School Public K-12 | No | Behind the Meter | Net-metered non-residential rooftop and canopy |  | None | PFISTER ENERGY INC. | PSE&G | Accepted | 2020-09-25 | 2020-10-01 | 2021-10-30 | PHONO SOLAR | PS385M-24/TH | Solar Panels |  | 0.385 | 39 | 201 | 15 |  | Fixed | Roof
NJSTRE1545349136 |  | Transition Incentive Program | BARRINGTON BORO | 8033 | 14 | 200.97 | School Public K-12 | No | Behind the Meter | Net-metered non-residential rooftop and canopy |  | None | PFISTER ENERGY INC. | PSE&G | Accepted | 2020-09-25 | 2020-10-01 | 2021-10-30 | PHONO SOLAR | PS385M-24/TH | Solar Panels |  | 0.385 | 155 | 201 | 15 |  | Fixed | Roof
NJSTRE1545349136 |  | Transition Incentive Program | BARRINGTON BORO | 8033 | 14 | 200.97 | School Public K-12 | No | Behind the Meter | Net-metered non-residential rooftop and canopy |  | None | PFISTER ENERGY INC. | PSE&G | Accepted | 2020-09-25 | 2020-10-01 | 2021-10-30 | PHONO SOLAR | PS385M-24/TH | Solar Panels |  | 0.385 | 14 | 21 | 20 |  | Fixed | Roof
NJSTRE1545349136 |  | Transition Incentive Program | BARRINGTON BORO | 8033 | 14 | 200.97 | School Public K-12 | No | Behind the Meter | Net-metered non-residential rooftop and canopy |  | None | PFISTER ENERGY INC. | PSE&G | Accepted | 2020-09-25 | 2020-10-01 | 2021-10-30 | PHONO SOLAR | PS385M-24/TH | Solar Panels |  | 0.385 | 116 | 201 | 20 |  | Fixed | Roof
NJSTRE1545349142 |  | Transition Incentive Program | millville | 8332 | 20 | 8 | Residential | No | Behind the Meter | Net-metered residential rooftop and canopy |  | None | Orbit Energy & Power, LLC | AC Electric | Accepted | 2020-07-27 | 2020-07-30 | 2021-07-30 | enphase | iq7-60-2-us | Inverters | 0.24 |  | 25 |  |  | 0.99 |  | Other | behind panels
NJSTRE1545349142 |  | Transition Incentive Program | millville | 8332 | 20 | 8 | Residential | No | Behind the Meter | Net-metered residential rooftop and canopy |  | None | Orbit Energy & Power, LLC | AC Electric | Accepted | 2020-07-27 | 2020-07-30 | 2021-07-30 | hanwha qcells | qpeak 320w | Solar Panels |  | 0.32 | 6 | 181 | 34 |  | Fixed | Roof
NJSTRE1545349142 |  | Transition Incentive Program | millville | 8332 | 20 | 8 | Residential | No | Behind the Meter | Net-metered residential rooftop and canopy |  | None | Orbit Energy & Power, LLC | AC Electric | Accepted | 2020-07-27 | 2020-07-30 | 2021-07-30 | hanwha qcells | qpeak 320w | Solar Panels |  | 0.32 | 6 | 271 | 21 |  | Fixed | Roof
NJSTRE1545349142 |  | Transition Incentive Program | millville | 8332 | 20 | 8 | Residential | No | Behind the Meter | Net-metered residential rooftop and canopy |  | None | Orbit Energy & Power, LLC | AC Electric | Accepted | 2020-07-27 | 2020-07-30 | 2021-07-30 | hanwha qcells | qpeak 320w | Solar Panels |  | 0.32 | 9 | 181 | 24 |  | Fixed | Roof
NJSTRE1545349142 |  | Transition Incentive Program | millville | 8332 | 20 | 8 | Residential | No | Behind the Meter | Net-metered residential rooftop and canopy |  | None | Orbit Energy & Power, LLC | AC Electric | Accepted | 2020-07-27 | 2020-07-30 | 2021-07-30 | hanwha qcells | qpeak 320w | Solar Panels |  | 0.32 | 4 | 181 | 5 |  | Fixed | Roof
NJSTRE1545349162 |  | Transition Incentive Program | Neptune | 7753 | 17 | 5.4 | Residential | No | Behind the Meter | Net-metered residential rooftop and canopy |  | None | Power Home Remodeling Group | JCP&L | Accepted | 2020-07-27 | 2020-07-29 | 2021-07-29 | SolarEdge | Revenue Grade Data Ansi C12.20 | Meters |  |  | 1 |  |  |  | Yes | Outdoor
NJSTRE1545349162 |  | Transition Incentive Program | Neptune | 7753 | 17 | 5.4 | Residential | No | Behind the Meter | Net-metered residential rooftop and canopy |  | None | Power Home Remodeling Group | JCP&L | Accepted | 2020-07-27 | 2020-07-29 | 2021-07-29 | Hyundai | HiS-S300RG | Solar Panels |  | 0.3 | 15 | 214 | 38 |  | Fixed | Roof
NJSTRE1545349162 |  | Transition Incentive Program | Neptune | 7753 | 17 | 5.4 | Residential | No | Behind the Meter | Net-metered residential rooftop and canopy |  | None | Power Home Remodeling Group | JCP&L | Accepted | 2020-07-27 | 2020-07-29 | 2021-07-29 | SolarEdge | SE3800H-US | Inverters | 3800 |  | 1 |  |  | 0.99 |  | Outdoor | Near meter
NJSTRE1545349162 |  | Transition Incentive Program | Neptune | 7753 | 17 | 5.4 | Residential | No | Behind the Meter | Net-metered residential rooftop and canopy |  | None | Power Home Remodeling Group | JCP&L | Accepted | 2020-07-27 | 2020-07-29 | 2021-07-29 | Hyundai | HiS-S300RG | Solar Panels |  | 0.3 | 3 | 214 | 41 |  | Fixed | Roof
NJSTRE1545349282 |  | Transition Incentive Program | Carteret | 7008 | 11 | 6.3 | Residential | Yes | Behind the Meter | Net-metered residential rooftop and canopy |  | None | Pro Custom Solar dba Momentum Solar | PSE&G | Accepted | 2020-07-27 | 2020-07-30 | 2021-07-30 | Enphase | IQ7Plus-72-2-US | Inverters | 290 |  | 18 |  |  | 0.97 |  | Outdoor | Roof
NJSTRE1545349282 |  | Transition Incentive Program | Carteret | 7008 | 11 | 6.3 | Residential | Yes | Behind the Meter | Net-metered residential rooftop and canopy |  | None | Pro Custom Solar dba Momentum Solar | PSE&G | Accepted | 2020-07-27 | 2020-07-30 | 2021-07-30 | LG ELECTRONICS | LG 350N1C-V5 | Solar Panels |  | 0.35 | 10 | 192 | 10 |  | Fixed | Roof
NJSTRE1545349282 |  | Transition Incentive Program | Carteret | 7008 | 11 | 6.3 | Residential | Yes | Behind the Meter | Net-metered residential rooftop and canopy |  | None | Pro Custom Solar dba Momentum Solar | PSE&G | Accepted | 2020-07-27 | 2020-07-30 | 2021-07-30 | LG ELECTRONICS | LG 350N1C-V5 | Solar Panels |  | 0.35 | 8 | 192 | 27 |  | Fixed | Roof
NJSTRE1545349300 |  | Transition Incentive Program | UNION BEACH | 7735 | 17 | 7.8 | Residential | Yes | Behind the Meter | Net-metered residential rooftop and canopy |  | None | Vivint Solar Developer, LLC | JCP&L | Accepted | 2020-07-27 | 2020-07-30 | 2021-07-30 | SolarEdge | SE7600H-US | Inverters | 7600 |  | 1 |  |  | 0.992 |  | Outdoor | Near the Utility Meter
NJSTRE1545349300 |  | Transition Incentive Program | UNION BEACH | 7735 | 17 | 7.8 | Residential | Yes | Behind the Meter | Net-metered residential rooftop and canopy |  | None | Vivint Solar Developer, LLC | JCP&L | Accepted | 2020-07-27 | 2020-07-30 | 2021-07-30 | Jinko Solar | JKM325M-60HBL | Solar Panels |  | 0.325 | 6 | 223 | 19 |  | Fixed | Roof
NJSTRE1545349300 |  | Transition Incentive Program | UNION BEACH | 7735 | 17 | 7.8 | Residential | Yes | Behind the Meter | Net-metered residential rooftop and canopy |  | None | Vivint Solar Developer, LLC | JCP&L | Accepted | 2020-07-27 | 2020-07-30 | 2021-07-30 | Jinko Solar | JKM325M-60HBL | Solar Panels |  | 0.325 | 8 | 43 | 19 |  | Fixed | Roof
NJSTRE1545349300 |  | Transition Incentive Program | UNION BEACH | 7735 | 17 | 7.8 | Residential | Yes | Behind the Meter | Net-metered residential rooftop and canopy |  | None | Vivint Solar Developer, LLC | JCP&L | Accepted | 2020-07-27 | 2020-07-30 | 2021-07-30 | Jinko Solar | JKM325M-60HBL | Solar Panels |  | 0.325 | 10 | 223 | 19 |  | Fixed | Roof
NJSTRE1545349322 |  | Transition Incentive Program | SICKLERVILLE | 8081 | 14 | 11.22 | Residential | Yes | Behind the Meter | Net-metered residential rooftop and canopy |  | None | Sunrun Installation Services, Inc. | AC Electric | Accepted | 2020-08-18 | 2020-08-19 | 2021-10-30 | LG Electronics | LG330N1C-A5 | Solar Panels |  | 0.33 | 6 | 252 | 30 |  | Fixed | Roof
NJSTRE1545349322 |  | Transition Incentive Program | SICKLERVILLE | 8081 | 14 | 11.22 | Residential | Yes | Behind the Meter | Net-metered residential rooftop and canopy |  | None | Sunrun Installation Services, Inc. | AC Electric | Accepted | 2020-08-18 | 2020-08-19 | 2021-10-30 | LG Electronics | LG330N1C-A5 | Solar Panels |  | 0.33 | 3 | 72 | 18 |  | Fixed | Roof
NJSTRE1545349322 |  | Transition Incentive Program | SICKLERVILLE | 8081 | 14 | 11.22 | Residential | Yes | Behind the Meter | Net-metered residential rooftop and canopy |  | None | Sunrun Installation Services, Inc. | AC Electric | Accepted | 2020-08-18 | 2020-08-19 | 2021-10-30 | Enphase Energy | IQ7-60-x-US | Inverters | 240 |  | 34 |  |  | 0.99 |  | Outdoor | Roof
NJSTRE1545349322 |  | Transition Incentive Program | SICKLERVILLE | 8081 | 14 | 11.22 | Residential | Yes | Behind the Meter | Net-metered residential rooftop and canopy |  | None | Sunrun Installation Services, Inc. | AC Electric | Accepted | 2020-08-18 | 2020-08-19 | 2021-10-30 | LG Electronics | LG330N1C-A5 | Solar Panels |  | 0.33 | 25 | 162 | 30 |  | Fixed | Roof
NJSTRE1545349408 |  | Transition Incentive Program | BARNEGAT | 8005 | 18 | 7.8 | Residential | Yes | Behind the Meter | Net-metered residential rooftop and canopy |  | None | Vivint Solar Developer, LLC | AC Electric | Accepted | 2020-07-27 | 2020-07-30 | 2021-07-30 | Jinko Solar | JKM325M-60HBL | Solar Panels |  | 0.325 | 8 | 222 | 22 |  | Fixed | Roof
NJSTRE1545349408 |  | Transition Incentive Program | BARNEGAT | 8005 | 18 | 7.8 | Residential | Yes | Behind the Meter | Net-metered residential rooftop and canopy |  | None | Vivint Solar Developer, LLC | AC Electric | Accepted | 2020-07-27 | 2020-07-30 | 2021-07-30 | Jinko Solar | JKM325M-60HBL | Solar Panels |  | 0.325 | 8 | 132 | 26 |  | Fixed | Roof
NJSTRE1545349408 |  | Transition Incentive Program | BARNEGAT | 8005 | 18 | 7.8 | Residential | Yes | Behind the Meter | Net-metered residential rooftop and canopy |  | None | Vivint Solar Developer, LLC | AC Electric | Accepted | 2020-07-27 | 2020-07-30 | 2021-07-30 | SolarEdge | SE7600H-US | Inverters | 7600 |  | 1 |  |  | 0.992 |  | Outdoor | Near the Utility Meter
NJSTRE1545349408 |  | Transition Incentive Program | BARNEGAT | 8005 | 18 | 7.8 | Residential | Yes | Behind the Meter | Net-metered residential rooftop and canopy |  | None | Vivint Solar Developer, LLC | AC Electric | Accepted | 2020-07-27 | 2020-07-30 | 2021-07-30 | Jinko Solar | JKM325M-60HBL | Solar Panels |  | 0.325 | 8 | 42 | 22 |  | Fixed | Roof
NJSTRE1545349464 |  | Transition Incentive Program | Mount Laurel | 8054 | 13 | 4.88 | Residential | Yes | Behind the Meter | Net-metered residential rooftop and canopy |  | None | Vivint Solar Developer, LLC | PSE&G | Accepted | 2020-07-28 | 2020-07-30 | 2021-07-30 | Jinko Solar | JKM325M-60HBL | Solar Panels |  | 0.325 | 15 | 312 | 23 |  | Fixed | Roof
NJSTRE1545349464 |  | Transition Incentive Program | Mount Laurel | 8054 | 13 | 4.88 | Residential | Yes | Behind the Meter | Net-metered residential rooftop and canopy |  | None | Vivint Solar Developer, LLC | PSE&G | Accepted | 2020-07-28 | 2020-07-30 | 2021-07-30 | SolarEdge | SE7600H-US | Inverters | 7600 |  | 1 |  |  | 0.922 |  | Outdoor | Near the Utility Meter
NJSTRE1545349497 |  | Transition Incentive Program | Point Pleasant | 8742 | 18 | 7.44 | Residential | Yes | Behind the Meter | Net-metered residential rooftop and canopy |  | None | Bright Planet Solar | JCP&L | Accepted | 2020-07-27 | 2020-07-30 | 2021-07-30 | SOLAR EDGE | SE6000H-USRGM | Inverters | 6000 |  | 1 |  |  | 0.98 |  | Outdoor | OUTSIDE
NJSTRE1545349497 |  | Transition Incentive Program | Point Pleasant | 8742 | 18 | 7.44 | Residential | Yes | Behind the Meter | Net-metered residential rooftop and canopy |  | None | Bright Planet Solar | JCP&L | Accepted | 2020-07-27 | 2020-07-30 | 2021-07-30 | LONGI | LR6-60HPB-310M | Solar Panels |  | 0.31 | 24 | 197 | 18 |  | Fixed | Roof
NJSTRE1545349591 |  | Transition Incentive Program | East Windsor | 8520 | 12 | 7.7 | Residential | Yes | Behind the Meter | Net-metered residential rooftop and canopy |  | None | Pro Custom Solar dba Momentum Solar | JCP&L | Accepted | 2020-07-27 | 2020-07-30 | 2021-07-30 | Enphase | IQ7Plus-72-2-US | Inverters | 290 |  | 22 |  |  | 0.97 |  | Outdoor | Roof
NJSTRE1545349591 |  | Transition Incentive Program | East Windsor | 8520 | 12 | 7.7 | Residential | Yes | Behind the Meter | Net-metered residential rooftop and canopy |  | None | Pro Custom Solar dba Momentum Solar | JCP&L | Accepted | 2020-07-27 | 2020-07-30 | 2021-07-30 | LG ELECTRONICS | LG 350N1C-V5 | Solar Panels |  | 0.35 | 11 | 98 | 23 |  | Fixed | Roof
NJSTRE1545349591 |  | Transition Incentive Program | East Windsor | 8520 | 12 | 7.7 | Residential | Yes | Behind the Meter | Net-metered residential rooftop and canopy |  | None | Pro Custom Solar dba Momentum Solar | JCP&L | Accepted | 2020-07-27 | 2020-07-30 | 2021-07-30 | LG ELECTRONICS | LG 350N1C-V5 | Solar Panels |  | 0.35 | 11 | 278 | 23 |  | Fixed | Roof
NJSTRE1545349694 |  | Transition Incentive Program | Egg Harbor | 8324 | 20 | 13.26 | Residential | No | Behind the Meter | Net-metered residential rooftop and canopy |  | None | NJ Solar Power, LLC | AC Electric | Accepted | 2020-07-27 | 2020-08-07 | 2021-10-30 | Solaredge | SE7600H-US | Inverters | 7600 |  | 1 |  |  | 0.99 |  | Outdoor | garage
NJSTRE1545349694 |  | Transition Incentive Program | Egg Harbor | 8324 | 20 | 13.26 | Residential | No | Behind the Meter | Net-metered residential rooftop and canopy |  | None | NJ Solar Power, LLC | AC Electric | Accepted | 2020-07-27 | 2020-08-07 | 2021-10-30 | panasonic | vbhn340sa17 | Solar Panels |  | 0.34 | 12 | 218 | 27 |  | Fixed | Roof
NJSTRE1545349694 |  | Transition Incentive Program | Egg Harbor | 8324 | 20 | 13.26 | Residential | No | Behind the Meter | Net-metered residential rooftop and canopy |  | None | NJ Solar Power, LLC | AC Electric | Accepted | 2020-07-27 | 2020-08-07 | 2021-10-30 | panasonic | vbhn340sa17 | Solar Panels |  | 0.34 | 19 | 218 | 45 |  | Fixed | Roof
NJSTRE1545349694 |  | Transition Incentive Program | Egg Harbor | 8324 | 20 | 13.26 | Residential | No | Behind the Meter | Net-metered residential rooftop and canopy |  | None | NJ Solar Power, LLC | AC Electric | Accepted | 2020-07-27 | 2020-08-07 | 2021-10-30 | panasonic | vbhn340sa17 | Solar Panels |  | 0.34 | 8 | 128 | 34 |  | Fixed | Roof
NJSTRE1545349701 |  | Transition Incentive Program | Little Falls Twp | 7424 | 6 | 14.08 | Residential | Yes | Behind the Meter | Net-metered residential rooftop and canopy |  | None | Bright Planet Solar | PSE&G | Accepted | 2020-07-27 | 2020-07-30 | 2021-07-30 | SOLAR EDGE | SE11400H-USRGM | Inverters | 11400 |  | 1 |  |  | 0.98 |  | Outdoor | OUTSIDE
NJSTRE1545349701 |  | Transition Incentive Program | Little Falls Twp | 7424 | 6 | 14.08 | Residential | Yes | Behind the Meter | Net-metered residential rooftop and canopy |  | None | Bright Planet Solar | PSE&G | Accepted | 2020-07-27 | 2020-07-30 | 2021-07-30 | HANWHA Q-CELLS | Q.PEAK-G5 DUO BLK 320W | Solar Panels |  | 0.32 | 25 | 123 | 22 |  | Fixed | Roof
NJSTRE1545349701 |  | Transition Incentive Program | Little Falls Twp | 7424 | 6 | 14.08 | Residential | Yes | Behind the Meter | Net-metered residential rooftop and canopy |  | None | Bright Planet Solar | PSE&G | Accepted | 2020-07-27 | 2020-07-30 | 2021-07-30 | HANWHA Q-CELLS | Q.PEAK-G5 DUO BLK 320W | Solar Panels |  | 0.32 | 19 | 303 | 22 |  | Fixed | Roof
NJSTRE1545349757 |  | Transition Incentive Program | Williamstown | 8094 | 15 | 12.24 | Residential | No | Behind the Meter | Net-metered residential rooftop and canopy |  | None | Tesla Energy Operations Inc. | AC Electric | Accepted | 2020-07-27 | 2020-07-30 | 2021-07-30 | SolarEdge Technologies | SE10000H-US [240V] | Inverters | 10000 |  | 1 |  |  | 0.99 |  | Outside | Outside
NJSTRE1545349757 |  | Transition Incentive Program | Williamstown | 8094 | 15 | 12.24 | Residential | No | Behind the Meter | Net-metered residential rooftop and canopy |  | None | Tesla Energy Operations Inc. | AC Electric | Accepted | 2020-07-27 | 2020-07-30 | 2021-07-30 | Hanwha Q-Cells | Q.Peak DUO BLK-G6+/SC340 | Solar Panels |  | 0.34 | 9 | 121 | 19 |  | Fixed | Roof
NJSTRE1545349757 |  | Transition Incentive Program | Williamstown | 8094 | 15 | 12.24 | Residential | No | Behind the Meter | Net-metered residential rooftop and canopy |  | None | Tesla Energy Operations Inc. | AC Electric | Accepted | 2020-07-27 | 2020-07-30 | 2021-07-30 | Hanwha Q-Cells | Q.Peak DUO BLK-G6+/SC340 | Solar Panels |  | 0.34 | 6 | 121 | 14 |  | Fixed | Roof
NJSTRE1545349757 |  | Transition Incentive Program | Williamstown | 8094 | 15 | 12.24 | Residential | No | Behind the Meter | Net-metered residential rooftop and canopy |  | None | Tesla Energy Operations Inc. | AC Electric | Accepted | 2020-07-27 | 2020-07-30 | 2021-07-30 | Hanwha Q-Cells | Q.Peak DUO BLK-G6+/SC340 | Solar Panels |  | 0.34 | 6 | 301 | 14 |  | Fixed | Roof
NJSTRE1545349757 |  | Transition Incentive Program | Williamstown | 8094 | 15 | 12.24 | Residential | No | Behind the Meter | Net-metered residential rooftop and canopy |  | None | Tesla Energy Operations Inc. | AC Electric | Accepted | 2020-07-27 | 2020-07-30 | 2021-07-30 | Hanwha Q-Cells | Q.Peak DUO BLK-G6+/SC340 | Solar Panels |  | 0.34 | 4 | 211 | 25 |  | Fixed | Roof
NJSTRE1545349757 |  | Transition Incentive Program | Williamstown | 8094 | 15 | 12.24 | Residential | No | Behind the Meter | Net-metered residential rooftop and canopy |  | None | Tesla Energy Operations Inc. | AC Electric | Accepted | 2020-07-27 | 2020-07-30 | 2021-07-30 | Hanwha Q-Cells | Q.Peak DUO BLK-G6+/SC340 | Solar Panels |  | 0.34 | 6 | 121 | 23 |  | Fixed | Roof
NJSTRE1545349757 |  | Transition Incentive Program | Williamstown | 8094 | 15 | 12.24 | Residential | No | Behind the Meter | Net-metered residential rooftop and canopy |  | None | Tesla Energy Operations Inc. | AC Electric | Accepted | 2020-07-27 | 2020-07-30 | 2021-07-30 | Hanwha Q-Cells | Q.Peak DUO BLK-G6+/SC340 | Solar Panels |  | 0.34 | 5 | 301 | 19 |  | Fixed | Roof
NJSTRE1545349814 |  | Transition Incentive Program | Hillside | 7205 | 10 | 7 | Residential | Yes | Behind the Meter | Net-metered residential rooftop and canopy |  | None | Pro Custom Solar dba Momentum Solar | PSE&G | Accepted | 2020-07-27 | 2020-07-30 | 2021-07-30 | Enphase | IQ7Plus-72-2-US | Inverters | 290 |  | 20 |  |  | 0.97 |  | Outdoor | Roof
NJSTRE1545349814 |  | Transition Incentive Program | Hillside | 7205 | 10 | 7 | Residential | Yes | Behind the Meter | Net-metered residential rooftop and canopy |  | None | Pro Custom Solar dba Momentum Solar | PSE&G | Accepted | 2020-07-27 | 2020-07-30 | 2021-07-30 | LG ELECTRONICS | LG 350N1C-V5 | Solar Panels |  | 0.35 | 16 | 72 | 43 |  | Fixed | Roof
NJSTRE1545349814 |  | Transition Incentive Program | Hillside | 7205 | 10 | 7 | Residential | Yes | Behind the Meter | Net-metered residential rooftop and canopy |  | None | Pro Custom Solar dba Momentum Solar | PSE&G | Accepted | 2020-07-27 | 2020-07-30 | 2021-07-30 | LG ELECTRONICS | LG 350N1C-V5 | Solar Panels |  | 0.35 | 4 | 252 | 43 |  | Fixed | Roof
NJSTRE1545349824 |  | Transition Incentive Program | Paulsboro | 8066 | 15 | 9.1 | Residential | Yes | Behind the Meter | Net-metered residential rooftop and canopy |  | None | Pro Custom Solar dba Momentum Solar | AC Electric | Accepted | 2020-07-27 | 2020-07-30 | 2021-07-30 | Enphase | IQ7Plus-72-2-US | Inverters | 290 |  | 26 |  |  | 0.97 |  | Outdoor | Roof
NJSTRE1545349824 |  | Transition Incentive Program | Paulsboro | 8066 | 15 | 9.1 | Residential | Yes | Behind the Meter | Net-metered residential rooftop and canopy |  | None | Pro Custom Solar dba Momentum Solar | AC Electric | Accepted | 2020-07-27 | 2020-07-30 | 2021-07-30 | LG ELECTRONICS | LG 350N1C-V5 | Solar Panels |  | 0.35 | 4 | 71 | 20 |  | Fixed | Roof
NJSTRE1545349824 |  | Transition Incentive Program | Paulsboro | 8066 | 15 | 9.1 | Residential | Yes | Behind the Meter | Net-metered residential rooftop and canopy |  | None | Pro Custom Solar dba Momentum Solar | AC Electric | Accepted | 2020-07-27 | 2020-07-30 | 2021-07-30 | LG ELECTRONICS | LG 350N1C-V5 | Solar Panels |  | 0.35 | 12 | 251 | 20 |  | Fixed | Roof
NJSTRE1545349824 |  | Transition Incentive Program | Paulsboro | 8066 | 15 | 9.1 | Residential | Yes | Behind the Meter | Net-metered residential rooftop and canopy |  | None | Pro Custom Solar dba Momentum Solar | AC Electric | Accepted | 2020-07-27 | 2020-07-30 | 2021-07-30 | LG ELECTRONICS | LG 350N1C-V5 | Solar Panels |  | 0.35 | 10 | 250 | 39 |  | Fixed | Roof
NJSTRE1545349849 |  | Transition Incentive Program | Lavallette | 8735 | 18 | 3.78 | Residential | No | Behind the Meter | Net-metered residential rooftop and canopy |  | None | Tesla Energy Operations Inc. | Borough of Lavallette | Accepted | 2020-07-27 | 2020-07-30 | 2021-07-30 | SolarEdge Technologies Ltd | SE3800H-US [240V] | Inverters | 3800 |  | 1 |  |  | 0.99 |  | Outside | Near Meter
NJSTRE1545349849 |  | Transition Incentive Program | Lavallette | 8735 | 18 | 3.78 | Residential | No | Behind the Meter | Net-metered residential rooftop and canopy |  | None | Tesla Energy Operations Inc. | Borough of Lavallette | Accepted | 2020-07-27 | 2020-07-30 | 2021-07-30 | Hanwha | Q.PEAK DUO BLK-G5/SC315 | Solar Panels |  | 0.315 | 2 | 187 | 18 |  | Fixed | Roof
NJSTRE1545349849 |  | Transition Incentive Program | Lavallette | 8735 | 18 | 3.78 | Residential | No | Behind the Meter | Net-metered residential rooftop and canopy |  | None | Tesla Energy Operations Inc. | Borough of Lavallette | Accepted | 2020-07-27 | 2020-07-30 | 2021-07-30 | Hanwha | Q.PEAK DUO BLK-G5/SC315 | Solar Panels |  | 0.315 | 2 | 187 | 27 |  | Fixed | Roof
NJSTRE1545349849 |  | Transition Incentive Program | Lavallette | 8735 | 18 | 3.78 | Residential | No | Behind the Meter | Net-metered residential rooftop and canopy |  | None | Tesla Energy Operations Inc. | Borough of Lavallette | Accepted | 2020-07-27 | 2020-07-30 | 2021-07-30 | Hanwha | Q.PEAK DUO BLK-G5/SC315 | Solar Panels |  | 0.315 | 2 | 97 | 30 |  | Fixed | Roof
NJSTRE1545349849 |  | Transition Incentive Program | Lavallette | 8735 | 18 | 3.78 | Residential | No | Behind the Meter | Net-metered residential rooftop and canopy |  | None | Tesla Energy Operations Inc. | Borough of Lavallette | Accepted | 2020-07-27 | 2020-07-30 | 2021-07-30 | Hanwha | Q.PEAK DUO BLK-G5/SC315 | Solar Panels |  | 0.315 | 2 | 97 | 27 |  | Fixed | Roof
NJSTRE1545349849 |  | Transition Incentive Program | Lavallette | 8735 | 18 | 3.78 | Residential | No | Behind the Meter | Net-metered residential rooftop and canopy |  | None | Tesla Energy Operations Inc. | Borough of Lavallette | Accepted | 2020-07-27 | 2020-07-30 | 2021-07-30 | Hanwha | Q.PEAK DUO BLK-G5/SC315 | Solar Panels |  | 0.315 | 2 | 187 | 18 |  | Fixed | Roof
NJSTRE1545349849 |  | Transition Incentive Program | Lavallette | 8735 | 18 | 3.78 | Residential | No | Behind the Meter | Net-metered residential rooftop and canopy |  | None | Tesla Energy Operations Inc. | Borough of Lavallette | Accepted | 2020-07-27 | 2020-07-30 | 2021-07-30 | Hanwha | Q.PEAK DUO BLK-G5/SC315 | Solar Panels |  | 0.315 | 2 | 277 | 27 |  | Fixed | Roof
NJSTRE1545349988 | NJSRRE1539361945 | Transition Incentive Program | Jackson | 8527 | 18 | 3986.85 | Municipality | Yes | Grid Supply | Subsection (t): landfill, brownfield, areas of historic fill. | t | None | HESP Construction, LLC | JCP&L | Accepted | 2018-09-17 | 2018-09-18 | 2021-10-30 | Canadian Solar Inc | CS6U-350P | Solar Panels |  | 0.35 | 11391 | 180 | 25 |  | Fixed | Ground
NJSTRE1545349988 | NJSRRE1539361945 | Transition Incentive Program | Jackson | 8527 | 18 | 3986.85 | Municipality | Yes | Grid Supply | Subsection (t): landfill, brownfield, areas of historic fill. | t | None | HESP Construction, LLC | JCP&L | Accepted | 2018-09-17 | 2018-09-18 | 2021-10-30 | Solectria | PVI 60TL | Inverters | 3300000 |  | 55 |  |  | 0.99 |  | Outdoor | near arrays
NJSTRE1545349989 |  | Transition Incentive Program | Gloucester | 8012 | 14 | 4199.9 | Commercial | Yes | Grid Supply | Subsection (t): landfill, brownfield, areas of historic fill. | t | None | American Renewables Construction | AC Electric | Accepted | 2019-12-06 | 2019-12-20 | 2021-12-20 | JA Solar | JAM72S01 355-375/PR | Solar Panels |  | 0.375 | 8960 | 1 | 25 |  | Fixed | Ground
NJSTRE1545349989 |  | Transition Incentive Program | Gloucester | 8012 | 14 | 4199.9 | Commercial | Yes | Grid Supply | Subsection (t): landfill, brownfield, areas of historic fill. | t | None | American Renewables Construction | AC Electric | Accepted | 2019-12-06 | 2019-12-20 | 2021-12-20 | JA Solar | JAM72S01 350-370/PR | Solar Panels |  | 0.37 | 2270 | 1 | 25 |  | Fixed | Ground
NJSTRE1545349989 |  | Transition Incentive Program | Gloucester | 8012 | 14 | 4199.9 | Commercial | Yes | Grid Supply | Subsection (t): landfill, brownfield, areas of historic fill. | t | None | American Renewables Construction | AC Electric | Accepted | 2019-12-06 | 2019-12-20 | 2021-12-20 | Sungrow | SG60KU-M | Inverters | 60000 |  | 50 |  |  | 0.989 |  | Outside | n/a
NJSTRE1545349990 | NJSRRE1540144456 | Transition Incentive Program | Mount Arlington | 7856 | 3 | 2292.5 | Municipality | Yes | Grid Supply | Subsection (t): landfill, brownfield, areas of historic fill. | t | None | HESP Construction, LLC | JCP&L | Accepted | 2019-01-09 | 2019-02-01 | 2021-10-30 | Solectria | PVI 60TL | Inverters | 1800000 |  | 30 |  |  | 0.99 |  | Outdoor | near arrays
NJSTRE1545349990 | NJSRRE1540144456 | Transition Incentive Program | Mount Arlington | 7856 | 3 | 2292.5 | Municipality | Yes | Grid Supply | Subsection (t): landfill, brownfield, areas of historic fill. | t | None | HESP Construction, LLC | JCP&L | Accepted | 2019-01-09 | 2019-02-01 | 2021-10-30 | Trina Solar | TSM DE14A(II) | Solar Panels |  | 0.35 | 6550 | 180 | 25 |  | Fixed | Ground
NJSTRE1545351001 |  | Transition Incentive Program | Gloucester City | 8030 | 14 | 6.93 | Residential | Yes | Behind the Meter | Net-metered residential rooftop and canopy |  | None | Suntuity Solar LLC | PSE&G | Accepted | 2020-07-28 | 2020-07-30 | 2021-07-30 | Longi | LR6-60HPB-315M | Solar Panels |  | 0.315 | 22 | 219 | 30 |  | Fixed | Roof
NJSTRE1545351001 |  | Transition Incentive Program | Gloucester City | 8030 | 14 | 6.93 | Residential | Yes | Behind the Meter | Net-metered residential rooftop and canopy |  | None | Suntuity Solar LLC | PSE&G | Accepted | 2020-07-28 | 2020-07-30 | 2021-07-30 | Enphase Energy | IQ7-60-2-US | Inverters | 240 |  | 22 |  |  | 0.97 |  | Outdoor | Behind the PV Modules
NJSTRE1545351003 |  | Transition Incentive Program | Williamstown | 8094 | 15 | 11.66 | Residential | Yes | Behind the Meter | Net-metered residential rooftop and canopy |  | None | Suntuity Solar LLC | AC Electric | Accepted | 2020-07-28 | 2020-08-07 | 2021-10-30 | Enphase Energy | IQ7-60-2-US | Inverters | 240 |  | 37 |  |  | 0.97 |  | Outdoor | Behind the PV Modules
NJSTRE1545351003 |  | Transition Incentive Program | Williamstown | 8094 | 15 | 11.66 | Residential | Yes | Behind the Meter | Net-metered residential rooftop and canopy |  | None | Suntuity Solar LLC | AC Electric | Accepted | 2020-07-28 | 2020-08-07 | 2021-10-30 | Longi | LR6-60HPB-315M | Solar Panels |  | 0.315 | 3 | 165 | 23 |  | Fixed | Roof
NJSTRE1545351003 |  | Transition Incentive Program | Williamstown | 8094 | 15 | 11.66 | Residential | Yes | Behind the Meter | Net-metered residential rooftop and canopy |  | None | Suntuity Solar LLC | AC Electric | Accepted | 2020-07-28 | 2020-08-07 | 2021-10-30 | Longi | LR6-60HPB-315M | Solar Panels |  | 0.315 | 12 | 165 | 23 |  | Fixed | Roof
NJSTRE1545351003 |  | Transition Incentive Program | Williamstown | 8094 | 15 | 11.66 | Residential | Yes | Behind the Meter | Net-metered residential rooftop and canopy |  | None | Suntuity Solar LLC | AC Electric | Accepted | 2020-07-28 | 2020-08-07 | 2021-10-30 | Longi | LR6-60HPB-315M | Solar Panels |  | 0.315 | 11 | 255 | 23 |  | Fixed | Roof
NJSTRE1545351003 |  | Transition Incentive Program | Williamstown | 8094 | 15 | 11.66 | Residential | Yes | Behind the Meter | Net-metered residential rooftop and canopy |  | None | Suntuity Solar LLC | AC Electric | Accepted | 2020-07-28 | 2020-08-07 | 2021-10-30 | Longi | LR6-60HPB-315M | Solar Panels |  | 0.315 | 8 | 165 | 22 |  | Fixed | Roof
NJSTRE1545351003 |  | Transition Incentive Program | Williamstown | 8094 | 15 | 11.66 | Residential | Yes | Behind the Meter | Net-metered residential rooftop and canopy |  | None | Suntuity Solar LLC | AC Electric | Accepted | 2020-07-28 | 2020-08-07 | 2021-10-30 | Longi | LR6-60HPB-315M | Solar Panels |  | 0.315 | 3 | 75 | 23 |  | Fixed | Roof
NJSTRE1545351010 |  | Transition Incentive Program | NORTH BRUNSWICK | 8902 | 11 | 11.03 | Residential | Yes | Behind the Meter | Net-metered residential rooftop and canopy |  | None | Suntuity Solar LLC | PSE&G | Accepted | 2020-07-30 | 2020-08-07 | 2021-10-30 | Enphase Energy | IQ7-60-2-US | Inverters | 240 |  | 35 |  |  | 0.97 |  | Outdoor | Behind the PV Modules
NJSTRE1545351010 |  | Transition Incentive Program | NORTH BRUNSWICK | 8902 | 11 | 11.03 | Residential | Yes | Behind the Meter | Net-metered residential rooftop and canopy |  | None | Suntuity Solar LLC | PSE&G | Accepted | 2020-07-30 | 2020-08-07 | 2021-10-30 | Longi | LR6-60HPB-315M | Solar Panels |  | 0.315 | 5 | 180 | 20 |  | Fixed | Roof
NJSTRE1545351010 |  | Transition Incentive Program | NORTH BRUNSWICK | 8902 | 11 | 11.03 | Residential | Yes | Behind the Meter | Net-metered residential rooftop and canopy |  | None | Suntuity Solar LLC | PSE&G | Accepted | 2020-07-30 | 2020-08-07 | 2021-10-30 | Longi | LR6-60HPB-315M | Solar Panels |  | 0.315 | 22 | 180 | 42 |  | Fixed | Roof
NJSTRE1545351010 |  | Transition Incentive Program | NORTH BRUNSWICK | 8902 | 11 | 11.03 | Residential | Yes | Behind the Meter | Net-metered residential rooftop and canopy |  | None | Suntuity Solar LLC | PSE&G | Accepted | 2020-07-30 | 2020-08-07 | 2021-10-30 | Longi | LR6-60HPB-315M | Solar Panels |  | 0.315 | 8 | 0 | 42 |  | Fixed | Roof
NJSTRE1545351016 |  | Transition Incentive Program | IRVINGTON | 7111 | 9 | 3.15 | Residential | Yes | Behind the Meter | Net-metered residential rooftop and canopy |  | None | Suntuity Solar LLC | PSE&G | Accepted | 2020-07-30 | 2020-07-30 | 2021-07-30 | Enphase Energy | IQ7-60-2-US | Inverters | 240 |  | 10 |  |  | 0.97 |  | Outdoor | Behind the PV Modules
NJSTRE1545351016 |  | Transition Incentive Program | IRVINGTON | 7111 | 9 | 3.15 | Residential | Yes | Behind the Meter | Net-metered residential rooftop and canopy |  | None | Suntuity Solar LLC | PSE&G | Accepted | 2020-07-30 | 2020-07-30 | 2021-07-30 | Longi | LR6-60HPB-315M | Solar Panels |  | 0.315 | 10 | 130 | 27 |  | Fixed | Roof
NJSTRE1545351039 |  | Transition Incentive Program | Toms River | 8753 | 18 | 13.76 | Residential | No | Behind the Meter | Net-metered residential rooftop and canopy |  | None | Whitman Construction, LLC | JCP&L | Accepted | 2020-07-28 | 2020-07-30 | 2021-07-30 | Enphase energy | IQ7-60-2-US | Inverters | 240 |  | 43 |  |  | 0.975 |  | Outdoor | microinverters located under modules
NJSTRE1545351039 |  | Transition Incentive Program | Toms River | 8753 | 18 | 13.76 | Residential | No | Behind the Meter | Net-metered residential rooftop and canopy |  | None | Whitman Construction, LLC | JCP&L | Accepted | 2020-07-28 | 2020-07-30 | 2021-07-30 | TRINA | TSM 320DD05H.05 | Solar Panels |  | 0.32 | 20 | 186 | 45 |  | Fixed | Roof
NJSTRE1545351039 |  | Transition Incentive Program | Toms River | 8753 | 18 | 13.76 | Residential | No | Behind the Meter | Net-metered residential rooftop and canopy |  | None | Whitman Construction, LLC | JCP&L | Accepted | 2020-07-28 | 2020-07-30 | 2021-07-30 | trina | tsm 320DD05H.05 | Solar Panels |  | 0.32 | 23 | 96 | 40 |  | Fixed | Roof
NJSTRE1545351057 |  | Transition Incentive Program | TOMS RIVER | 8757 | 18 | 11.9 | Residential | Yes | Behind the Meter | Net-metered residential rooftop and canopy |  | JCPL 2 | Vision Solar LLC | JCP&L | Accepted | 2020-07-28 | 2020-07-30 | 2021-07-30 | ENPHASE | IQ7-60-2-US | Inverters | 0.24 |  | 35 |  |  | 0.96 |  | Other | BEHIND EACH PANEL
NJSTRE1545351057 |  | Transition Incentive Program | TOMS RIVER | 8757 | 18 | 11.9 | Residential | Yes | Behind the Meter | Net-metered residential rooftop and canopy |  | JCPL 2 | Vision Solar LLC | JCP&L | Accepted | 2020-07-28 | 2020-07-30 | 2021-07-30 | HANWHA Q-CELLS | Q.PEAK DUO-G6 340 | Solar Panels |  | 0.34 | 17 | 67 | 19 |  | Fixed | Roof
NJSTRE1545351057 |  | Transition Incentive Program | TOMS RIVER | 8757 | 18 | 11.9 | Residential | Yes | Behind the Meter | Net-metered residential rooftop and canopy |  | JCPL 2 | Vision Solar LLC | JCP&L | Accepted | 2020-07-28 | 2020-07-30 | 2021-07-30 | HANWHA Q-CELLS | Q.PEAK DUO-G6 340 | Solar Panels |  | 0.34 | 18 | 248 | 19 |  | Fixed | Roof
NJSTRE1545351069 |  | Transition Incentive Program | NEWARK | 7106 | 9 | 7 | Residential | No | Behind the Meter | Net-metered residential rooftop and canopy |  | None | Infinity Solar Systems | PSE&G | Accepted | 2020-07-28 | 2020-07-30 | 2021-07-30 | LG | LG350N1C-V5 | Solar Panels |  | 0.35 | 12 | 195 | 45 |  | Fixed | Roof
NJSTRE1545351069 |  | Transition Incentive Program | NEWARK | 7106 | 9 | 7 | Residential | No | Behind the Meter | Net-metered residential rooftop and canopy |  | None | Infinity Solar Systems | PSE&G | Accepted | 2020-07-28 | 2020-07-30 | 2021-07-30 | ENPHASE | IQ7-60-X-US | Inverters | 240 |  | 20 |  |  | 0.97 |  | Outside | MICROINVERTERS
NJSTRE1545351069 |  | Transition Incentive Program | NEWARK | 7106 | 9 | 7 | Residential | No | Behind the Meter | Net-metered residential rooftop and canopy |  | None | Infinity Solar Systems | PSE&G | Accepted | 2020-07-28 | 2020-07-30 | 2021-07-30 | LG | LG350N1C-V5 | Solar Panels |  | 0.35 | 8 | 15 | 45 |  | Fixed | Roof
NJSTRE1545351093 |  | Transition Incentive Program | Howell | 7731 | 17 | 12.95 | Residential | No | Behind the Meter | Net-metered residential rooftop and canopy |  | None | Whitman Construction, LLC | JCP&L | Accepted | 2020-07-28 | 2020-07-30 | 2021-07-30 | enphase energy | IQ7Plus-72-2-US | Inverters | 240 |  | 35 |  |  | 0.975 |  | Outdoor | microinverters located under modules
NJSTRE1545351093 |  | Transition Incentive Program | Howell | 7731 | 17 | 12.95 | Residential | No | Behind the Meter | Net-metered residential rooftop and canopy |  | None | Whitman Construction, LLC | JCP&L | Accepted | 2020-07-28 | 2020-07-30 | 2021-07-30 | solaria Power | XT-370R-PD | Solar Panels |  | 0.37 | 17 | 238 | 20 |  | Fixed | Roof
NJSTRE1545351093 |  | Transition Incentive Program | Howell | 7731 | 17 | 12.95 | Residential | No | Behind the Meter | Net-metered residential rooftop and canopy |  | None | Whitman Construction, LLC | JCP&L | Accepted | 2020-07-28 | 2020-07-30 | 2021-07-30 | solaria power | XT-370R-PD | Solar Panels |  | 0.37 | 13 | 58 | 20 |  | Fixed | Roof
NJSTRE1545351093 |  | Transition Incentive Program | Howell | 7731 | 17 | 12.95 | Residential | No | Behind the Meter | Net-metered residential rooftop and canopy |  | None | Whitman Construction, LLC | JCP&L | Accepted | 2020-07-28 | 2020-07-30 | 2021-07-30 | solaria power | XT-370R-PD | Solar Panels |  | 0.37 | 5 | 238 | 20 |  | Fixed | Roof
NJSTRE1545351112 |  | Transition Incentive Program | NEWARK | 7106 | 9 | 7 | Residential | No | Behind the Meter | Net-metered residential rooftop and canopy |  | None | Infinity Solar Systems | PSE&G | Accepted | 2020-07-28 | 2020-08-07 | 2021-10-30 | LG | LG350N1C-V5 | Solar Panels |  | 0.35 | 12 | 195 | 45 |  | Fixed | Roof
NJSTRE1545351112 |  | Transition Incentive Program | NEWARK | 7106 | 9 | 7 | Residential | No | Behind the Meter | Net-metered residential rooftop and canopy |  | None | Infinity Solar Systems | PSE&G | Accepted | 2020-07-28 | 2020-08-07 | 2021-10-30 | LG | LG350N1C-V5 | Solar Panels |  | 0.35 | 8 | 15 | 45 |  | Fixed | Roof
NJSTRE1545351112 |  | Transition Incentive Program | NEWARK | 7106 | 9 | 7 | Residential | No | Behind the Meter | Net-metered residential rooftop and canopy |  | None | Infinity Solar Systems | PSE&G | Accepted | 2020-07-28 | 2020-08-07 | 2021-10-30 | ENPHASE | IQ7-60-X-US | Inverters | 240 |  | 20 |  |  | 0.97 |  | Outside | MICROINVERTERS
NJSTRE1545351124 |  | Transition Incentive Program | PRINCETON | 8540 | 12 | 2.04 | Residential | Yes | Behind the Meter | Net-metered residential rooftop and canopy |  | PSEG | Vision Solar LLC | PSE&G | Accepted | 2020-07-28 | 2020-08-07 | 2021-10-30 | ENPHASE | IQ7-60-2-US | Inverters | 0.24 |  | 6 |  |  | 0.96 |  | Other | BEHIND EACH PANEL
NJSTRE1545351124 |  | Transition Incentive Program | PRINCETON | 8540 | 12 | 2.04 | Residential | Yes | Behind the Meter | Net-metered residential rooftop and canopy |  | PSEG | Vision Solar LLC | PSE&G | Accepted | 2020-07-28 | 2020-08-07 | 2021-10-30 | HANWHA Q-CELLS | Q.PEAK DUO-G6 340 | Solar Panels |  | 0.34 | 3 | 207 | 28 |  | Fixed | Roof
NJSTRE1545351124 |  | Transition Incentive Program | PRINCETON | 8540 | 12 | 2.04 | Residential | Yes | Behind the Meter | Net-metered residential rooftop and canopy |  | PSEG | Vision Solar LLC | PSE&G | Accepted | 2020-07-28 | 2020-08-07 | 2021-10-30 | HANWHA Q-CELLS | Q.PEAK DUO-G6 340 | Solar Panels |  | 0.34 | 3 | 297 | 28 |  | Fixed | Roof
NJSTRE1545351159 |  | Transition Incentive Program | NEWARK | 7105 | 9 | 4.08 | Residential | Yes | Behind the Meter | Net-metered residential rooftop and canopy |  | PSEG | Vision Solar LLC | PSE&G | Accepted | 2020-07-28 | 2020-08-07 | 2021-10-30 | ENPHASE | IQ7-60-2-US | Inverters | 0.24 |  | 12 |  |  | 0.96 |  | Other | BEHIND EACH PANEL
NJSTRE1545351159 |  | Transition Incentive Program | NEWARK | 7105 | 9 | 4.08 | Residential | Yes | Behind the Meter | Net-metered residential rooftop and canopy |  | PSEG | Vision Solar LLC | PSE&G | Accepted | 2020-07-28 | 2020-08-07 | 2021-10-30 | HANWHA Q-CELLS | Q.PEAK DUO-G6 340 | Solar Panels |  | 0.34 | 12 | 128 | 15 |  | Fixed | Roof
NJSTRE1545351209 |  | Transition Incentive Program | OXFORD | 7863 | 2 | 3.84 | Residential | Yes | Behind the Meter | Net-metered residential rooftop and canopy |  | None | Vivint Solar Developer, LLC | JCP&L | Accepted | 2020-08-13 | 2020-08-14 | 2021-10-30 | Solar Edge | SE3800H-US | Inverters | 3800 |  | 1 |  |  | 0.992 |  | Outdoor | Near the Utility Meter
NJSTRE1545351209 |  | Transition Incentive Program | OXFORD | 7863 | 2 | 3.84 | Residential | Yes | Behind the Meter | Net-metered residential rooftop and canopy |  | None | Vivint Solar Developer, LLC | JCP&L | Accepted | 2020-08-13 | 2020-08-14 | 2021-10-30 | JINKO SOLAR | JKM320M-60HBL | Solar Panels |  | 0.32 | 2 | 243 | 21 |  | Fixed | Roof
NJSTRE1545351209 |  | Transition Incentive Program | OXFORD | 7863 | 2 | 3.84 | Residential | Yes | Behind the Meter | Net-metered residential rooftop and canopy |  | None | Vivint Solar Developer, LLC | JCP&L | Accepted | 2020-08-13 | 2020-08-14 | 2021-10-30 | JINKO SOLAR | JKM320M-60HBL | Solar Panels |  | 0.32 | 10 | 153 | 21 |  | Fixed | Roof
NJSTRE1545351215 |  | Transition Incentive Program | HAMILTON | 8610 | 12 | 2.6 | Residential | Yes | Behind the Meter | Net-metered residential rooftop and canopy |  | None | Vivint Solar Developer, LLC | PSE&G | Accepted | 2020-07-28 | 2020-08-07 | 2021-10-30 | Jinko Solar | JKM325M-60HBL | Solar Panels |  | 0.325 | 8 | 176 | 41 |  | Fixed | Roof
NJSTRE1545351215 |  | Transition Incentive Program | HAMILTON | 8610 | 12 | 2.6 | Residential | Yes | Behind the Meter | Net-metered residential rooftop and canopy |  | None | Vivint Solar Developer, LLC | PSE&G | Accepted | 2020-07-28 | 2020-08-07 | 2021-10-30 | SolarEdge | SE3800H-US | Inverters | 3800 |  | 1 |  |  | 0.992 |  | Outdoor | Near the Utility Meter
NJSTRE1545351216 |  | Transition Incentive Program | Edison | 8817 | 11 | 1.7 | Residential | Yes | Behind the Meter | Net-metered residential rooftop and canopy |  | PSEG | Vision Solar LLC | PSE&G | Accepted | 2020-07-28 | 2020-08-07 | 2021-10-30 | ENPHASE | IQ7-60-2-US | Inverters | 0.24 |  | 5 |  |  | 0.96 |  | Other | behind each panel
NJSTRE1545351216 |  | Transition Incentive Program | Edison | 8817 | 11 | 1.7 | Residential | Yes | Behind the Meter | Net-metered residential rooftop and canopy |  | PSEG | Vision Solar LLC | PSE&G | Accepted | 2020-07-28 | 2020-08-07 | 2021-10-30 | HANWHA Q-CELLS | Q.PEAK DUO-G6 340 | Solar Panels |  | 0.34 | 5 | 257 | 22 |  | Fixed | Roof
NJSTRE1545351230 |  | Transition Incentive Program | PLEASANTVILLE | 8232 | 19 | 8.84 | Residential | Yes | Behind the Meter | Net-metered residential rooftop and canopy |  | ACE | Vision Solar LLC | AC Electric | Accepted | 2020-07-28 | 2020-08-07 | 2021-10-30 | ENPHASE | IQ7-60-2-US | Inverters | 0.24 |  | 26 |  |  | 0.96 |  | Other | BEHIND EACH PANEL
NJSTRE1545351230 |  | Transition Incentive Program | PLEASANTVILLE | 8232 | 19 | 8.84 | Residential | Yes | Behind the Meter | Net-metered residential rooftop and canopy |  | ACE | Vision Solar LLC | AC Electric | Accepted | 2020-07-28 | 2020-08-07 | 2021-10-30 | HANWHA Q-CELLS | Q.PEAK DUO-G6 340 | Solar Panels |  | 0.34 | 8 | 39 | 25 |  | Fixed | Parking Lot
NJSTRE1545351230 |  | Transition Incentive Program | PLEASANTVILLE | 8232 | 19 | 8.84 | Residential | Yes | Behind the Meter | Net-metered residential rooftop and canopy |  | ACE | Vision Solar LLC | AC Electric | Accepted | 2020-07-28 | 2020-08-07 | 2021-10-30 | HANWHA Q-CELLS | Q.PEAK DUO-G6 340 | Solar Panels |  | 0.34 | 10 | 219 | 25 |  | Fixed | Roof
NJSTRE1545351230 |  | Transition Incentive Program | PLEASANTVILLE | 8232 | 19 | 8.84 | Residential | Yes | Behind the Meter | Net-metered residential rooftop and canopy |  | ACE | Vision Solar LLC | AC Electric | Accepted | 2020-07-28 | 2020-08-07 | 2021-10-30 | HANWHA Q-CELLS | Q.PEAK DUO-G6 340 | Solar Panels |  | 0.34 | 1 | 219 | 20 |  | Fixed | Roof
NJSTRE1545351230 |  | Transition Incentive Program | PLEASANTVILLE | 8232 | 19 | 8.84 | Residential | Yes | Behind the Meter | Net-metered residential rooftop and canopy |  | ACE | Vision Solar LLC | AC Electric | Accepted | 2020-07-28 | 2020-08-07 | 2021-10-30 | HANWHA Q-CELLS | Q.PEAK DUO-G6 340 | Solar Panels |  | 0.34 | 2 | 219 | 20 |  | Fixed | Roof
NJSTRE1545351230 |  | Transition Incentive Program | PLEASANTVILLE | 8232 | 19 | 8.84 | Residential | Yes | Behind the Meter | Net-metered residential rooftop and canopy |  | ACE | Vision Solar LLC | AC Electric | Accepted | 2020-07-28 | 2020-08-07 | 2021-10-30 | HANWHA Q-CELLS | Q.PEAK DUO-G6 340 | Solar Panels |  | 0.34 | 5 | 39 | 20 |  | Fixed | Roof
NJSTRE1545351253 |  | Transition Incentive Program | Keyport | 7735 | 17 | 4.88 | Residential | Yes | Behind the Meter | Net-metered residential rooftop and canopy |  | None | Vivint Solar Developer, LLC | JCP&L | Accepted | 2020-07-28 | 2020-08-07 | 2021-10-30 | SolarEdge | SE3800H-US | Inverters | 3800 |  | 1 |  |  | 0.992 |  | Outdoor | Near the Utility Meter
NJSTRE1545351253 |  | Transition Incentive Program | Keyport | 7735 | 17 | 4.88 | Residential | Yes | Behind the Meter | Net-metered residential rooftop and canopy |  | None | Vivint Solar Developer, LLC | JCP&L | Accepted | 2020-07-28 | 2020-08-07 | 2021-10-30 | Jinko Solar | JKM325M-60HBL | Solar Panels |  | 0.325 | 15 | 208 | 23 |  | Fixed | Roof
NJSTRE1545351290 |  | Transition Incentive Program | WAYNE | 7470 | 6 | 7.15 | Residential | Yes | Behind the Meter | Net-metered residential rooftop and canopy |  | None | Vivint Solar Developer, LLC | PSE&G | Accepted | 2020-07-28 | 2020-08-07 | 2021-10-30 | SolarEdge | SE7600H-US | Inverters | 7600 |  | 1 |  |  | 0.992 |  | Outdoor | Near the Utility Meter
NJSTRE1545351290 |  | Transition Incentive Program | WAYNE | 7470 | 6 | 7.15 | Residential | Yes | Behind the Meter | Net-metered residential rooftop and canopy |  | None | Vivint Solar Developer, LLC | PSE&G | Accepted | 2020-07-28 | 2020-08-07 | 2021-10-30 | Jinko Solar | JKM325M-60HBL | Solar Panels |  | 0.325 | 10 | 85 | 37 |  | Fixed | Roof
NJSTRE1545351290 |  | Transition Incentive Program | WAYNE | 7470 | 6 | 7.15 | Residential | Yes | Behind the Meter | Net-metered residential rooftop and canopy |  | None | Vivint Solar Developer, LLC | PSE&G | Accepted | 2020-07-28 | 2020-08-07 | 2021-10-30 | Jinko Solar | JKM325M-60HBL | Solar Panels |  | 0.325 | 4 | 85 | 37 |  | Fixed | Roof
NJSTRE1545351290 |  | Transition Incentive Program | WAYNE | 7470 | 6 | 7.15 | Residential | Yes | Behind the Meter | Net-metered residential rooftop and canopy |  | None | Vivint Solar Developer, LLC | PSE&G | Accepted | 2020-07-28 | 2020-08-07 | 2021-10-30 | Jinko Solar | JKM325M-60HBL | Solar Panels |  | 0.325 | 8 | 265 | 12 |  | Fixed | Roof
NJSTRE1545351297 |  | Transition Incentive Program | MANALAPAN | 7726 | 17 | 18.59 | Residential | No | Behind the Meter | Net-metered residential rooftop and canopy |  | None | Infinity Solar Systems | JCP&L | Accepted | 2020-07-28 | 2020-08-07 | 2021-10-30 | ENPHASE | IQ7-60-X-US | Inverters | 240 |  | 59 |  |  | 0.97 |  | Outside | MICROINVERTERS
NJSTRE1545351297 |  | Transition Incentive Program | MANALAPAN | 7726 | 17 | 18.59 | Residential | No | Behind the Meter | Net-metered residential rooftop and canopy |  | None | Infinity Solar Systems | JCP&L | Accepted | 2020-07-28 | 2020-08-07 | 2021-10-30 | HANWHA | Q.PEAK DUO BLK-G5 315 | Solar Panels |  | 0.315 | 25 | 341 | 20 |  | Fixed | Roof
NJSTRE1545351297 |  | Transition Incentive Program | MANALAPAN | 7726 | 17 | 18.59 | Residential | No | Behind the Meter | Net-metered residential rooftop and canopy |  | None | Infinity Solar Systems | JCP&L | Accepted | 2020-07-28 | 2020-08-07 | 2021-10-30 | HANWHA | Q.PEAK DUO BLK-G5 315 | Solar Panels |  | 0.315 | 32 | 161 | 20 |  | Fixed | Roof
NJSTRE1545351297 |  | Transition Incentive Program | MANALAPAN | 7726 | 17 | 18.59 | Residential | No | Behind the Meter | Net-metered residential rooftop and canopy |  | None | Infinity Solar Systems | JCP&L | Accepted | 2020-07-28 | 2020-08-07 | 2021-10-30 | HANWHA | Q.PEAK DUO BLK-G5 315 | Solar Panels |  | 0.315 | 2 | 161 | 20 |  | Fixed | Roof
NJSTRE1545351307 |  | Transition Incentive Program | Passaic | 7055 | 6 | 5.78 | Residential | Yes | Behind the Meter | Net-metered residential rooftop and canopy |  | None | Trinity Solar | PSE&G | Accepted | 2020-07-28 | 2020-08-07 | 2021-10-30 | Solar Edge | SE5000 | Inverters | 5000 |  | 1 |  |  | 0.97 |  | Outside | side of home
NJSTRE1545351307 |  | Transition Incentive Program | Passaic | 7055 | 6 | 5.78 | Residential | Yes | Behind the Meter | Net-metered residential rooftop and canopy |  | None | Trinity Solar | PSE&G | Accepted | 2020-07-28 | 2020-08-07 | 2021-10-30 | Hanwha | Q.PEAK DUO BLK-G6 340 | Solar Panels |  | 0.34 | 9 | 252 | 43 |  | Fixed | Roof
NJSTRE1545351307 |  | Transition Incentive Program | Passaic | 7055 | 6 | 5.78 | Residential | Yes | Behind the Meter | Net-metered residential rooftop and canopy |  | None | Trinity Solar | PSE&G | Accepted | 2020-07-28 | 2020-08-07 | 2021-10-30 | Hanwha | Q.PEAK DUO BLK-G6 340 | Solar Panels |  | 0.34 | 8 | 72 | 43 |  | Fixed | Roof
NJSTRE1545351317 |  | Transition Incentive Program | PENNSAUKEN | 8109 | 14 | 10.73 | Residential | Yes | Behind the Meter | Net-metered residential rooftop and canopy |  | None | Vivint Solar Developer, LLC | PSE&G | Accepted | 2020-07-28 | 2020-08-07 | 2021-10-30 | SolarEdge | SE7600H-US | Inverters | 7600 |  | 1 |  |  | 0.992 |  | Outdoor | Near the Utility Meter
NJSTRE1545351317 |  | Transition Incentive Program | PENNSAUKEN | 8109 | 14 | 10.73 | Residential | Yes | Behind the Meter | Net-metered residential rooftop and canopy |  | None | Vivint Solar Developer, LLC | PSE&G | Accepted | 2020-07-28 | 2020-08-07 | 2021-10-30 | Jinko Solar | JKM325M-60HBL | Solar Panels |  | 0.325 | 21 | 214 | 25 |  | Fixed | Roof
NJSTRE1545351317 |  | Transition Incentive Program | PENNSAUKEN | 8109 | 14 | 10.73 | Residential | Yes | Behind the Meter | Net-metered residential rooftop and canopy |  | None | Vivint Solar Developer, LLC | PSE&G | Accepted | 2020-07-28 | 2020-08-07 | 2021-10-30 | Jinko Solar | JKM325M-60HBL | Solar Panels |  | 0.325 | 3 | 214 | 25 |  | Fixed | Roof
NJSTRE1545351317 |  | Transition Incentive Program | PENNSAUKEN | 8109 | 14 | 10.73 | Residential | Yes | Behind the Meter | Net-metered residential rooftop and canopy |  | None | Vivint Solar Developer, LLC | PSE&G | Accepted | 2020-07-28 | 2020-08-07 | 2021-10-30 | Jinko Solar | JKM325M-60HBL | Solar Panels |  | 0.325 | 3 | 214 | 25 |  | Fixed | Roof
NJSTRE1545351317 |  | Transition Incentive Program | PENNSAUKEN | 8109 | 14 | 10.73 | Residential | Yes | Behind the Meter | Net-metered residential rooftop and canopy |  | None | Vivint Solar Developer, LLC | PSE&G | Accepted | 2020-07-28 | 2020-08-07 | 2021-10-30 | Jinko Solar | JKM325M-60HBL | Solar Panels |  | 0.325 | 6 | 304 | 25 |  | Fixed | Roof
NJSTRE1545351346 |  | Transition Incentive Program | Bridgewater Township | 8807 | 5 | 4.2 | Residential | No | Behind the Meter | Net-metered residential rooftop and canopy |  | None | Pro Custom Solar dba Momentum Solar | PSE&G | Accepted | 2020-07-28 | 2020-08-07 | 2021-10-30 | Enphase | IQ7Plus-72-2-US | Inverters | 290 |  | 12 |  |  | 0.97 |  | Outdoor | Roof
NJSTRE1545351346 |  | Transition Incentive Program | Bridgewater Township | 8807 | 5 | 4.2 | Residential | No | Behind the Meter | Net-metered residential rooftop and canopy |  | None | Pro Custom Solar dba Momentum Solar | PSE&G | Accepted | 2020-07-28 | 2020-08-07 | 2021-10-30 | LG ELECTRONICS | LG 350N1C-V5 | Solar Panels |  | 0.35 | 12 | 289 | 37 |  | Fixed | Roof
NJSTRE1545351378 |  | Transition Incentive Program | PLEASANTVILLE | 8232 | 19 | 7.48 | Residential | Yes | Behind the Meter | Net-metered residential rooftop and canopy |  | None | Vivint Solar Developer, LLC | AC Electric | Accepted | 2020-07-28 | 2020-08-07 | 2021-10-30 | SolarEdge | SE7600H-US | Inverters | 7600 |  | 1 |  |  | 0.992 |  | Outdoor | Near the Utility Meter
NJSTRE1545351378 |  | Transition Incentive Program | PLEASANTVILLE | 8232 | 19 | 7.48 | Residential | Yes | Behind the Meter | Net-metered residential rooftop and canopy |  | None | Vivint Solar Developer, LLC | AC Electric | Accepted | 2020-07-28 | 2020-08-07 | 2021-10-30 | Jinko Solar | JKM325M-60HBL | Solar Panels |  | 0.325 | 14 | 206 | 30 |  | Fixed | Roof
NJSTRE1545351378 |  | Transition Incentive Program | PLEASANTVILLE | 8232 | 19 | 7.48 | Residential | Yes | Behind the Meter | Net-metered residential rooftop and canopy |  | None | Vivint Solar Developer, LLC | AC Electric | Accepted | 2020-07-28 | 2020-08-07 | 2021-10-30 | Jinko Solar | JKM325M-60HBL | Solar Panels |  | 0.325 | 9 | 26 | 30 |  | Fixed | Roof
NJSTRE1545351382 |  | Transition Incentive Program | Egg Harbor Township | 8234 | 19 | 24 | Commercial | No | Behind the Meter | Net-metered non-residential rooftop and canopy |  | None | Helios Solar Energy, LLC | AC Electric | Accepted | 2020-07-29 | 2020-08-07 | 2021-10-30 | Electro Industries/Gaugetech | SHARK100S-60-10-V3-WIFI | Meters |  |  | 1 |  |  |  | Yes | Outdoor
NJSTRE1545351382 |  | Transition Incentive Program | Egg Harbor Township | 8234 | 19 | 24 | Commercial | No | Behind the Meter | Net-metered non-residential rooftop and canopy |  | None | Helios Solar Energy, LLC | AC Electric | Accepted | 2020-07-29 | 2020-08-07 | 2021-10-30 | Solaredge Technologies | SE20KUS | Inverters | 24000 |  | 1 |  |  | 0.97 |  | Outdoor | side of building
NJSTRE1545351382 |  | Transition Incentive Program | Egg Harbor Township | 8234 | 19 | 24 | Commercial | No | Behind the Meter | Net-metered non-residential rooftop and canopy |  | None | Helios Solar Energy, LLC | AC Electric | Accepted | 2020-07-29 | 2020-08-07 | 2021-10-30 | Axitec | AC-400MH/144S | Solar Panels |  | 0.4 | 60 | 240 | 5 |  | Fixed | Roof | SW-facing roofs
NJSTRE1545351417 |  | Transition Incentive Program | Audubon | 8106 | 14 | 7.15 | Residential | Yes | Behind the Meter | Net-metered residential rooftop and canopy |  | None | Vivint Solar Developer, LLC | PSE&G | Accepted | 2020-07-29 | 2020-08-07 | 2021-10-30 | SolarEdge | SE7600H-US | Inverters | 7600 |  | 1 |  |  | 0.992 |  | Outdoor | Near the Utility Meter
NJSTRE1545351417 |  | Transition Incentive Program | Audubon | 8106 | 14 | 7.15 | Residential | Yes | Behind the Meter | Net-metered residential rooftop and canopy |  | None | Vivint Solar Developer, LLC | PSE&G | Accepted | 2020-07-29 | 2020-08-07 | 2021-10-30 | Jinko Solar | JKM325M-60HBL | Solar Panels |  | 0.325 | 6 | 141 | 21 |  | Fixed | Roof
NJSTRE1545351417 |  | Transition Incentive Program | Audubon | 8106 | 14 | 7.15 | Residential | Yes | Behind the Meter | Net-metered residential rooftop and canopy |  | None | Vivint Solar Developer, LLC | PSE&G | Accepted | 2020-07-29 | 2020-08-07 | 2021-10-30 | Jinko Solar | JKM325M-60HBL | Solar Panels |  | 0.325 | 16 | 141 | 34 |  | Fixed | Roof
NJSTRE1545351450 |  | Transition Incentive Program | Woodbridge Township | 7064 | 11 | 8.05 | Residential | Yes | Behind the Meter | Net-metered residential rooftop and canopy |  | None | Pro Custom Solar dba Momentum Solar | PSE&G | Accepted | 2020-07-28 | 2020-08-07 | 2021-10-30 | Enphase | IQ7Plus-72-2-US | Inverters | 290 |  | 23 |  |  | 0.97 |  | Outdoor | Roof
NJSTRE1545351450 |  | Transition Incentive Program | Woodbridge Township | 7064 | 11 | 8.05 | Residential | Yes | Behind the Meter | Net-metered residential rooftop and canopy |  | None | Pro Custom Solar dba Momentum Solar | PSE&G | Accepted | 2020-07-28 | 2020-08-07 | 2021-10-30 | LG ELECTRONICS | LG 350N1C-V5 | Solar Panels |  | 0.35 | 15 | 91 | 18 |  | Fixed | Roof
NJSTRE1545351450 |  | Transition Incentive Program | Woodbridge Township | 7064 | 11 | 8.05 | Residential | Yes | Behind the Meter | Net-metered residential rooftop and canopy |  | None | Pro Custom Solar dba Momentum Solar | PSE&G | Accepted | 2020-07-28 | 2020-08-07 | 2021-10-30 | LG ELECTRONICS | LG 350N1C-V5 | Solar Panels |  | 0.35 | 8 | 270 | 18 |  | Fixed | Roof
NJSTRE1545351459 |  | Transition Incentive Program | Hasbrouck Heights | 7604 | 7 | 3.35 | Residential | Yes | Behind the Meter | Net-metered residential rooftop and canopy |  | None | Pro Custom Solar dba Momentum Solar | PSE&G | Accepted | 2020-07-28 | 2020-08-07 | 2021-10-30 | Enphase | IQ7-60-2-US | Inverters | 240 |  | 10 |  |  | 0.97 |  | Outdoor | roof
NJSTRE1545351459 |  | Transition Incentive Program | Hasbrouck Heights | 7604 | 7 | 3.35 | Residential | Yes | Behind the Meter | Net-metered residential rooftop and canopy |  | None | Pro Custom Solar dba Momentum Solar | PSE&G | Accepted | 2020-07-28 | 2020-08-07 | 2021-10-30 | Hanwha | Q PEAK BLK-G6+ 335 | Solar Panels |  | 0.335 | 10 | 218 | 13 |  | Fixed | Roof
NJSTRE1545351461 |  | Transition Incentive Program | Dumont | 7628 | 7 | 4.2 | Residential | No | Behind the Meter | Net-metered residential rooftop and canopy |  | None | UnitedSolar LLC | PSE&G | As-Built Incomplete - Review | 2020-07-29 | 2020-08-07 |  | trina | tsm-300-dd05a.08 | Solar Panels |  | 0.3 | 14 | 153 | 40 |  | Fixed | Roof
NJSTRE1545351461 |  | Transition Incentive Program | Dumont | 7628 | 7 | 4.2 | Residential | No | Behind the Meter | Net-metered residential rooftop and canopy |  | None | UnitedSolar LLC | PSE&G | As-Built Incomplete - Review | 2020-07-29 | 2020-08-07 |  | enphase | ENPHASE IQ6PLUS-72-2 | Inverters | 240 |  | 14 |  |  | 0.965 |  | Outdoor | roof
NJSTRE1545351461 |  | Transition Incentive Program | Dumont | 7628 | 7 | 4.2 | Residential | No | Behind the Meter | Net-metered residential rooftop and canopy |  | None | UnitedSolar LLC | PSE&G | As-Built Incomplete - Review | 2020-07-29 | 2020-08-07 |  | enphase | iq6 | Meters | 300 |  | 1 |  |  |  | Yes | Outdoor
NJSTRE1545351491 |  | Transition Incentive Program | Hamilton Township | 8619 | 12 | 11.55 | Residential | Yes | Behind the Meter | Net-metered residential rooftop and canopy |  | None | Pro Custom Solar dba Momentum Solar | PSE&G | Accepted | 2020-07-28 | 2020-08-07 | 2021-10-30 | Enphase | IQ7Plus-72-2-US | Inverters | 290 |  | 33 |  |  | 0.97 |  | Outdoor | Roof
NJSTRE1545351491 |  | Transition Incentive Program | Hamilton Township | 8619 | 12 | 11.55 | Residential | Yes | Behind the Meter | Net-metered residential rooftop and canopy |  | None | Pro Custom Solar dba Momentum Solar | PSE&G | Accepted | 2020-07-28 | 2020-08-07 | 2021-10-30 | LG ELECTRONIC | LG 350N1C-V5 | Solar Panels |  | 0.35 | 16 | 172 | 23 |  | Fixed | Roof
NJSTRE1545351491 |  | Transition Incentive Program | Hamilton Township | 8619 | 12 | 11.55 | Residential | Yes | Behind the Meter | Net-metered residential rooftop and canopy |  | None | Pro Custom Solar dba Momentum Solar | PSE&G | Accepted | 2020-07-28 | 2020-08-07 | 2021-10-30 | LG ELECTRONICS | LG 350N1C-V5 | Solar Panels |  | 0.35 | 17 | 354 | 23 |  | Fixed | Roof
NJSTRE1545352899 |  | Transition Incentive Program | WOODBRIDGE | 7095 | 11 | 2.38 | Residential | Yes | Behind the Meter | Net-metered residential rooftop and canopy |  | PSEG | Vision Solar LLC | PSE&G | Accepted | 2020-07-28 | 2020-08-07 | 2021-10-30 | ENPHASE | IQ7-60-2-US | Inverters | 0.24 |  | 7 |  |  | 0.96 |  | Other | BEHIND EACH PANEL
NJSTRE1545352899 |  | Transition Incentive Program | WOODBRIDGE | 7095 | 11 | 2.38 | Residential | Yes | Behind the Meter | Net-metered residential rooftop and canopy |  | PSEG | Vision Solar LLC | PSE&G | Accepted | 2020-07-28 | 2020-08-07 | 2021-10-30 | HANWHA Q-CELLS | Q.PEAK DUO-G6 340 | Solar Panels |  | 0.34 | 7 | 206 | 35 |  | Fixed | Roof
NJSTRE1545353936 |  | Transition Incentive Program | Carteret | 7008 | 11 | 3.5 | Residential | Yes | Behind the Meter | Net-metered residential rooftop and canopy |  | None | Pro Custom Solar dba Momentum Solar | PSE&G | Accepted | 2020-07-28 | 2020-08-07 | 2021-10-30 | Enphase | IQ7PLUS-72-2-US | Inverters | 290 |  | 10 |  |  | 0.97 |  | Outdoor | roof
NJSTRE1545353936 |  | Transition Incentive Program | Carteret | 7008 | 11 | 3.5 | Residential | Yes | Behind the Meter | Net-metered residential rooftop and canopy |  | None | Pro Custom Solar dba Momentum Solar | PSE&G | Accepted | 2020-07-28 | 2020-08-07 | 2021-10-30 | LG | LG 350N1C-V5 | Solar Panels |  | 0.35 | 8 | 114 | 37 |  | Fixed | Roof
NJSTRE1545353936 |  | Transition Incentive Program | Carteret | 7008 | 11 | 3.5 | Residential | Yes | Behind the Meter | Net-metered residential rooftop and canopy |  | None | Pro Custom Solar dba Momentum Solar | PSE&G | Accepted | 2020-07-28 | 2020-08-07 | 2021-10-30 | LG | LG 350N1C-V5 | Solar Panels |  | 0.35 | 2 | 294 | 40 |  | Fixed | Roof
NJSTRE1545354421 |  | Transition Incentive Program | MCKEE CITY | 8234 | 19 | 14.88 | Residential | Yes | Behind the Meter | Net-metered residential rooftop and canopy |  | None | Bright Planet Solar | AC Electric | Accepted | 2020-07-28 | 2020-08-07 | 2021-10-30 | SOLAR EDGE | SE6000H-USRGM | Inverters | 6000 |  | 2 |  |  | 0.98 |  | Outdoor | OUTSIDE
NJSTRE1545354421 |  | Transition Incentive Program | MCKEE CITY | 8234 | 19 | 14.88 | Residential | Yes | Behind the Meter | Net-metered residential rooftop and canopy |  | None | Bright Planet Solar | AC Electric | Accepted | 2020-07-28 | 2020-08-07 | 2021-10-30 | LONGI | LR6-60HPB-310M | Solar Panels |  | 0.31 | 5 | 111 | 30 |  | Fixed | Roof
NJSTRE1545354421 |  | Transition Incentive Program | MCKEE CITY | 8234 | 19 | 14.88 | Residential | Yes | Behind the Meter | Net-metered residential rooftop and canopy |  | None | Bright Planet Solar | AC Electric | Accepted | 2020-07-28 | 2020-08-07 | 2021-10-30 | LONGI | LR6-60HPB-310M | Solar Panels |  | 0.31 | 10 | 111 | 30 |  | Fixed | Roof
NJSTRE1545354421 |  | Transition Incentive Program | MCKEE CITY | 8234 | 19 | 14.88 | Residential | Yes | Behind the Meter | Net-metered residential rooftop and canopy |  | None | Bright Planet Solar | AC Electric | Accepted | 2020-07-28 | 2020-08-07 | 2021-10-30 | LONGI | LR6-60HPB-310M | Solar Panels |  | 0.31 | 33 | 291 | 30 |  | Fixed | Roof
NJSTRE1545354443 |  | Transition Incentive Program | Browns mills | 8106 | 14 | 7.82 | Residential | Yes | Behind the Meter | Net-metered residential rooftop and canopy |  | JCPL | Vision Solar LLC | JCP&L | Accepted | 2020-07-28 | 2020-08-07 | 2021-10-30 | ENPHASE | IQ7-60-2-US | Inverters | 0.24 |  | 23 |  |  | 0.96 |  | Other | BEHIND EACH PANEL
NJSTRE1545354443 |  | Transition Incentive Program | Browns mills | 8106 | 14 | 7.82 | Residential | Yes | Behind the Meter | Net-metered residential rooftop and canopy |  | JCPL | Vision Solar LLC | JCP&L | Accepted | 2020-07-28 | 2020-08-07 | 2021-10-30 | HANWHA Q-CELLS | Q.PEAK DUO-G6 340 | Solar Panels |  | 0.34 | 13 | 181 | 15 |  | Fixed | Roof
NJSTRE1545354443 |  | Transition Incentive Program | Browns mills | 8106 | 14 | 7.82 | Residential | Yes | Behind the Meter | Net-metered residential rooftop and canopy |  | JCPL | Vision Solar LLC | JCP&L | Accepted | 2020-07-28 | 2020-08-07 | 2021-10-30 | HANWHA Q-CELLS | Q.PEAK DUO-G6 340 | Solar Panels |  | 0.34 | 10 | 1 | 15 |  | Fixed | Roof
NJSTRE1545354834 |  | Transition Incentive Program | Swedesboro | 8085 | 15 | 10.79 | Residential | Yes | Behind the Meter | Net-metered residential rooftop and canopy |  | None | Seabright Solar | AC Electric | Accepted | 2020-07-29 | 2020-08-07 | 2021-10-30 | Sunpower | PVS 6 | Meters |  |  | 1 |  |  |  | Yes | Outdoor
NJSTRE1545354834 |  | Transition Incentive Program | Swedesboro | 8085 | 15 | 10.79 | Residential | Yes | Behind the Meter | Net-metered residential rooftop and canopy |  | None | Seabright Solar | AC Electric | Accepted | 2020-07-29 | 2020-08-07 | 2021-10-30 | Enphase | IQ7XS-96-ACM-US | Inverters | 0.315 |  | 33 |  |  | 0.99 |  | Outside | Roof
NJSTRE1545354834 |  | Transition Incentive Program | Swedesboro | 8085 | 15 | 10.79 | Residential | Yes | Behind the Meter | Net-metered residential rooftop and canopy |  | None | Seabright Solar | AC Electric | Accepted | 2020-07-29 | 2020-08-07 | 2021-10-30 | Sunpower | SPR-E20-327 | Solar Panels |  | 0.327 | 12 | 131 | 25 |  | Fixed | Roof
NJSTRE1545354834 |  | Transition Incentive Program | Swedesboro | 8085 | 15 | 10.79 | Residential | Yes | Behind the Meter | Net-metered residential rooftop and canopy |  | None | Seabright Solar | AC Electric | Accepted | 2020-07-29 | 2020-08-07 | 2021-10-30 | Sunpower | SPR-E20-327 | Solar Panels |  | 0.327 | 15 | 311 | 25 |  | Fixed | Roof
NJSTRE1545354834 |  | Transition Incentive Program | Swedesboro | 8085 | 15 | 10.79 | Residential | Yes | Behind the Meter | Net-metered residential rooftop and canopy |  | None | Seabright Solar | AC Electric | Accepted | 2020-07-29 | 2020-08-07 | 2021-10-30 | Sunpower | SPR-E20-327 | Solar Panels |  | 0.327 | 6 | 131 | 25 |  | Fixed | Roof
NJSTRE1545355363 |  | Transition Incentive Program | Maple Shade | 8052 | 13 | 3.4 | Residential | Yes | Behind the Meter | Net-metered residential rooftop and canopy |  | PSEG | Vision Solar LLC | PSE&G | Accepted | 2020-07-28 | 2020-08-07 | 2021-10-30 | HANWHA Q-CELLS | Q.PEAK DUO-G6 340 | Solar Panels |  | 0.34 | 6 | 172 | 30 |  | Fixed | Roof
NJSTRE1545355363 |  | Transition Incentive Program | Maple Shade | 8052 | 13 | 3.4 | Residential | Yes | Behind the Meter | Net-metered residential rooftop and canopy |  | PSEG | Vision Solar LLC | PSE&G | Accepted | 2020-07-28 | 2020-08-07 | 2021-10-30 | HANWHA Q-CELLS | Q.PEAK DUO-G6 340 | Solar Panels |  | 0.34 | 4 | 352 | 30 |  | Fixed | Roof
NJSTRE1545355363 |  | Transition Incentive Program | Maple Shade | 8052 | 13 | 3.4 | Residential | Yes | Behind the Meter | Net-metered residential rooftop and canopy |  | PSEG | Vision Solar LLC | PSE&G | Accepted | 2020-07-28 | 2020-08-07 | 2021-10-30 | ENPHASE | IQ7-60-2-US | Inverters | 0.24 |  | 10 |  |  | 0.96 |  | Other | behind each panel
NJSTRE1545355380 |  | Transition Incentive Program | South Brunswick | 8824 | 11 | 9.38 | Residential | No | Behind the Meter | Net-metered residential rooftop and canopy |  | None | Public Service Solar | PSE&G | Accepted | 2020-07-28 | 2020-08-07 | 2021-10-30 | Enphase | 800-00555-r03 | Meters |  |  | 1 |  |  |  | Yes | Outdoor
NJSTRE1545355380 |  | Transition Incentive Program | South Brunswick | 8824 | 11 | 9.38 | Residential | No | Behind the Meter | Net-metered residential rooftop and canopy |  | None | Public Service Solar | PSE&G | Accepted | 2020-07-28 | 2020-08-07 | 2021-10-30 | Enphase | IQ7+ | Inverters | 0.29 |  | 28 |  |  | 0.96 |  | Outside | Under panels
NJSTRE1545355380 |  | Transition Incentive Program | South Brunswick | 8824 | 11 | 9.38 | Residential | No | Behind the Meter | Net-metered residential rooftop and canopy |  | None | Public Service Solar | PSE&G | Accepted | 2020-07-28 | 2020-08-07 | 2021-10-30 | LG | N1K-V5 | Solar Panels |  | 0.335 | 20 | 199 | 18 |  | Fixed | Roof
NJSTRE1545355380 |  | Transition Incentive Program | South Brunswick | 8824 | 11 | 9.38 | Residential | No | Behind the Meter | Net-metered residential rooftop and canopy |  | None | Public Service Solar | PSE&G | Accepted | 2020-07-28 | 2020-08-07 | 2021-10-30 | LG | N1K-V5 | Solar Panels |  | 0.335 | 5 | 108 | 30 |  | Fixed | Roof
NJSTRE1545355380 |  | Transition Incentive Program | South Brunswick | 8824 | 11 | 9.38 | Residential | No | Behind the Meter | Net-metered residential rooftop and canopy |  | None | Public Service Solar | PSE&G | Accepted | 2020-07-28 | 2020-08-07 | 2021-10-30 | LG | N1K-V5 | Solar Panels |  | 0.335 | 3 | 288 | 30 |  | Fixed | Roof
NJSTRE1545355385 |  | Transition Incentive Program | Maplewood | 7040 | 9 | 9.45 | Residential | Yes | Behind the Meter | Net-metered residential rooftop and canopy |  | None | Pro Custom Solar dba Momentum Solar | PSE&G | Accepted | 2020-07-28 | 2020-08-18 | 2021-10-30 | Enphase | IQ7Plus-72-2-US | Inverters | 290 |  | 27 |  |  | 0.97 |  | Outdoor | Roof
NJSTRE1545355385 |  | Transition Incentive Program | Maplewood | 7040 | 9 | 9.45 | Residential | Yes | Behind the Meter | Net-metered residential rooftop and canopy |  | None | Pro Custom Solar dba Momentum Solar | PSE&G | Accepted | 2020-07-28 | 2020-08-18 | 2021-10-30 | LG ELECTRONICS | LG 350N1C-V5 | Solar Panels |  | 0.35 | 27 | 79 | 5 |  | Fixed | Roof
NJSTRE1545355419 |  | Transition Incentive Program | Belvidere | 7823 | 2 | 4.42 | Residential | Yes | Behind the Meter | Net-metered residential rooftop and canopy |  | JCPL | Vision Solar LLC | JCP&L | Accepted | 2020-07-28 | 2020-08-07 | 2021-10-30 | ENPHASE | IQ7-60-2-US | Inverters | 0.24 |  | 13 |  |  | 0.96 |  | Other | BEHIND EACH PANEL
NJSTRE1545355419 |  | Transition Incentive Program | Belvidere | 7823 | 2 | 4.42 | Residential | Yes | Behind the Meter | Net-metered residential rooftop and canopy |  | JCPL | Vision Solar LLC | JCP&L | Accepted | 2020-07-28 | 2020-08-07 | 2021-10-30 | HANWHA Q-CELLS | Q.PEAK DUO-G6 340 | Solar Panels |  | 0.34 | 13 | 268 | 24 |  | Fixed | Roof
NJSTRE1545355435 |  | Transition Incentive Program | Hackensack | 7601 | 7 | 9.18 | Residential | Yes | Behind the Meter | Net-metered residential rooftop and canopy |  | PSEG | Vision Solar LLC | PSE&G | Accepted | 2020-07-28 | 2020-08-07 | 2021-10-30 | HANWHA Q-CELLS | Q.PEAK DUO-G6 340 | Solar Panels |  | 0.34 | 13 | 38 | 19 |  | Fixed | Roof
NJSTRE1545355435 |  | Transition Incentive Program | Hackensack | 7601 | 7 | 9.18 | Residential | Yes | Behind the Meter | Net-metered residential rooftop and canopy |  | PSEG | Vision Solar LLC | PSE&G | Accepted | 2020-07-28 | 2020-08-07 | 2021-10-30 | HANWHA Q-CELLS | Q.PEAK DUO-G6 340 | Solar Panels |  | 0.34 | 14 | 218 | 19 |  | Fixed | Roof
NJSTRE1545355435 |  | Transition Incentive Program | Hackensack | 7601 | 7 | 9.18 | Residential | Yes | Behind the Meter | Net-metered residential rooftop and canopy |  | PSEG | Vision Solar LLC | PSE&G | Accepted | 2020-07-28 | 2020-08-07 | 2021-10-30 | ENPHASE | IQ7-60-2-US | Inverters | 0.24 |  | 27 |  |  | 0.96 |  | Other | BEHIND EACH PANEL
NJSTRE1545355444 |  | Transition Incentive Program | Marlboro | 7746 | 17 | 9 | Residential | No | Behind the Meter | Net-metered residential rooftop and canopy |  | None | Seabright Solar | JCP&L | Accepted | 2020-07-31 | 2020-08-07 | 2021-10-30 | Sunpower | SPR-X22-360 | Solar Panels |  | 0.36 | 16 | 168 | 30 |  | Fixed | Roof
NJSTRE1545355444 |  | Transition Incentive Program | Marlboro | 7746 | 17 | 9 | Residential | No | Behind the Meter | Net-metered residential rooftop and canopy |  | None | Seabright Solar | JCP&L | Accepted | 2020-07-31 | 2020-08-07 | 2021-10-30 | Sunpower | SPR-X22-360 | Inverters | 0.32 |  | 25 |  |  | 0.99 |  | Outside | Roof
NJSTRE1545355444 |  | Transition Incentive Program | Marlboro | 7746 | 17 | 9 | Residential | No | Behind the Meter | Net-metered residential rooftop and canopy |  | None | Seabright Solar | JCP&L | Accepted | 2020-07-31 | 2020-08-07 | 2021-10-30 | Sunpower | SPR-X22-360 | Solar Panels |  | 0.36 | 7 | 168 | 30 |  | Fixed | Roof
NJSTRE1545355444 |  | Transition Incentive Program | Marlboro | 7746 | 17 | 9 | Residential | No | Behind the Meter | Net-metered residential rooftop and canopy |  | None | Seabright Solar | JCP&L | Accepted | 2020-07-31 | 2020-08-07 | 2021-10-30 | Sunpower | SPR-X22-360 | Solar Panels |  | 0.36 | 2 | 78 | 40 |  | Fixed | Roof
NJSTRE1545355448 |  | Transition Incentive Program | Garfield | 7026 | 7 | 4.08 | Residential | Yes | Behind the Meter | Net-metered residential rooftop and canopy |  | PSEG | Vision Solar LLC | PSE&G | Accepted | 2020-07-28 | 2020-08-07 | 2021-10-30 | HANWHA Q-CELLS | Q.PEAK DUO-G6 340 | Solar Panels |  | 0.34 | 12 | 213 | 26 |  | Fixed | Roof
NJSTRE1545355448 |  | Transition Incentive Program | Garfield | 7026 | 7 | 4.08 | Residential | Yes | Behind the Meter | Net-metered residential rooftop and canopy |  | PSEG | Vision Solar LLC | PSE&G | Accepted | 2020-07-28 | 2020-08-07 | 2021-10-30 | ENPHASE | IQ7-60-2-US | Inverters | 0.24 |  | 12 |  |  | 0.96 |  | Other | BEHIND EACH PANEL
NJSTRE1545355456 |  | Transition Incentive Program | Jackson | 8527 | 18 | 5.25 | Residential | Yes | Behind the Meter | Net-metered residential rooftop and canopy |  | None | Pro Custom Solar dba Momentum Solar | JCP&L | Accepted | 2020-07-28 | 2020-08-07 | 2021-10-30 | Enphase | IQ7PLUS-72-2-US | Inverters | 290 |  | 15 |  |  | 0.97 |  | Outdoor | roof
NJSTRE1545355456 |  | Transition Incentive Program | Jackson | 8527 | 18 | 5.25 | Residential | Yes | Behind the Meter | Net-metered residential rooftop and canopy |  | None | Pro Custom Solar dba Momentum Solar | JCP&L | Accepted | 2020-07-28 | 2020-08-07 | 2021-10-30 | LG | LG 350N1c-V5 | Solar Panels |  | 0.35 | 6 | 268 | 28 |  | Fixed | Roof
NJSTRE1545355456 |  | Transition Incentive Program | Jackson | 8527 | 18 | 5.25 | Residential | Yes | Behind the Meter | Net-metered residential rooftop and canopy |  | None | Pro Custom Solar dba Momentum Solar | JCP&L | Accepted | 2020-07-28 | 2020-08-07 | 2021-10-30 | LG | LG 350N1c-V5 | Solar Panels |  | 0.35 | 9 | 268 | 27 |  | Fixed | Roof
NJSTRE1545355634 |  | Transition Incentive Program | Milford | 8848 | 4 | 17.01 | Residential | No | Behind the Meter | Net-metered residential rooftop and canopy |  | None | Tesla Energy Operations Inc. | JCP&L | Accepted | 2020-07-28 | 2020-08-07 | 2021-10-30 | Tesla | SR60T1 | Solar Panels |  | 0.05847 | 50 | 39 | 23 |  | Fixed | Roof
NJSTRE1545355634 |  | Transition Incentive Program | Milford | 8848 | 4 | 17.01 | Residential | No | Behind the Meter | Net-metered residential rooftop and canopy |  | None | Tesla Energy Operations Inc. | JCP&L | Accepted | 2020-07-28 | 2020-08-07 | 2021-10-30 | Tesla | SR60T1 | Solar Panels |  | 0.05847 | 102 | 39 | 23 |  | Fixed | Roof
NJSTRE1545355634 |  | Transition Incentive Program | Milford | 8848 | 4 | 17.01 | Residential | No | Behind the Meter | Net-metered residential rooftop and canopy |  | None | Tesla Energy Operations Inc. | JCP&L | Accepted | 2020-07-28 | 2020-08-07 | 2021-10-30 | Tesla | SR60T1 | Solar Panels |  | 0.05847 | 27 | 219 | 23 |  | Fixed | Roof
NJSTRE1545355634 |  | Transition Incentive Program | Milford | 8848 | 4 | 17.01 | Residential | No | Behind the Meter | Net-metered residential rooftop and canopy |  | None | Tesla Energy Operations Inc. | JCP&L | Accepted | 2020-07-28 | 2020-08-07 | 2021-10-30 | Delta | M8-TL-US [240V] | Inverters | 7680 |  | 2 |  |  | 0.975 |  | Outdoor | Outdoor
NJSTRE1545355634 |  | Transition Incentive Program | Milford | 8848 | 4 | 17.01 | Residential | No | Behind the Meter | Net-metered residential rooftop and canopy |  | None | Tesla Energy Operations Inc. | JCP&L | Accepted | 2020-07-28 | 2020-08-07 | 2021-10-30 | Tesla | SR60T1 | Solar Panels |  | 0.05847 | 112 | 219 | 12 |  | Fixed | Roof
NJSTRE1545355648 |  | Transition Incentive Program | Blairstown | 7825 | 2 | 12.4 | Residential | No | Behind the Meter | Net-metered residential rooftop and canopy |  | None | Tesla Energy Operations Inc. | JCP&L | Accepted | 2020-07-28 | 2020-08-07 | 2021-10-30 | Tesla | AC Powerwall 2.0 | Electric Storage Battery |  |  | 2 |  |  |  | Lithium Ion |  | Outside
NJSTRE1545355648 |  | Transition Incentive Program | Blairstown | 7825 | 2 | 12.4 | Residential | No | Behind the Meter | Net-metered residential rooftop and canopy |  | None | Tesla Energy Operations Inc. | JCP&L | Accepted | 2020-07-28 | 2020-08-07 | 2021-10-30 | Delta | M4-TL-US [240V] | Inverters | 3840 |  | 1 |  |  | 0.975 |  | Outdoor | Outdoor
NJSTRE1545355648 |  | Transition Incentive Program | Blairstown | 7825 | 2 | 12.4 | Residential | No | Behind the Meter | Net-metered residential rooftop and canopy |  | None | Tesla Energy Operations Inc. | JCP&L | Accepted | 2020-07-28 | 2020-08-07 | 2021-10-30 | Tesla | SR60T1 | Solar Panels |  | 0.05847 | 30 | 178 | 34 |  | Fixed | Roof
NJSTRE1545355648 |  | Transition Incentive Program | Blairstown | 7825 | 2 | 12.4 | Residential | No | Behind the Meter | Net-metered residential rooftop and canopy |  | None | Tesla Energy Operations Inc. | JCP&L | Accepted | 2020-07-28 | 2020-08-07 | 2021-10-30 | Tesla | SR60T1 | Solar Panels |  | 0.05847 | 182 | 358 | 34 |  | Fixed | Roof
NJSTRE1545355648 |  | Transition Incentive Program | Blairstown | 7825 | 2 | 12.4 | Residential | No | Behind the Meter | Net-metered residential rooftop and canopy |  | None | Tesla Energy Operations Inc. | JCP&L | Accepted | 2020-07-28 | 2020-08-07 | 2021-10-30 | Delta | M8-TL-US [240V] | Inverters | 7680 |  | 1 |  |  | 0.975 |  | Outdoor | Outdoor
NJSTRE1545355690 |  | Transition Incentive Program | Sewell | 8080 | 15 | 11.97 | Residential | No | Behind the Meter | Net-metered residential rooftop and canopy |  | None | Advanced Renewable Solutions | AC Electric | Accepted | 2020-07-28 | 2020-08-07 | 2021-10-30 | CertainTeed | CT315M11-02 | Solar Panels |  | 0.315 | 12 | 1 | 24 |  | Fixed | Roof
NJSTRE1545355690 |  | Transition Incentive Program | Sewell | 8080 | 15 | 11.97 | Residential | No | Behind the Meter | Net-metered residential rooftop and canopy |  | None | Advanced Renewable Solutions | AC Electric | Accepted | 2020-07-28 | 2020-08-07 | 2021-10-30 | ENPHASE | IQ7-60-2-US | Inverters | 9120 |  | 38 |  |  | 0.976 |  | Outdoor | Micro-inverters are mounted to underside of every solar
NJSTRE1545355690 |  | Transition Incentive Program | Sewell | 8080 | 15 | 11.97 | Residential | No | Behind the Meter | Net-metered residential rooftop and canopy |  | None | Advanced Renewable Solutions | AC Electric | Accepted | 2020-07-28 | 2020-08-07 | 2021-10-30 | CertainTeed | CT315M11-02 | Solar Panels |  | 0.315 | 8 | 182 | 24 |  | Fixed | Roof
NJSTRE1545355690 |  | Transition Incentive Program | Sewell | 8080 | 15 | 11.97 | Residential | No | Behind the Meter | Net-metered residential rooftop and canopy |  | None | Advanced Renewable Solutions | AC Electric | Accepted | 2020-07-28 | 2020-08-07 | 2021-10-30 | CertainTeed | CT315M11-02 | Solar Panels |  | 0.315 | 18 | 181 | 24 |  | Fixed | Roof
NJSTRE1545359512 |  | Transition Incentive Program | VENTNOR CITY | 8406 | 19 | 5.67 | Residential | Yes | Behind the Meter | Net-metered residential rooftop and canopy |  | None | Suntuity Solar LLC | AC Electric | Accepted | 2020-07-29 | 2020-08-07 | 2021-10-30 | Enphase Energy | IQ7-60-2-US | Inverters | 240 |  | 18 |  |  | 0.97 |  | Outdoor | Behind the PV Modules
NJSTRE1545359512 |  | Transition Incentive Program | VENTNOR CITY | 8406 | 19 | 5.67 | Residential | Yes | Behind the Meter | Net-metered residential rooftop and canopy |  | None | Suntuity Solar LLC | AC Electric | Accepted | 2020-07-29 | 2020-08-07 | 2021-10-30 | Longi | LR6-60HPB-315M | Solar Panels |  | 0.315 | 18 | 142 | 31 |  | Fixed | Roof
NJSTRE1545359513 |  | Transition Incentive Program | Pitman | 8071 | 15 | 11.03 | Residential | No | Behind the Meter | Net-metered residential rooftop and canopy |  | None | Suntuity Solar LLC | AC Electric | Accepted | 2020-08-05 | 2020-08-07 | 2021-10-30 | Longi | LR6-60HPB-315M | Solar Panels |  | 0.315 | 4 | 143 | 27 |  | Fixed | Roof
NJSTRE1545359513 |  | Transition Incentive Program | Pitman | 8071 | 15 | 11.03 | Residential | No | Behind the Meter | Net-metered residential rooftop and canopy |  | None | Suntuity Solar LLC | AC Electric | Accepted | 2020-08-05 | 2020-08-07 | 2021-10-30 | Longi | LR6-60HPB-315M | Solar Panels |  | 0.315 | 11 | 323 | 27 |  | Fixed | Roof
NJSTRE1545359513 |  | Transition Incentive Program | Pitman | 8071 | 15 | 11.03 | Residential | No | Behind the Meter | Net-metered residential rooftop and canopy |  | None | Suntuity Solar LLC | AC Electric | Accepted | 2020-08-05 | 2020-08-07 | 2021-10-30 | Enphase Energy | IQ7-60-2-US | Inverters | 240 |  | 35 |  |  | 0.97 |  | Outdoor | Behind the PV Modules
NJSTRE1545359513 |  | Transition Incentive Program | Pitman | 8071 | 15 | 11.03 | Residential | No | Behind the Meter | Net-metered residential rooftop and canopy |  | None | Suntuity Solar LLC | AC Electric | Accepted | 2020-08-05 | 2020-08-07 | 2021-10-30 | Longi | LR6-60HPB-315M | Solar Panels |  | 0.315 | 20 | 143 | 11 |  | Fixed | Roof
NJSTRE1545359514 |  | Transition Incentive Program | VINELAND | 8360 | 20 | 7.25 | Residential | Yes | Behind the Meter | Net-metered residential rooftop and canopy |  | None | Suntuity Solar LLC | Vineland Muni Electric | Accepted | 2020-08-06 | 2020-08-07 | 2021-10-30 | Enphase Energy | IQ7-60-2-US | Inverters | 240 |  | 23 |  |  | 0.97 |  | Outdoor | Behind the PV Modules
NJSTRE1545359514 |  | Transition Incentive Program | VINELAND | 8360 | 20 | 7.25 | Residential | Yes | Behind the Meter | Net-metered residential rooftop and canopy |  | None | Suntuity Solar LLC | Vineland Muni Electric | Accepted | 2020-08-06 | 2020-08-07 | 2021-10-30 | Longi | LR6-60HPB-315M | Solar Panels |  | 0.315 | 12 | 85 | 33 |  | Fixed | Roof
NJSTRE1545359514 |  | Transition Incentive Program | VINELAND | 8360 | 20 | 7.25 | Residential | Yes | Behind the Meter | Net-metered residential rooftop and canopy |  | None | Suntuity Solar LLC | Vineland Muni Electric | Accepted | 2020-08-06 | 2020-08-07 | 2021-10-30 | Longi | LR6-60HPB-315M | Solar Panels |  | 0.315 | 5 | 266 | 33 |  | Fixed | Roof
NJSTRE1545359514 |  | Transition Incentive Program | VINELAND | 8360 | 20 | 7.25 | Residential | Yes | Behind the Meter | Net-metered residential rooftop and canopy |  | None | Suntuity Solar LLC | Vineland Muni Electric | Accepted | 2020-08-06 | 2020-08-07 | 2021-10-30 | Longi | LR6-60HPB-315M | Solar Panels |  | 0.315 | 6 | 266 | 33 |  | Fixed | Roof
NJSTRE1545359530 |  | Transition Incentive Program | Bridgeton | 8302 | 20 | 5.12 | Residential | No | Behind the Meter | Net-metered residential rooftop and canopy |  | None | Posigen NJ LLC | AC Electric | Accepted | 2020-07-29 | 2020-08-07 | 2021-10-30 | SolarEdge | SE6000H-US | Inverters | 6000 |  | 1 |  |  | 0.99 |  | Outside | within ten feet of meter
NJSTRE1545359530 |  | Transition Incentive Program | Bridgeton | 8302 | 20 | 5.12 | Residential | No | Behind the Meter | Net-metered residential rooftop and canopy |  | None | Posigen NJ LLC | AC Electric | Accepted | 2020-07-29 | 2020-08-07 | 2021-10-30 | Hanwha Q-Cells | Q.PEAK DUO-G5 320 | Solar Panels |  | 0.32 | 16 | 175 | 40 |  | Fixed | Roof
NJSTRE1545359531 |  | Transition Incentive Program | GREEN BROOK | 8812 | 11 | 5.1 | Residential | Yes | Behind the Meter | Net-metered residential rooftop and canopy |  | PSEG | Vision Solar LLC | PSE&G | Accepted | 2020-07-29 | 2020-08-07 | 2021-10-30 | ENPHASE | IQ7-60-2-US | Inverters | 0.24 |  | 15 |  |  | 0.96 |  | Other | BEHIND EACH PANEL
NJSTRE1545359531 |  | Transition Incentive Program | GREEN BROOK | 8812 | 11 | 5.1 | Residential | Yes | Behind the Meter | Net-metered residential rooftop and canopy |  | PSEG | Vision Solar LLC | PSE&G | Accepted | 2020-07-29 | 2020-08-07 | 2021-10-30 | HANWHA Q-CELLS | Q.PEAK DUO-G6 340 | Solar Panels |  | 0.34 | 15 | 164 | 22 |  | Fixed | Roof
NJSTRE1545359538 |  | Transition Incentive Program | Union | 7083 | 10 | 1.7 | Residential | Yes | Behind the Meter | Net-metered residential rooftop and canopy |  | PSEG | Vision Solar LLC | PSE&G | Accepted | 2020-07-29 | 2020-08-07 | 2021-10-30 | HANWHA Q-CELLS | Q.PEAK DUO-G6 340 | Solar Panels |  | 0.34 | 3 | 219 | 20 |  | Fixed | Roof
NJSTRE1545359538 |  | Transition Incentive Program | Union | 7083 | 10 | 1.7 | Residential | Yes | Behind the Meter | Net-metered residential rooftop and canopy |  | PSEG | Vision Solar LLC | PSE&G | Accepted | 2020-07-29 | 2020-08-07 | 2021-10-30 | ENPHASE | IQ7-60-2-US | Inverters | 0.24 |  | 5 |  |  | 0.96 |  | Other | BEHIND EACH PANEL
NJSTRE1545359538 |  | Transition Incentive Program | Union | 7083 | 10 | 1.7 | Residential | Yes | Behind the Meter | Net-metered residential rooftop and canopy |  | PSEG | Vision Solar LLC | PSE&G | Accepted | 2020-07-29 | 2020-08-07 | 2021-10-30 | HANWHA Q-CELLS | Q.PEAK DUO-G6 340 | Solar Panels |  | 0.34 | 1 | 309 | 31 |  | Fixed | Roof
NJSTRE1545359538 |  | Transition Incentive Program | Union | 7083 | 10 | 1.7 | Residential | Yes | Behind the Meter | Net-metered residential rooftop and canopy |  | PSEG | Vision Solar LLC | PSE&G | Accepted | 2020-07-29 | 2020-08-07 | 2021-10-30 | HANWHA Q-CELLS | Q.PEAK DUO-G6 340 | Solar Panels |  | 0.34 | 1 | 129 | 31 |  | Fixed | Roof
NJSTRE1545359558 |  | Transition Incentive Program | Newark | 7112 | 9 | 2.38 | Residential | No | Behind the Meter | Net-metered residential rooftop and canopy |  | PSEG | Vision Solar LLC | PSE&G | Accepted | 2020-07-29 | 2020-08-07 | 2021-10-30 | ENPHASE | IQ7-60-2-US | Inverters | 0.24 |  | 7 |  |  | 0.96 |  | Other | behind each panel
NJSTRE1545359558 |  | Transition Incentive Program | Newark | 7112 | 9 | 2.38 | Residential | No | Behind the Meter | Net-metered residential rooftop and canopy |  | PSEG | Vision Solar LLC | PSE&G | Accepted | 2020-07-29 | 2020-08-07 | 2021-10-30 | HANWHA Q-CELLS | Q.PEAK DUO-G6 340 | Solar Panels |  | 0.34 | 4 | 214 | 30 |  | Fixed | Roof
NJSTRE1545359558 |  | Transition Incentive Program | Newark | 7112 | 9 | 2.38 | Residential | No | Behind the Meter | Net-metered residential rooftop and canopy |  | PSEG | Vision Solar LLC | PSE&G | Accepted | 2020-07-29 | 2020-08-07 | 2021-10-30 | HANWHA Q-CELLS | Q.PEAK DUO-G6 340 | Solar Panels |  | 0.34 | 3 | 123 | 20 |  | Fixed | Roof
NJSTRE1545359588 |  | Transition Incentive Program | Teaneck | 7666 | 7 | 5.44 | Residential | No | Behind the Meter | Net-metered residential rooftop and canopy |  | PSEG | Vision Solar LLC | PSE&G | Accepted | 2020-07-29 | 2020-08-07 | 2021-10-30 | ENPHASE | IQ7-60-2-US | Inverters | 0.24 |  | 16 |  |  | 0.96 |  | Other | behind each panel
NJSTRE1545359588 |  | Transition Incentive Program | Teaneck | 7666 | 7 | 5.44 | Residential | No | Behind the Meter | Net-metered residential rooftop and canopy |  | PSEG | Vision Solar LLC | PSE&G | Accepted | 2020-07-29 | 2020-08-07 | 2021-10-30 | HANWHA Q-CELLS | Q.PEAK DUO-G6 340 | Solar Panels |  | 0.34 | 2 | 296 | 20 |  | Fixed | Roof
NJSTRE1545359588 |  | Transition Incentive Program | Teaneck | 7666 | 7 | 5.44 | Residential | No | Behind the Meter | Net-metered residential rooftop and canopy |  | PSEG | Vision Solar LLC | PSE&G | Accepted | 2020-07-29 | 2020-08-07 | 2021-10-30 | HANWHA Q-CELLS | Q.PEAK DUO-G6 340 | Solar Panels |  | 0.34 | 8 | 296 | 10 |  | Fixed | Roof
NJSTRE1545359588 |  | Transition Incentive Program | Teaneck | 7666 | 7 | 5.44 | Residential | No | Behind the Meter | Net-metered residential rooftop and canopy |  | PSEG | Vision Solar LLC | PSE&G | Accepted | 2020-07-29 | 2020-08-07 | 2021-10-30 | HANWHA Q-CELLS | Q.PEAK DUO-G6 340 | Solar Panels |  | 0.34 | 5 | 116 | 20 |  | Fixed | Roof
NJSTRE1545359588 |  | Transition Incentive Program | Teaneck | 7666 | 7 | 5.44 | Residential | No | Behind the Meter | Net-metered residential rooftop and canopy |  | PSEG | Vision Solar LLC | PSE&G | Accepted | 2020-07-29 | 2020-08-07 | 2021-10-30 | HANWHA Q-CELLS | Q.PEAK DUO-G6 340 | Solar Panels |  | 0.34 | 1 | 116 | 5 |  | Fixed | Roof
NJSTRE1545359601 |  | Transition Incentive Program | WILLIAMSTOWN | 8094 | 15 | 7.48 | Residential | Yes | Behind the Meter | Net-metered residential rooftop and canopy |  | None | Trinity Solar | AC Electric | Accepted | 2020-07-29 | 2020-08-07 | 2021-10-30 | Solar Edge | SE6000H-US000BNC4 | Inverters | 6000 |  | 1 |  |  | 0.97 |  | Outdoor | side of home
NJSTRE1545359601 |  | Transition Incentive Program | WILLIAMSTOWN | 8094 | 15 | 7.48 | Residential | Yes | Behind the Meter | Net-metered residential rooftop and canopy |  | None | Trinity Solar | AC Electric | Accepted | 2020-07-29 | 2020-08-07 | 2021-10-30 | HANWHA | Q.PEAK DUO BLK-G6 340 | Solar Panels |  | 0.34 | 16 | 85 | 18 |  | Fixed | Roof
NJSTRE1545359601 |  | Transition Incentive Program | WILLIAMSTOWN | 8094 | 15 | 7.48 | Residential | Yes | Behind the Meter | Net-metered residential rooftop and canopy |  | None | Trinity Solar | AC Electric | Accepted | 2020-07-29 | 2020-08-07 | 2021-10-30 | HANWHA | Q.PEAK DUO BLK-G6 340 | Solar Panels |  | 0.34 | 6 | 85 | 18 |  | Fixed | Roof
NJSTRE1545359610 |  | Transition Incentive Program | Edison | 8817 | 11 | 9.38 | Residential | Yes | Behind the Meter | Net-metered residential rooftop and canopy |  | None | Trinity Solar | PSE&G | Accepted | 2020-07-29 | 2020-08-07 | 2021-10-30 | Hanwha | Q.PEAK DUO BLK-G6 335 | Solar Panels |  | 0.335 | 8 | 276 | 12 |  | Fixed | Roof
NJSTRE1545359610 |  | Transition Incentive Program | Edison | 8817 | 11 | 9.38 | Residential | Yes | Behind the Meter | Net-metered residential rooftop and canopy |  | None | Trinity Solar | PSE&G | Accepted | 2020-07-29 | 2020-08-07 | 2021-10-30 | Hanwha | Q.PEAK DUO BLK-G6 335 | Solar Panels |  | 0.335 | 3 | 186 | 14 |  | Fixed | Roof
NJSTRE1545359610 |  | Transition Incentive Program | Edison | 8817 | 11 | 9.38 | Residential | Yes | Behind the Meter | Net-metered residential rooftop and canopy |  | None | Trinity Solar | PSE&G | Accepted | 2020-07-29 | 2020-08-07 | 2021-10-30 | Solar Edge | SE7600 | Inverters | 7600 |  | 1 |  |  | 0.97 |  | Outside | side of home
NJSTRE1545359610 |  | Transition Incentive Program | Edison | 8817 | 11 | 9.38 | Residential | Yes | Behind the Meter | Net-metered residential rooftop and canopy |  | None | Trinity Solar | PSE&G | Accepted | 2020-07-29 | 2020-08-07 | 2021-10-30 | Hanwha | Q.PEAK DUO BLK-G6 335 | Solar Panels |  | 0.335 | 10 | 96 | 40 |  | Fixed | Roof
NJSTRE1545359610 |  | Transition Incentive Program | Edison | 8817 | 11 | 9.38 | Residential | Yes | Behind the Meter | Net-metered residential rooftop and canopy |  | None | Trinity Solar | PSE&G | Accepted | 2020-07-29 | 2020-08-07 | 2021-10-30 | Hanwha | Q.PEAK DUO BLK-G6 335 | Solar Panels |  | 0.335 | 7 | 186 | 40 |  | Fixed | Roof
NJSTRE1545359615 |  | Transition Incentive Program | Southampton | 8088 | 13 | 9.6 | Residential | No | Behind the Meter | Net-metered residential rooftop and canopy |  | None | Posigen NJ LLC | JCP&L | Accepted | 2020-07-29 | 2020-08-07 | 2021-10-30 | SolarEdge | SE10000H-US | Inverters | 10000 |  | 1 |  |  | 0.99 |  | Outside | within ten feet of meter
NJSTRE1545359615 |  | Transition Incentive Program | Southampton | 8088 | 13 | 9.6 | Residential | No | Behind the Meter | Net-metered residential rooftop and canopy |  | None | Posigen NJ LLC | JCP&L | Accepted | 2020-07-29 | 2020-08-07 | 2021-10-30 | Hanwha Q-Cells | Q.PEAK DUO-G5 320 | Solar Panels |  | 0.32 | 30 | 168348 | 26 |  | Fixed | Roof
NJSTRE1545359622 |  | Transition Incentive Program | Southampton | 8088 | 13 | 3.84 | Residential | No | Behind the Meter | Net-metered residential rooftop and canopy |  | None | Posigen NJ LLC | JCP&L | Accepted | 2020-07-29 | 2020-08-07 | 2021-10-30 | SolarEdge | SE3800H-US | Inverters | 3800 |  | 1 |  |  | 0.99 |  | Outside | within ten feet of meter
NJSTRE1545359622 |  | Transition Incentive Program | Southampton | 8088 | 13 | 3.84 | Residential | No | Behind the Meter | Net-metered residential rooftop and canopy |  | None | Posigen NJ LLC | JCP&L | Accepted | 2020-07-29 | 2020-08-07 | 2021-10-30 | Hanwha Q-Cells | Q.PEAK DUO-G5 320 | Solar Panels |  | 0.32 | 12 | 168 | 26 |  | Fixed | Roof
NJSTRE1545359668 |  | Transition Incentive Program | Rosenhayn | 8352 | 20 | 20.4 | Residential | Yes | Behind the Meter | Net-metered residential rooftop and canopy |  | ACE2 | Vision Solar LLC | AC Electric | Accepted | 2020-07-29 | 2020-08-07 | 2021-10-30 | ENPHASE | IQ7-60-2-US | Inverters | 0.24 |  | 60 |  |  | 0.96 |  | Other | behind each panel
NJSTRE1545359668 |  | Transition Incentive Program | Rosenhayn | 8352 | 20 | 20.4 | Residential | Yes | Behind the Meter | Net-metered residential rooftop and canopy |  | ACE2 | Vision Solar LLC | AC Electric | Accepted | 2020-07-29 | 2020-08-07 | 2021-10-30 | HANWHA Q-CELLS | Q.PEAK DUO-G6 340 | Solar Panels |  | 0.34 | 16 | 342 | 9 |  | Fixed | Roof
NJSTRE1545359668 |  | Transition Incentive Program | Rosenhayn | 8352 | 20 | 20.4 | Residential | Yes | Behind the Meter | Net-metered residential rooftop and canopy |  | ACE2 | Vision Solar LLC | AC Electric | Accepted | 2020-07-29 | 2020-08-07 | 2021-10-30 | HANWHA Q-CELLS | Q.PEAK DUO-G6 340 | Solar Panels |  | 0.34 | 18 | 162 | 23 |  | Fixed | Roof
NJSTRE1545359668 |  | Transition Incentive Program | Rosenhayn | 8352 | 20 | 20.4 | Residential | Yes | Behind the Meter | Net-metered residential rooftop and canopy |  | ACE2 | Vision Solar LLC | AC Electric | Accepted | 2020-07-29 | 2020-08-07 | 2021-10-30 | HANWHA Q-CELLS | Q.PEAK DUO-G6 340 | Solar Panels |  | 0.34 | 26 | 252 | 18 |  | Fixed | Roof
NJSTRE1545359670 |  | Transition Incentive Program | WOODBRIDGE TWP | 8830 | 11 | 8.06 | Residential | No | Behind the Meter | Net-metered residential rooftop and canopy |  | None | Bright Planet Solar | PSE&G | Accepted | 2020-07-29 | 2020-08-07 | 2021-10-30 | SOLAR EDGE | SE7600H-USRGM | Inverters | 7600 |  | 1 |  |  | 0.98 |  | Outdoor | OUTSIDE
NJSTRE1545359670 |  | Transition Incentive Program | WOODBRIDGE TWP | 8830 | 11 | 8.06 | Residential | No | Behind the Meter | Net-metered residential rooftop and canopy |  | None | Bright Planet Solar | PSE&G | Accepted | 2020-07-29 | 2020-08-07 | 2021-10-30 | LONGI | LR6-60HPB-310M | Solar Panels |  | 0.31 | 17 | 310 | 26 |  | Fixed | Roof
NJSTRE1545359670 |  | Transition Incentive Program | WOODBRIDGE TWP | 8830 | 11 | 8.06 | Residential | No | Behind the Meter | Net-metered residential rooftop and canopy |  | None | Bright Planet Solar | PSE&G | Accepted | 2020-07-29 | 2020-08-07 | 2021-10-30 | LONGI | LR6-60HPB-310M | Solar Panels |  | 0.31 | 7 | 130 | 26 |  | Fixed | Roof
NJSTRE1545359670 |  | Transition Incentive Program | WOODBRIDGE TWP | 8830 | 11 | 8.06 | Residential | No | Behind the Meter | Net-metered residential rooftop and canopy |  | None | Bright Planet Solar | PSE&G | Accepted | 2020-07-29 | 2020-08-07 | 2021-10-30 | LONGI | LR6-60HPB-310M | Solar Panels |  | 0.31 | 2 | 220 | 33 |  | Fixed | Roof
NJSTRE1545359678 |  | Transition Incentive Program | Bridgewater | 8807 | 5 | 16.74 | Residential | No | Behind the Meter | Net-metered residential rooftop and canopy |  | None | UnitedSolar LLC | PSE&G | Accepted | 2020-07-29 | 2020-08-07 | 2021-10-30 | Ap Systems | y600 | Inverters | 310 |  | 26 |  |  | 0.965 |  | Outdoor | roof
NJSTRE1545359678 |  | Transition Incentive Program | Bridgewater | 8807 | 5 | 16.74 | Residential | No | Behind the Meter | Net-metered residential rooftop and canopy |  | None | UnitedSolar LLC | PSE&G | Accepted | 2020-07-29 | 2020-08-07 | 2021-10-30 | ap systems | EcuR | Meters | 240 |  | 1 |  |  |  | No | Outdoor
NJSTRE1545359678 |  | Transition Incentive Program | Bridgewater | 8807 | 5 | 16.74 | Residential | No | Behind the Meter | Net-metered residential rooftop and canopy |  | None | UnitedSolar LLC | PSE&G | Accepted | 2020-07-29 | 2020-08-07 | 2021-10-30 | Ap Sytems | Axitech | Solar Panels |  | 0.31 | 54 | 174 | 25 |  | Fixed | Roof
NJSTRE1545359680 |  | Transition Incentive Program | North Arlington | 7031 | 7 | 4.9 | Residential | Yes | Behind the Meter | Net-metered residential rooftop and canopy |  | None | Pro Custom Solar dba Momentum Solar | PSE&G | Accepted | 2020-07-29 | 2020-08-07 | 2021-10-30 | Enphase | IQ7PLUS-72-2-US | Inverters | 290 |  | 14 |  |  | 0.97 |  | Outdoor | roof
NJSTRE1545359680 |  | Transition Incentive Program | North Arlington | 7031 | 7 | 4.9 | Residential | Yes | Behind the Meter | Net-metered residential rooftop and canopy |  | None | Pro Custom Solar dba Momentum Solar | PSE&G | Accepted | 2020-07-29 | 2020-08-07 | 2021-10-30 | LG | LG 350N1C-V5 | Solar Panels |  | 0.35 | 10 | 212 | 22 |  | Fixed | Roof
NJSTRE1545359680 |  | Transition Incentive Program | North Arlington | 7031 | 7 | 4.9 | Residential | Yes | Behind the Meter | Net-metered residential rooftop and canopy |  | None | Pro Custom Solar dba Momentum Solar | PSE&G | Accepted | 2020-07-29 | 2020-08-07 | 2021-10-30 | LG | LG 350N1C-V5 | Solar Panels |  | 0.35 | 4 | 32 | 22 |  | Fixed | Roof
NJSTRE1545359698 |  | Transition Incentive Program | Bridgeton | 8302 | 20 | 27.3 | Residential | Yes | Behind the Meter | Net-metered residential ground mount |  | None | Pro Custom Solar dba Momentum Solar | AC Electric | Accepted | 2020-07-29 | 2020-08-07 | 2021-10-30 | LG | LG 350N1C-V5 | Solar Panels |  | 0.35 | 78 | 180 | 25 |  | Fixed | Roof
NJSTRE1545359698 |  | Transition Incentive Program | Bridgeton | 8302 | 20 | 27.3 | Residential | Yes | Behind the Meter | Net-metered residential ground mount |  | None | Pro Custom Solar dba Momentum Solar | AC Electric | Accepted | 2020-07-29 | 2020-08-07 | 2021-10-30 | Enphase | IQ7PLUS-72-2-US | Inverters | 290 |  | 78 |  |  | 0.97 |  | Outdoor | roof
NJSTRE1545359767 |  | Transition Incentive Program | National Park | 8086 | 15 | 11.47 | Residential | No | Behind the Meter | Net-metered residential rooftop and canopy |  | None | Whitman Construction, LLC | PSE&G | Accepted | 2020-08-03 | 2020-08-07 | 2021-10-30 | Solaria Power | XT-370R-PD | Solar Panels |  | 0.37 | 15 | 209 | 17 |  | Fixed | Roof
NJSTRE1545359767 |  | Transition Incentive Program | National Park | 8086 | 15 | 11.47 | Residential | No | Behind the Meter | Net-metered residential rooftop and canopy |  | None | Whitman Construction, LLC | PSE&G | Accepted | 2020-08-03 | 2020-08-07 | 2021-10-30 | Solaria Power | XT-370R-PD | Solar Panels |  | 0.37 | 8 | 120 | 12 |  | Fixed | Roof
NJSTRE1545359767 |  | Transition Incentive Program | National Park | 8086 | 15 | 11.47 | Residential | No | Behind the Meter | Net-metered residential rooftop and canopy |  | None | Whitman Construction, LLC | PSE&G | Accepted | 2020-08-03 | 2020-08-07 | 2021-10-30 | solaria power | XT-370R-PD | Solar Panels |  | 0.37 | 8 | 300 | 12 |  | Fixed | Roof
NJSTRE1545363413 |  | Transition Incentive Program | Bellmawr | 8031 | 14 | 11.22 | Residential | Yes | Behind the Meter | Net-metered residential rooftop and canopy |  | PSEG | Vision Solar LLC | PSE&G | Accepted | 2020-07-29 | 2020-08-07 | 2021-10-30 | HANWHA Q-CELLS | Q.PEAK DUO-G6 340 | Solar Panels |  | 0.34 | 11 | 283 | 43 |  | Fixed | Roof
NJSTRE1545363413 |  | Transition Incentive Program | Bellmawr | 8031 | 14 | 11.22 | Residential | Yes | Behind the Meter | Net-metered residential rooftop and canopy |  | PSEG | Vision Solar LLC | PSE&G | Accepted | 2020-07-29 | 2020-08-07 | 2021-10-30 | ENPHASE | IQ7-60-2-US | Inverters | 0.24 |  | 33 |  |  | 0.96 |  | Other | behind each panel
NJSTRE1545363413 |  | Transition Incentive Program | Bellmawr | 8031 | 14 | 11.22 | Residential | Yes | Behind the Meter | Net-metered residential rooftop and canopy |  | PSEG | Vision Solar LLC | PSE&G | Accepted | 2020-07-29 | 2020-08-07 | 2021-10-30 | HANWHA Q-CELLS | Q.PEAK DUO-G6 340 | Solar Panels |  | 0.34 | 11 | 103 | 43 |  | Fixed | Roof
NJSTRE1545363413 |  | Transition Incentive Program | Bellmawr | 8031 | 14 | 11.22 | Residential | Yes | Behind the Meter | Net-metered residential rooftop and canopy |  | PSEG | Vision Solar LLC | PSE&G | Accepted | 2020-07-29 | 2020-08-07 | 2021-10-30 | HANWHA Q-CELLS | Q.PEAK DUO-G6 340 | Solar Panels |  | 0.34 | 10 | 0 | 0 |  | Fixed | Roof
NJSTRE1545363413 |  | Transition Incentive Program | Bellmawr | 8031 | 14 | 11.22 | Residential | Yes | Behind the Meter | Net-metered residential rooftop and canopy |  | PSEG | Vision Solar LLC | PSE&G | Accepted | 2020-07-29 | 2020-08-07 | 2021-10-30 | HANWHA Q-CELLS | Q.PEAK DUO-G6 340 | Solar Panels |  | 0.34 | 1 | 282 | 20 |  | Fixed | Roof
NJSTRE1545363419 |  | Transition Incentive Program | Manalapan | 7726 | 17 | 10.56 | Residential | No | Behind the Meter | Net-metered residential rooftop and canopy |  | None | Powerlutions | JCP&L | Accepted | 2020-07-29 | 2020-08-07 | 2021-10-30 | SolarEdge | SE7600H-US | Inverters | 7.6 |  | 1 |  |  | 0.99 |  | Outdoor | Near Meter
NJSTRE1545363419 |  | Transition Incentive Program | Manalapan | 7726 | 17 | 10.56 | Residential | No | Behind the Meter | Net-metered residential rooftop and canopy |  | None | Powerlutions | JCP&L | Accepted | 2020-07-29 | 2020-08-07 | 2021-10-30 | Axitec | AC-330MH/120S | Solar Panels |  | 0.33 | 13 | 69 | 29 |  | Fixed | Roof
NJSTRE1545363419 |  | Transition Incentive Program | Manalapan | 7726 | 17 | 10.56 | Residential | No | Behind the Meter | Net-metered residential rooftop and canopy |  | None | Powerlutions | JCP&L | Accepted | 2020-07-29 | 2020-08-07 | 2021-10-30 | Axitec | AC-330MH/120S | Solar Panels |  | 0.33 | 19 | 159 | 29 |  | Fixed | Roof
NJSTRE1545363451 |  | Transition Incentive Program | Vineland | 8360 | 20 | 8.5 | Residential | Yes | Behind the Meter | Net-metered residential ground mount |  | None | Castle Energy, LLC | Vineland Muni Electric | Accepted | 2020-07-29 | 2020-08-07 | 2021-10-30 | SunPower | SPR-E20-327-E-AC | Inverters | 320 |  | 26 |  |  | 0.975 |  | Outdoor | under each solar panel
NJSTRE1545363451 |  | Transition Incentive Program | Vineland | 8360 | 20 | 8.5 | Residential | Yes | Behind the Meter | Net-metered residential ground mount |  | None | Castle Energy, LLC | Vineland Muni Electric | Accepted | 2020-07-29 | 2020-08-07 | 2021-10-30 | SunPower | SPR-E20-327-E-AC | Solar Panels |  | 0.327 | 26 | 180 | 25 |  | Fixed | Ground
NJSTRE1545363465 |  | Transition Incentive Program | ELIZABETH | 7208 | 10 | 11.7 | Residential | Yes | Behind the Meter | Net-metered residential rooftop and canopy |  | None | Vivint Solar Developer, LLC | PSE&G | Accepted | 2020-07-30 | 2020-08-07 | 2021-10-30 | SolarEdge | SE7600H-US | Inverters | 7600 |  | 1 |  |  | 0.992 |  | Outdoor | Near the Utility Meter
NJSTRE1545363465 |  | Transition Incentive Program | ELIZABETH | 7208 | 10 | 11.7 | Residential | Yes | Behind the Meter | Net-metered residential rooftop and canopy |  | None | Vivint Solar Developer, LLC | PSE&G | Accepted | 2020-07-30 | 2020-08-07 | 2021-10-30 | Jinko Solar | JKM325M-60HBL | Solar Panels |  | 0.325 | 14 | 101 | 33 |  | Fixed | Roof
NJSTRE1545363465 |  | Transition Incentive Program | ELIZABETH | 7208 | 10 | 11.7 | Residential | Yes | Behind the Meter | Net-metered residential rooftop and canopy |  | None | Vivint Solar Developer, LLC | PSE&G | Accepted | 2020-07-30 | 2020-08-07 | 2021-10-30 | Jinko Solar | JKM325M-60HBL | Solar Panels |  | 0.325 | 16 | 281 | 33 |  | Fixed | Roof
NJSTRE1545363465 |  | Transition Incentive Program | ELIZABETH | 7208 | 10 | 11.7 | Residential | Yes | Behind the Meter | Net-metered residential rooftop and canopy |  | None | Vivint Solar Developer, LLC | PSE&G | Accepted | 2020-07-30 | 2020-08-07 | 2021-10-30 | Jinko Solar | JKM325M-60HBL | Solar Panels |  | 0.325 | 6 | 281 | 21 |  | Fixed | Roof
NJSTRE1545363471 |  | Transition Incentive Program | Hammonton | 8037 | 19 | 18.56 | Residential | No | Behind the Meter | Net-metered residential rooftop and canopy |  | None | Whitman Construction, LLC | AC Electric | Accepted | 2020-07-29 | 2020-08-07 | 2021-10-30 | ENPHASE ENERGY | IQ7-60-2-US | Inverters | 240 |  | 58 |  |  | 0.975 |  | Outside | MICROINVERTERS LOCATED UNDER MODULES
NJSTRE1545363471 |  | Transition Incentive Program | Hammonton | 8037 | 19 | 18.56 | Residential | No | Behind the Meter | Net-metered residential rooftop and canopy |  | None | Whitman Construction, LLC | AC Electric | Accepted | 2020-07-29 | 2020-08-07 | 2021-10-30 | TRINA | tsm320DD05H.05 | Solar Panels |  | 0.32 | 8 | 222 | 25 |  | Fixed | Pole
NJSTRE1545363471 |  | Transition Incentive Program | Hammonton | 8037 | 19 | 18.56 | Residential | No | Behind the Meter | Net-metered residential rooftop and canopy |  | None | Whitman Construction, LLC | AC Electric | Accepted | 2020-07-29 | 2020-08-07 | 2021-10-30 | TRINA | tsm320DD05H.05 | Solar Panels |  | 0.32 | 14 | 312 | 29 |  | Fixed | Roof
NJSTRE1545363471 |  | Transition Incentive Program | Hammonton | 8037 | 19 | 18.56 | Residential | No | Behind the Meter | Net-metered residential rooftop and canopy |  | None | Whitman Construction, LLC | AC Electric | Accepted | 2020-07-29 | 2020-08-07 | 2021-10-30 | TRINA | tsm320DD05H.05 | Solar Panels |  | 0.32 | 5 | 42 | 25 |  | Fixed | Roof
NJSTRE1545363471 |  | Transition Incentive Program | Hammonton | 8037 | 19 | 18.56 | Residential | No | Behind the Meter | Net-metered residential rooftop and canopy |  | None | Whitman Construction, LLC | AC Electric | Accepted | 2020-07-29 | 2020-08-07 | 2021-10-30 | TRINA | tsm320DD05H.05 | Solar Panels |  | 0.32 | 17 | 42 | 32 |  | Fixed | Roof
NJSTRE1545363471 |  | Transition Incentive Program | Hammonton | 8037 | 19 | 18.56 | Residential | No | Behind the Meter | Net-metered residential rooftop and canopy |  | None | Whitman Construction, LLC | AC Electric | Accepted | 2020-07-29 | 2020-08-07 | 2021-10-30 | Trina | tsm320DD05H.05 | Solar Panels |  | 0.32 | 14 | 22 | 32 |  | Fixed | Roof
NJSTRE1545363476 |  | Transition Incentive Program | Egg Harbor City | 8215 | 19 | 5.89 | Residential | Yes | Behind the Meter | Net-metered residential rooftop and canopy |  | None | Ad Energy | AC Electric | Accepted | 2020-07-29 | 2020-08-07 | 2021-10-30 | Enphase Energy | IQ7XS-96-ACM-US | Inverters | 315 |  | 18 |  |  | 0.975 |  | Outdoor | At each panel
NJSTRE1545363476 |  | Transition Incentive Program | Egg Harbor City | 8215 | 19 | 5.89 | Residential | Yes | Behind the Meter | Net-metered residential rooftop and canopy |  | None | Ad Energy | AC Electric | Accepted | 2020-07-29 | 2020-08-07 | 2021-10-30 | SunPower | SPR-E20-327-E-AC | Solar Panels |  | 0.327 | 18 | 177 | 27 |  | Fixed | Roof
NJSTRE1545363500 |  | Transition Incentive Program | Rumson | 7760 | 17 | 12.24 | Residential | No | Behind the Meter | Net-metered residential rooftop and canopy |  | None | Tesla Energy Operations Inc. | JCP&L | Accepted | 2020-07-29 | 2020-08-07 | 2021-10-30 | Tesla | AC Powerwall 2.0 | Electric Storage Battery |  |  | 3 |  |  |  | Lithium Ion |  | Outside
NJSTRE1545363500 |  | Transition Incentive Program | Rumson | 7760 | 17 | 12.24 | Residential | No | Behind the Meter | Net-metered residential rooftop and canopy |  | None | Tesla Energy Operations Inc. | JCP&L | Accepted | 2020-07-29 | 2020-08-07 | 2021-10-30 | Hanwha Q-CELLS | Q.Peak DUO BLK-G6+ 340 | Solar Panels |  | 0.34 | 6 | 329 | 23 |  | Fixed | Roof
NJSTRE1545363500 |  | Transition Incentive Program | Rumson | 7760 | 17 | 12.24 | Residential | No | Behind the Meter | Net-metered residential rooftop and canopy |  | None | Tesla Energy Operations Inc. | JCP&L | Accepted | 2020-07-29 | 2020-08-07 | 2021-10-30 | Hanwha Q-CELLS | Q.Peak DUO BLK-G6+ 340 | Solar Panels |  | 0.34 | 5 | 149 | 23 |  | Fixed | Roof
NJSTRE1545363500 |  | Transition Incentive Program | Rumson | 7760 | 17 | 12.24 | Residential | No | Behind the Meter | Net-metered residential rooftop and canopy |  | None | Tesla Energy Operations Inc. | JCP&L | Accepted | 2020-07-29 | 2020-08-07 | 2021-10-30 | Hanwha Q-CELLS | Q.Peak DUO BLK-G6+ 340 | Solar Panels |  | 0.34 | 6 | 149 | 23 |  | Fixed | Roof
NJSTRE1545363500 |  | Transition Incentive Program | Rumson | 7760 | 17 | 12.24 | Residential | No | Behind the Meter | Net-metered residential rooftop and canopy |  | None | Tesla Energy Operations Inc. | JCP&L | Accepted | 2020-07-29 | 2020-08-07 | 2021-10-30 | Hanwha Q-CELLS | Q.Peak DUO BLK-G6+ 340 | Solar Panels |  | 0.34 | 5 | 239 | 23 |  | Fixed | Roof
NJSTRE1545363500 |  | Transition Incentive Program | Rumson | 7760 | 17 | 12.24 | Residential | No | Behind the Meter | Net-metered residential rooftop and canopy |  | None | Tesla Energy Operations Inc. | JCP&L | Accepted | 2020-07-29 | 2020-08-07 | 2021-10-30 | Hanwha Q-CELLS | Q.Peak DUO BLK-G6+ 340 | Solar Panels |  | 0.34 | 6 | 149 | 23 |  | Fixed | Roof
NJSTRE1545363500 |  | Transition Incentive Program | Rumson | 7760 | 17 | 12.24 | Residential | No | Behind the Meter | Net-metered residential rooftop and canopy |  | None | Tesla Energy Operations Inc. | JCP&L | Accepted | 2020-07-29 | 2020-08-07 | 2021-10-30 | SolarEdge Technologies | SE10000H-US [240V] | Inverters | 10000 |  | 1 |  |  | 0.99 |  | Outside | Outside
NJSTRE1545363500 |  | Transition Incentive Program | Rumson | 7760 | 17 | 12.24 | Residential | No | Behind the Meter | Net-metered residential rooftop and canopy |  | None | Tesla Energy Operations Inc. | JCP&L | Accepted | 2020-07-29 | 2020-08-07 | 2021-10-30 | Hanwha Q-CELLS | Q.Peak DUO BLK-G6+ 340 | Solar Panels |  | 0.34 | 8 | 329 | 23 |  | Fixed | Roof
NJSTRE1545363524 |  | Transition Incentive Program | Egg Harbor City | 8215 | 19 | 14.39 | Residential | Yes | Behind the Meter | Net-metered residential rooftop and canopy |  | None | Ad Energy | AC Electric | Accepted | 2020-07-29 | 2020-08-07 | 2021-10-30 | SunPower | SPR-E20-327-E-AC | Solar Panels |  | 0.327 | 7 | 312 | 23 |  | Fixed | Roof
NJSTRE1545363524 |  | Transition Incentive Program | Egg Harbor City | 8215 | 19 | 14.39 | Residential | Yes | Behind the Meter | Net-metered residential rooftop and canopy |  | None | Ad Energy | AC Electric | Accepted | 2020-07-29 | 2020-08-07 | 2021-10-30 | SunPower | SPR-E20-327-E-AC | Solar Panels |  | 0.327 | 17 | 42 | 26 |  | Fixed | Roof
NJSTRE1545363524 |  | Transition Incentive Program | Egg Harbor City | 8215 | 19 | 14.39 | Residential | Yes | Behind the Meter | Net-metered residential rooftop and canopy |  | None | Ad Energy | AC Electric | Accepted | 2020-07-29 | 2020-08-07 | 2021-10-30 | Enphase Energy | IQ7XS-96-ACM-US | Inverters | 315 |  | 44 |  |  | 0.975 |  | Outdoor | At each panel
NJSTRE1545363524 |  | Transition Incentive Program | Egg Harbor City | 8215 | 19 | 14.39 | Residential | Yes | Behind the Meter | Net-metered residential rooftop and canopy |  | None | Ad Energy | AC Electric | Accepted | 2020-07-29 | 2020-08-07 | 2021-10-30 | SunPower | SPR-E20-327-E-AC | Solar Panels |  | 0.327 | 14 | 132 | 23 |  | Fixed | Roof
NJSTRE1545363524 |  | Transition Incentive Program | Egg Harbor City | 8215 | 19 | 14.39 | Residential | Yes | Behind the Meter | Net-metered residential rooftop and canopy |  | None | Ad Energy | AC Electric | Accepted | 2020-07-29 | 2020-08-07 | 2021-10-30 | SunPower | SPR-E20-327-E-AC | Solar Panels |  | 0.327 | 6 | 222 | 27 |  | Fixed | Roof
NJSTRE1545363569 |  | Transition Incentive Program | WOODBURY | 8096 | 15 | 6.46 | Residential | Yes | Behind the Meter | Net-metered residential rooftop and canopy |  | None | Trinity Solar | PSE&G | Accepted | 2020-07-29 | 2020-08-07 | 2021-10-30 | Solar Edge | SE5000H-US000BNC4 | Inverters | 5000 |  | 1 |  |  | 0.97 |  | Outdoor | side of home
NJSTRE1545363569 |  | Transition Incentive Program | WOODBURY | 8096 | 15 | 6.46 | Residential | Yes | Behind the Meter | Net-metered residential rooftop and canopy |  | None | Trinity Solar | PSE&G | Accepted | 2020-07-29 | 2020-08-07 | 2021-10-30 | HANWHA | Q.PEAK DUO BLK-G6 340 | Solar Panels |  | 0.34 | 10 | 109 | 34 |  | Fixed | Roof
NJSTRE1545363569 |  | Transition Incentive Program | WOODBURY | 8096 | 15 | 6.46 | Residential | Yes | Behind the Meter | Net-metered residential rooftop and canopy |  | None | Trinity Solar | PSE&G | Accepted | 2020-07-29 | 2020-08-07 | 2021-10-30 | HANWHA | Q.PEAK DUO BLK-G6 340 | Solar Panels |  | 0.34 | 9 | 289 | 34 |  | Fixed | Roof
NJSTRE1545363572 |  | Transition Incentive Program | Berlin | 8009 | 14 | 6.3 | Residential | Yes | Behind the Meter | Net-metered residential rooftop and canopy |  | None | Pro Custom Solar dba Momentum Solar | AC Electric | Accepted | 2020-07-29 | 2020-08-07 | 2021-10-30 | Enphase | IQ7Plus-72-2-US | Inverters | 290 |  | 18 |  |  | 0.97 |  | Outdoor | Roof
NJSTRE1545363572 |  | Transition Incentive Program | Berlin | 8009 | 14 | 6.3 | Residential | Yes | Behind the Meter | Net-metered residential rooftop and canopy |  | None | Pro Custom Solar dba Momentum Solar | AC Electric | Accepted | 2020-07-29 | 2020-08-07 | 2021-10-30 | LG ELECTRONICS | LG 350N1C-V5 | Solar Panels |  | 0.35 | 11 | 116 | 27 |  | Fixed | Roof
NJSTRE1545363572 |  | Transition Incentive Program | Berlin | 8009 | 14 | 6.3 | Residential | Yes | Behind the Meter | Net-metered residential rooftop and canopy |  | None | Pro Custom Solar dba Momentum Solar | AC Electric | Accepted | 2020-07-29 | 2020-08-07 | 2021-10-30 | LG ELECTRONICS | LG 350N1C-V5 | Solar Panels |  | 0.35 | 7 | 296 | 27 |  | Fixed | Roof
NJSTRE1545363608 |  | Transition Incentive Program | Atlantic City | 8401 | 19 | 4.25 | Residential | Yes | Behind the Meter | Net-metered residential rooftop and canopy |  | None | Ad Energy | AC Electric | Accepted | 2020-07-29 | 2020-08-07 | 2021-10-30 | SunPower | SPR-E20-327-E-AC | Solar Panels |  | 0.327 | 13 | 152 | 27 |  | Fixed | Roof
NJSTRE1545363608 |  | Transition Incentive Program | Atlantic City | 8401 | 19 | 4.25 | Residential | Yes | Behind the Meter | Net-metered residential rooftop and canopy |  | None | Ad Energy | AC Electric | Accepted | 2020-07-29 | 2020-08-07 | 2021-10-30 | Enphase Energy | IQ7XS-96-ACM-US | Inverters | 315 |  | 13 |  |  | 0.975 |  | Outdoor | At each panel
NJSTRE1545363613 |  | Transition Incentive Program | BAYONNE CITY | 7002 | 8 | 8.37 | Residential | Yes | Behind the Meter | Net-metered residential rooftop and canopy |  | None | Bright Planet Solar | PSE&G | Accepted | 2020-07-29 | 2020-08-07 | 2021-10-30 | SOLAR EDGE | SE7600H-USRGM | Inverters | 7600 |  | 1 |  |  | 0.98 |  | Outdoor | OUTSIDE
NJSTRE1545363613 |  | Transition Incentive Program | BAYONNE CITY | 7002 | 8 | 8.37 | Residential | Yes | Behind the Meter | Net-metered residential rooftop and canopy |  | None | Bright Planet Solar | PSE&G | Accepted | 2020-07-29 | 2020-08-07 | 2021-10-30 | LONGI | LR6-60HPB-310M | Solar Panels |  | 0.31 | 11 | 11 | 42 |  | Fixed | Roof
NJSTRE1545363613 |  | Transition Incentive Program | BAYONNE CITY | 7002 | 8 | 8.37 | Residential | Yes | Behind the Meter | Net-metered residential rooftop and canopy |  | None | Bright Planet Solar | PSE&G | Accepted | 2020-07-29 | 2020-08-07 | 2021-10-30 | LONGI | LR6-60HPB-310M | Solar Panels |  | 0.31 | 16 | 191 | 42 |  | Fixed | Roof
NJSTRE1545363625 |  | Transition Incentive Program | Blackwood | 8012 | 14 | 9.18 | Residential | Yes | Behind the Meter | Net-metered residential rooftop and canopy |  | None | Trinity Solar | AC Electric | Accepted | 2020-07-29 | 2020-08-07 | 2021-10-30 | Solar Edge | SE7600 | Inverters | 7600 |  | 1 |  |  | 0.97 |  | Outside | side of home
NJSTRE1545363625 |  | Transition Incentive Program | Blackwood | 8012 | 14 | 9.18 | Residential | Yes | Behind the Meter | Net-metered residential rooftop and canopy |  | None | Trinity Solar | AC Electric | Accepted | 2020-07-29 | 2020-08-07 | 2021-10-30 | Hanwha | Q.PEAK DUO BLK-G6 340 | Solar Panels |  | 0.34 | 12 | 224 | 18 |  | Fixed | Roof
NJSTRE1545363625 |  | Transition Incentive Program | Blackwood | 8012 | 14 | 9.18 | Residential | Yes | Behind the Meter | Net-metered residential rooftop and canopy |  | None | Trinity Solar | AC Electric | Accepted | 2020-07-29 | 2020-08-07 | 2021-10-30 | Hanwha | Q.PEAK DUO BLK-G6 340 | Solar Panels |  | 0.34 | 15 | 224 | 23 |  | Fixed | Roof
NJSTRE1545363683 | NJSRRE1542377442 | Transition Incentive Program | Milford | 8848 | 4 | 22.32 | Residential | Yes | Behind the Meter | Behind the Meter |  | None | Solar Energy World | JCP&L | Eligible for TI Program | 2019-09-10 | 2019-09-12 | 2021-10-30 | Solar Edge | SE7600H-USRGM | Inverters | 7600 |  | 1 |  |  | 0.98 |  | Outside | near meter
NJSTRE1545363683 | NJSRRE1542377442 | Transition Incentive Program | Milford | 8848 | 4 | 22.32 | Residential | Yes | Behind the Meter | Behind the Meter |  | None | Solar Energy World | JCP&L | Eligible for TI Program | 2019-09-10 | 2019-09-12 | 2021-10-30 | Solar Edge | SE3000H-USRGM | Inverters | 3000 |  | 1 |  |  | 0.977 |  | Outside | near meter
NJSTRE1545363683 | NJSRRE1542377442 | Transition Incentive Program | Milford | 8848 | 4 | 22.32 | Residential | Yes | Behind the Meter | Behind the Meter |  | None | Solar Energy World | JCP&L | Eligible for TI Program | 2019-09-10 | 2019-09-12 | 2021-10-30 | LONGi Green Energy Technology | LR6-60PE-310M | Solar Panels |  | 0.31 | 72 | 126 | 18 |  | Fixed | Roof
NJSTRE1545363684 | NJSRRE1542393468 | Transition Incentive Program | Princeton Meadows | 8536 | 11 | 16.43 | Residential | No | Behind the Meter | Behind the Meter |  | None | Solar Energy World | PSE&G | Eligible for TI Program | 2019-09-12 | 2019-09-16 | 2021-10-30 | Solar Edge | SE10000H-USRGM | Inverters | 10000 |  | 1 |  |  | 0.98 |  | Outside | near meter
NJSTRE1545363684 | NJSRRE1542393468 | Transition Incentive Program | Princeton Meadows | 8536 | 11 | 16.43 | Residential | No | Behind the Meter | Behind the Meter |  | None | Solar Energy World | PSE&G | Eligible for TI Program | 2019-09-12 | 2019-09-16 | 2021-10-30 | Solar Edge | SE3800H-USRGM | Inverters | 3800 |  | 1 |  |  | 0.982 |  | Outside | near meter
NJSTRE1545363684 | NJSRRE1542393468 | Transition Incentive Program | Princeton Meadows | 8536 | 11 | 16.43 | Residential | No | Behind the Meter | Behind the Meter |  | None | Solar Energy World | PSE&G | Eligible for TI Program | 2019-09-12 | 2019-09-16 | 2021-10-30 | LONGi Green Energy Technology | LR6-60PE-310M | Solar Panels |  | 0.31 | 53 | 60 | 33 |  | Fixed | Roof
NJSTRE1545363685 | NJSRRE1542832888 | Transition Incentive Program | Monroe | 8831 | 11 | 5.27 | Residential | No | Behind the Meter | Net-metered residential rooftop and canopy |  | None | Solar Energy World | JCP&L | Accepted | 2019-10-30 | 2019-11-01 | 2021-10-30 | Solar Edge | SE6000H-USRGM | Inverters | 6000 |  | 1 |  |  | 0.983 |  | Outside | near meter
NJSTRE1545363685 | NJSRRE1542832888 | Transition Incentive Program | Monroe | 8831 | 11 | 5.27 | Residential | No | Behind the Meter | Net-metered residential rooftop and canopy |  | None | Solar Energy World | JCP&L | Accepted | 2019-10-30 | 2019-11-01 | 2021-10-30 | LONGi Green Energy Technology | LR6-60PE-310M | Solar Panels |  | 0.31 | 17 | 89 | 33 |  | Fixed | Roof
NJSTRE1545363688 | NJSRRE1542559419 | Transition Incentive Program | Moorestown | 8057 | 13 | 11.16 | Residential | Yes | Behind the Meter | Behind the Meter |  | None | Solar Energy World | PSE&G | Eligible for TI Program | 2019-10-18 | 2019-10-22 | 2021-10-30 | Solar Edge | LR6-60PE-310M | Solar Panels |  | 0.31 | 36 | 157 | 18 |  | Fixed | Roof
NJSTRE1545363688 | NJSRRE1542559419 | Transition Incentive Program | Moorestown | 8057 | 13 | 11.16 | Residential | Yes | Behind the Meter | Behind the Meter |  | None | Solar Energy World | PSE&G | Eligible for TI Program | 2019-10-18 | 2019-10-22 | 2021-10-30 | Enphase Energy | IQ7-60-x-US | Inverters | 310 |  | 36 |  |  | 0.975 |  | Outside | on roof
NJSTRE1545363690 | NJSRRE1543448122 | Transition Incentive Program | Egg Harbor | 8234 | 19 | 8.37 | Residential | Yes | Behind the Meter | Net-metered residential rooftop and canopy |  | None | Solar Energy World | AC Electric | Accepted | 2019-11-26 | 2019-12-03 | 2021-10-30 | Solar Edge | SE3000H-USRGM | Inverters | 3000 |  | 1 |  |  | 0.982 |  | Outdoor | near meter
NJSTRE1545363690 | NJSRRE1543448122 | Transition Incentive Program | Egg Harbor | 8234 | 19 | 8.37 | Residential | Yes | Behind the Meter | Net-metered residential rooftop and canopy |  | None | Solar Energy World | AC Electric | Accepted | 2019-11-26 | 2019-12-03 | 2021-10-30 | Solar Edge | SE5000H-USRGM | Inverters | 5000 |  | 1 |  |  | 0.985 |  | Outdoor | near meter
NJSTRE1545363690 | NJSRRE1543448122 | Transition Incentive Program | Egg Harbor | 8234 | 19 | 8.37 | Residential | Yes | Behind the Meter | Net-metered residential rooftop and canopy |  | None | Solar Energy World | AC Electric | Accepted | 2019-11-26 | 2019-12-03 | 2021-10-30 | LONGi Green Energy Technology | LR6-60HPB-310M | Solar Panels |  | 0.31 | 27 | 73 | 33 |  | Fixed | Roof
NJSTRE1545363693 | NJSRRE1543042308 | Transition Incentive Program | Hillsborough | 8844 | 5 | 8.37 | Residential | Yes | Behind the Meter | Behind the Meter |  | None | Solar Energy World | PSE&G | Eligible for TI Program | 2019-11-06 | 2019-11-11 | 2021-10-30 | LONGi Green Energy Technology | LR6-60PE-310M | Solar Panels |  | 0.31 | 27 | 204 | 33 |  | Fixed | Roof
NJSTRE1545363693 | NJSRRE1543042308 | Transition Incentive Program | Hillsborough | 8844 | 5 | 8.37 | Residential | Yes | Behind the Meter | Behind the Meter |  | None | Solar Energy World | PSE&G | Eligible for TI Program | 2019-11-06 | 2019-11-11 | 2021-10-30 | Solar Edge | SE7600H-USRGM | Inverters | 7600 |  | 1 |  |  | 0.98 |  | Outside | near meter
NJSTRE1545363696 | NJSRRE1543042331 | Transition Incentive Program | Montgomery | 8502 | 5 | 14.57 | Residential | Yes | Behind the Meter | Net-metered residential rooftop and canopy |  | None | Solar Energy World | PSE&G | Accepted | 2019-11-06 | 2019-11-11 | 2021-10-30 | Solar Edge | SE11400H-USRGM | Inverters | 11400 |  | 1 |  |  | 0.98 |  | Outside | near meter
NJSTRE1545363696 | NJSRRE1543042331 | Transition Incentive Program | Montgomery | 8502 | 5 | 14.57 | Residential | Yes | Behind the Meter | Net-metered residential rooftop and canopy |  | None | Solar Energy World | PSE&G | Accepted | 2019-11-06 | 2019-11-11 | 2021-10-30 | LONGi Green Energy Technology | LR6-60PE-310M | Solar Panels |  | 0.31 | 47 | 170 | 33 |  | Fixed | Roof
NJSTRE1545363700 | NJSRRE1544162045 | Transition Incentive Program | Burlington | 8016 | 13 | 7.44 | Residential | Yes | Behind the Meter | Net-metered residential rooftop and canopy |  | None | Solar Energy World | PSE&G | Accepted | 2020-01-13 | 2020-01-16 | 2021-10-30 | Solar Edge | SE6000H-US000BNC4 | Meters |  |  | 1 |  |  |  | Yes | Outdoor
NJSTRE1545363700 | NJSRRE1544162045 | Transition Incentive Program | Burlington | 8016 | 13 | 7.44 | Residential | Yes | Behind the Meter | Net-metered residential rooftop and canopy |  | None | Solar Energy World | PSE&G | Accepted | 2020-01-13 | 2020-01-16 | 2021-10-30 | Solar Edge | SE6000H-US000BNC4 | Inverters | 6000 |  | 1 |  |  | 0.983 |  | Outdoor | near meter
NJSTRE1545363700 | NJSRRE1544162045 | Transition Incentive Program | Burlington | 8016 | 13 | 7.44 | Residential | Yes | Behind the Meter | Net-metered residential rooftop and canopy |  | None | Solar Energy World | PSE&G | Accepted | 2020-01-13 | 2020-01-16 | 2021-10-30 | LONGi Green Energy Technology | LR6-60HPB-310M | Solar Panels |  | 0.31 | 16 | 137 | 27 |  | Fixed | Roof
NJSTRE1545363700 | NJSRRE1544162045 | Transition Incentive Program | Burlington | 8016 | 13 | 7.44 | Residential | Yes | Behind the Meter | Net-metered residential rooftop and canopy |  | None | Solar Energy World | PSE&G | Accepted | 2020-01-13 | 2020-01-16 | 2021-10-30 | LONGi Green Energy Technology | LR6-60HPB-310M | Solar Panels |  | 0.31 | 8 | 316 | 27 |  | Fixed | Roof
NJSTRE1545363702 | NJSRRE1543474818 | Transition Incentive Program | Lawrence Township | 8648 | 12 | 5.89 | Residential | Yes | Behind the Meter | Net-metered residential rooftop and canopy |  | None | Solar Energy World | PSE&G | Accepted | 2019-12-03 | 2019-12-06 | 2021-10-30 | Enphase | IQ7-60-x-US | Inverters | 310 |  | 19 |  |  | 0.976 |  | Outdoor | near panels
NJSTRE1545363702 | NJSRRE1543474818 | Transition Incentive Program | Lawrence Township | 8648 | 12 | 5.89 | Residential | Yes | Behind the Meter | Net-metered residential rooftop and canopy |  | None | Solar Energy World | PSE&G | Accepted | 2019-12-03 | 2019-12-06 | 2021-10-30 | LONGi Green Energy Technology | LR6-60PE-310M | Solar Panels |  | 0.31 | 19 | 150 | 18 |  | Fixed | Roof
NJSTRE1545363703 | NJSRRE1544157545 | Transition Incentive Program | Hamilton | 8619 | 12 | 8 | Residential | No | Behind the Meter | Net-metered residential rooftop and canopy |  | None | Solar Energy World | PSE&G | Accepted | 2020-01-10 | 2020-01-15 | 2021-10-30 | Enphase | IQ7-60-2-US | Inverters | 320 |  | 25 |  |  | 0.976 |  | Outdoor | near panels
NJSTRE1545363703 | NJSRRE1544157545 | Transition Incentive Program | Hamilton | 8619 | 12 | 8 | Residential | No | Behind the Meter | Net-metered residential rooftop and canopy |  | None | Solar Energy World | PSE&G | Accepted | 2020-01-10 | 2020-01-15 | 2021-10-30 | Silfab | SLA-M 320 | Solar Panels |  | 0.32 | 25 | 168 | 33 |  | Fixed | Roof
NJSTRE1545363707 | NJSRRE1543571117 | Transition Incentive Program | Blackwood | 8012 | 14 | 6.2 | Residential | Yes | Behind the Meter | Net-metered residential rooftop and canopy |  | None | Solar Energy World | PSE&G | Accepted | 2019-12-19 | 2019-12-26 | 2021-10-30 | Enphase | IQ7-60-x-US | Inverters | 310 |  | 1 |  |  | 0.976 |  | Outdoor | near panels
NJSTRE1545363707 | NJSRRE1543571117 | Transition Incentive Program | Blackwood | 8012 | 14 | 6.2 | Residential | Yes | Behind the Meter | Net-metered residential rooftop and canopy |  | None | Solar Energy World | PSE&G | Accepted | 2019-12-19 | 2019-12-26 | 2021-10-30 | LONGi Green Energy Technology | LR6-60HPB-310M | Solar Panels |  | 0.31 | 20 | 150 | 18 |  | Fixed | Roof
NJSTRE1545363715 | NJSRRE1544514423 | Transition Incentive Program | Blackwood | 8012 | 14 | 6.82 | Residential | Yes | Behind the Meter | Net-metered residential rooftop and canopy |  | None | Solar Energy World | PSE&G | Accepted | 2020-02-21 | 2020-02-25 | 2021-10-30 | Solar Edge | SE6000H-USRGM | Inverters | 6000 |  | 1 |  |  | 0.983 |  | Outdoor | near meter
NJSTRE1545363715 | NJSRRE1544514423 | Transition Incentive Program | Blackwood | 8012 | 14 | 6.82 | Residential | Yes | Behind the Meter | Net-metered residential rooftop and canopy |  | None | Solar Energy World | PSE&G | Accepted | 2020-02-21 | 2020-02-25 | 2021-10-30 | LONGi Green Energy Technology | LR6-60HPB-310M | Solar Panels |  | 0.31 | 22 | 253 | 26 |  | Fixed | Roof
NJSTRE1545363716 | NJSRRE1544583467 | Transition Incentive Program | Monroe | 8831 | 11 | 13.64 | Residential | Yes | Behind the Meter | Net-metered residential rooftop and canopy |  | None | Solar Energy World | JCP&L | Accepted | 2020-03-03 | 2020-03-06 | 2021-10-30 | Solar Edge | SE7600H-USRGM | Inverters | 7600 |  | 1 |  |  | 0.983 |  | Outdoor | near meter
NJSTRE1545363716 | NJSRRE1544583467 | Transition Incentive Program | Monroe | 8831 | 11 | 13.64 | Residential | Yes | Behind the Meter | Net-metered residential rooftop and canopy |  | None | Solar Energy World | JCP&L | Accepted | 2020-03-03 | 2020-03-06 | 2021-10-30 | LONGi Green Energy Technology | LR6-60HPB-310M | Solar Panels |  | 0.31 | 44 | 223 | 26 |  | Fixed | Roof
NJSTRE1545363719 | NJSRRE1544355010 | Transition Incentive Program | Colonia | 7067 | 10 | 15.5 | Residential | Yes | Behind the Meter | Behind the Meter |  | None | Solar Energy World | PSE&G | Eligible for TI Program | 2020-02-05 | 2020-02-07 | 2021-10-30 | Solar Edge | SE6000H-USRM | Inverters | 6000 |  | 2 |  |  | 0.983 |  | Outdoor | near meter
NJSTRE1545363719 | NJSRRE1544355010 | Transition Incentive Program | Colonia | 7067 | 10 | 15.5 | Residential | Yes | Behind the Meter | Behind the Meter |  | None | Solar Energy World | PSE&G | Eligible for TI Program | 2020-02-05 | 2020-02-07 | 2021-10-30 | LONGi Green Energy Technology | LR6-60HPB-310M | Solar Panels |  | 0.31 | 50 | 218 | 18 |  | Fixed | Roof
NJSTRE1545363720 | NJSRRE1544617424 | Transition Incentive Program | Berkeley Heights | 7922 | 10 | 8.06 | Residential | Yes | Behind the Meter | Net-metered residential rooftop and canopy |  | None | Solar Energy World | JCP&L | Accepted | 2020-03-06 | 2020-03-11 | 2021-10-30 | Solar Edge | SE7600H-USRGM | Inverters | 7600 |  | 1 |  |  | 0.98 |  | Outdoor | near meter
NJSTRE1545363720 | NJSRRE1544617424 | Transition Incentive Program | Berkeley Heights | 7922 | 10 | 8.06 | Residential | Yes | Behind the Meter | Net-metered residential rooftop and canopy |  | None | Solar Energy World | JCP&L | Accepted | 2020-03-06 | 2020-03-11 | 2021-10-30 | LONGi Green Energy Technology | LR6-60HPB-310M | Solar Panels |  | 0.31 | 26 | 195 | 33 |  | Fixed | Roof
NJSTRE1545363727 | NJSRRE1544538233 | Transition Incentive Program | North Cape May | 8204 | 21 | 13.33 | Residential | Yes | Behind the Meter | Net-metered residential rooftop and canopy |  | None | Solar Energy World | AC Electric | Accepted | 2020-02-25 | 2020-02-28 | 2021-10-30 | Solar Edge | SE11400H-USRGM | Inverters | 11400 |  | 1 |  |  | 0.98 |  | Outdoor | near meter
NJSTRE1545363727 | NJSRRE1544538233 | Transition Incentive Program | North Cape May | 8204 | 21 | 13.33 | Residential | Yes | Behind the Meter | Net-metered residential rooftop and canopy |  | None | Solar Energy World | AC Electric | Accepted | 2020-02-25 | 2020-02-28 | 2021-10-30 | LONGi Green Energy Technology | LR6-60HPB-310M | Solar Panels |  | 0.31 | 43 | 187 | 36 |  | Fixed | Roof
NJSTRE1545363731 | NJSRRE1544583463 | Transition Incentive Program | Titusville | 8560 | 12 | 4.65 | Residential | No | Behind the Meter | Net-metered residential rooftop and canopy |  | None | Solar Energy World | JCP&L | Accepted | 2020-03-03 | 2020-03-06 | 2021-10-30 | Solar Edge | SE3800H-USRGM | Inverters | 3800 |  | 1 |  |  | 0.976 |  | Outdoor | near meter
NJSTRE1545363731 | NJSRRE1544583463 | Transition Incentive Program | Titusville | 8560 | 12 | 4.65 | Residential | No | Behind the Meter | Net-metered residential rooftop and canopy |  | None | Solar Energy World | JCP&L | Accepted | 2020-03-03 | 2020-03-06 | 2021-10-30 | Silfab | SLA-M | Solar Panels |  | 0.31 | 15 | 220 | 33 |  | Fixed | Roof
NJSTRE1545363744 | NJSRRE1544430493 | Transition Incentive Program | Hopatcong | 7843 | 1 | 15.81 | Residential | Yes | Behind the Meter | Net-metered residential rooftop and canopy |  | None | Solar Energy World | JCP&L | Accepted | 2020-02-11 | 2020-02-13 | 2021-10-30 | Solar Edge | SE5000H-USRGM | Inverters | 5000 |  | 1 |  |  | 0.983 |  | Outdoor | near meter
NJSTRE1545363744 | NJSRRE1544430493 | Transition Incentive Program | Hopatcong | 7843 | 1 | 15.81 | Residential | Yes | Behind the Meter | Net-metered residential rooftop and canopy |  | None | Solar Energy World | JCP&L | Accepted | 2020-02-11 | 2020-02-13 | 2021-10-30 | Solar Edge | SE7600H-USRGM | Inverters | 7600 |  | 1 |  |  | 0.98 |  | Outdoor | near meter
NJSTRE1545363744 | NJSRRE1544430493 | Transition Incentive Program | Hopatcong | 7843 | 1 | 15.81 | Residential | Yes | Behind the Meter | Net-metered residential rooftop and canopy |  | None | Solar Energy World | JCP&L | Accepted | 2020-02-11 | 2020-02-13 | 2021-10-30 | LONGi Green Energy Technology | LR6-60HPB-310M | Solar Panels |  | 0.31 | 51 | 150 | 18 |  | Fixed | Roof
NJSTRE1545363746 | NJSRRE1544466649 | Transition Incentive Program | Willingboro | 8046 | 13 | 8.68 | Residential | Yes | Behind the Meter | Net-metered residential rooftop and canopy |  | None | Solar Energy World | PSE&G | Accepted | 2020-02-17 | 2020-02-20 | 2021-10-30 | Solar Edge | SE6000H-URGM | Inverters | 6000 |  | 1 |  |  | 0.983 |  | Outdoor | near meter
NJSTRE1545363746 | NJSRRE1544466649 | Transition Incentive Program | Willingboro | 8046 | 13 | 8.68 | Residential | Yes | Behind the Meter | Net-metered residential rooftop and canopy |  | None | Solar Energy World | PSE&G | Accepted | 2020-02-17 | 2020-02-20 | 2021-10-30 | LONGi Green Energy Technology | LR6-60HPB-310M | Solar Panels |  | 0.31 | 28 | 90 | 18 |  | Fixed | Roof
NJSTRE1545363754 | NJSRRE1544636711 | Transition Incentive Program | Franklin Township | 8528 | 5 | 4.03 | Residential | Yes | Behind the Meter | Net-metered residential rooftop and canopy |  | None | Solar Energy World | PSE&G | Accepted | 2020-03-12 | 2020-03-17 | 2021-10-30 | Solar Edge | SE3800H-USRGM | Inverters | 3800 |  | 1 |  |  | 0.982 |  | Outdoor | near meter
NJSTRE1545363754 | NJSRRE1544636711 | Transition Incentive Program | Franklin Township | 8528 | 5 | 4.03 | Residential | Yes | Behind the Meter | Net-metered residential rooftop and canopy |  | None | Solar Energy World | PSE&G | Accepted | 2020-03-12 | 2020-03-17 | 2021-10-30 | LONGi Green Energy Technology | LR6-60HPB-310M | Solar Panels |  | 0.31 | 13 | 168 | 22 |  | Fixed | Roof
NJSTRE1545363757 | NJSRRE1544805628 | Transition Incentive Program | Magnolia | 8049 | 14 | 3.1 | Residential | Yes | Behind the Meter | Net-metered residential rooftop and canopy |  | None | Solar Energy World | PSE&G | Accepted | 2020-04-07 | 2020-04-13 | 2021-10-30 | LONGi Green Energy Technology | LR6-60HPB-310M | Solar Panels |  | 0.31 | 10 | 172 | 33 |  | Fixed | Roof
NJSTRE1545363757 | NJSRRE1544805628 | Transition Incentive Program | Magnolia | 8049 | 14 | 3.1 | Residential | Yes | Behind the Meter | Net-metered residential rooftop and canopy |  | None | Solar Energy World | PSE&G | Accepted | 2020-04-07 | 2020-04-13 | 2021-10-30 | Solar Edge | SE3800H-USRGM | Inverters | 3800 |  | 1 |  |  | 0.977 |  | Outdoor | near meter
NJSTRE1545363758 | NJSRRE1544623752 | Transition Incentive Program | Port Monmouth | 7758 | 17 | 10.23 | Residential | Yes | Behind the Meter | Net-metered residential rooftop and canopy |  | None | Solar Energy World | JCP&L | Accepted | 2020-03-10 | 2020-03-13 | 2021-10-30 | Solar Edge | SE10000H-USRGM | Inverters | 10000 |  | 1 |  |  | 0.98 |  | Outdoor | near meter
NJSTRE1545363758 | NJSRRE1544623752 | Transition Incentive Program | Port Monmouth | 7758 | 17 | 10.23 | Residential | Yes | Behind the Meter | Net-metered residential rooftop and canopy |  | None | Solar Energy World | JCP&L | Accepted | 2020-03-10 | 2020-03-13 | 2021-10-30 | LONGi Green Energy Technology | LR6-60HPB-310M | Solar Panels |  | 0.31 | 33 | 243 | 14 |  | Fixed | Roof
NJSTRE1545363767 | NJSRRE1544816597 | Transition Incentive Program | Monroe Township | 8094 | 15 | 6.2 | Residential | Yes | Behind the Meter | Net-metered residential rooftop and canopy |  | None | Solar Energy World | AC Electric | Accepted | 2020-04-08 | 2020-04-15 | 2021-10-30 | Solar Edge | SE6000H-USRM | Inverters | 6000 |  | 1 |  |  | 0.983 |  | Outdoor | near meter
NJSTRE1545363767 | NJSRRE1544816597 | Transition Incentive Program | Monroe Township | 8094 | 15 | 6.2 | Residential | Yes | Behind the Meter | Net-metered residential rooftop and canopy |  | None | Solar Energy World | AC Electric | Accepted | 2020-04-08 | 2020-04-15 | 2021-10-30 | LONGi Green Energy Technology | LR6-60HPB-310M | Solar Panels |  | 0.31 | 20 | 100 | 22 |  | Fixed | Roof
NJSTRE1545363896 |  | Transition Incentive Program | HACKENSACK | 7601 | 7 | 4.9 | Residential | No | Behind the Meter | Net-metered residential rooftop and canopy |  | None | Pro custom Solar | PSE&G | Accepted | 2020-07-29 | 2020-08-07 | 2021-10-30 | Enphase | IQ7Plus-72-2-US | Inverters | 290 |  | 14 |  |  | 0.97 |  | Outdoor | Roof
NJSTRE1545363896 |  | Transition Incentive Program | HACKENSACK | 7601 | 7 | 4.9 | Residential | No | Behind the Meter | Net-metered residential rooftop and canopy |  | None | Pro custom Solar | PSE&G | Accepted | 2020-07-29 | 2020-08-07 | 2021-10-30 | LG ELECTRONICS | LG 350N1C-V5 | Solar Panels |  | 0.35 | 3 | 129 | 32 |  | Fixed | Roof
NJSTRE1545363896 |  | Transition Incentive Program | HACKENSACK | 7601 | 7 | 4.9 | Residential | No | Behind the Meter | Net-metered residential rooftop and canopy |  | None | Pro custom Solar | PSE&G | Accepted | 2020-07-29 | 2020-08-07 | 2021-10-30 | LG ELECTRONICS | LG 350N1C-V5 | Solar Panels |  | 0.35 | 6 | 309 | 32 |  | Fixed | Roof
NJSTRE1545363896 |  | Transition Incentive Program | HACKENSACK | 7601 | 7 | 4.9 | Residential | No | Behind the Meter | Net-metered residential rooftop and canopy |  | None | Pro custom Solar | PSE&G | Accepted | 2020-07-29 | 2020-08-07 | 2021-10-30 | LG ELECTRONICS | LG 350N1C-V5 | Solar Panels |  | 0.35 | 5 | 219 | 28 |  | Fixed | Roof
NJSTRE1545363915 |  | Transition Incentive Program | KEYPORT | 7735 | 17 | 4.23 | Residential | Yes | Behind the Meter | Net-metered residential rooftop and canopy |  | None | Vivint Solar Developer, LLC | JCP&L | Accepted | 2020-07-30 | 2020-08-07 | 2021-10-30 | SolarEdge | SE3800H-US | Inverters | 3800 |  | 1 |  |  | 0.992 |  | Outdoor | Near the Utility Meter
NJSTRE1545363915 |  | Transition Incentive Program | KEYPORT | 7735 | 17 | 4.23 | Residential | Yes | Behind the Meter | Net-metered residential rooftop and canopy |  | None | Vivint Solar Developer, LLC | JCP&L | Accepted | 2020-07-30 | 2020-08-07 | 2021-10-30 | Jinko Solar | JKM325M-60HBL | Solar Panels |  | 0.325 | 13 | 346 | 23 |  | Fixed | Roof
NJSTRE1545363916 |  | Transition Incentive Program | Jersey City | 7305 | 8 | 6.65 | Residential | Yes | Behind the Meter | Net-metered residential rooftop and canopy |  | None | Pro Custom Solar dba Momentum Solar | PSE&G | Accepted | 2020-07-29 | 2020-08-07 | 2021-10-30 | Enphase | IQ7PLUS-72-2-US | Inverters | 290 |  | 19 |  |  | 0.97 |  | Outdoor | Roof
NJSTRE1545363916 |  | Transition Incentive Program | Jersey City | 7305 | 8 | 6.65 | Residential | Yes | Behind the Meter | Net-metered residential rooftop and canopy |  | None | Pro Custom Solar dba Momentum Solar | PSE&G | Accepted | 2020-07-29 | 2020-08-07 | 2021-10-30 | LG | LG 350N1C-V5 | Solar Panels |  | 0.35 | 19 | 303 | 12 |  | Fixed | Roof
NJSTRE1545363934 |  | Transition Incentive Program | paterson | 7504 | 6 | 7.8 | Residential | No | Behind the Meter | Net-metered residential rooftop and canopy |  | None | United Solar LLC | PSE&G | Accepted | 2020-07-29 | 2020-08-07 | 2021-10-30 | ap systems | ecu-r | Meters |  |  | 1 |  |  |  | Yes | Outdoor
NJSTRE1545363934 |  | Transition Incentive Program | paterson | 7504 | 6 | 7.8 | Residential | No | Behind the Meter | Net-metered residential rooftop and canopy |  | None | United Solar LLC | PSE&G | Accepted | 2020-07-29 | 2020-08-07 | 2021-10-30 | Enphase | Iq7-60-2-US | Inverters | 250 |  | 24 |  |  | 0.965 |  | Outdoor | roof
NJSTRE1545363934 |  | Transition Incentive Program | paterson | 7504 | 6 | 7.8 | Residential | No | Behind the Meter | Net-metered residential rooftop and canopy |  | None | United Solar LLC | PSE&G | Accepted | 2020-07-29 | 2020-08-07 | 2021-10-30 | Hanwha Q-Cells | Q.Peak Duo-G5 325 | Solar Panels |  | 0.325 | 24 | 190 | 25 |  | Fixed | Roof
NJSTRE1545363952 |  | Transition Incentive Program | Neptune | 7753 | 17 | 6.12 | Residential | Yes | Behind the Meter | Net-metered residential rooftop and canopy |  | JCPL | Vision Solar LLC | JCP&L | Accepted | 2020-07-29 | 2020-08-07 | 2021-10-30 | ENPHASE | IQ7-60-2-US | Inverters | 0.24 |  | 18 |  |  | 0.96 |  | Other | behind each panel
NJSTRE1545363952 |  | Transition Incentive Program | Neptune | 7753 | 17 | 6.12 | Residential | Yes | Behind the Meter | Net-metered residential rooftop and canopy |  | JCPL | Vision Solar LLC | JCP&L | Accepted | 2020-07-29 | 2020-08-07 | 2021-10-30 | HANWHA Q-CELLS | Q.PEAK DUO-G6 340 | Solar Panels |  | 0.34 | 18 | 185 | 30 |  | Fixed | Roof
NJSTRE1545363989 |  | Transition Incentive Program | East Orange | 7018 | 9 | 6.3 | Residential | Yes | Behind the Meter | Net-metered residential rooftop and canopy |  | None | Pro Custom Solar dba Momentum Solar | PSE&G | Accepted | 2020-07-29 | 2020-08-07 | 2021-10-30 | Enphase | IQ7PLUS-72-2-US | Inverters | 290 |  | 18 |  |  | 0.97 |  | Outdoor | Roof
NJSTRE1545363989 |  | Transition Incentive Program | East Orange | 7018 | 9 | 6.3 | Residential | Yes | Behind the Meter | Net-metered residential rooftop and canopy |  | None | Pro Custom Solar dba Momentum Solar | PSE&G | Accepted | 2020-07-29 | 2020-08-07 | 2021-10-30 | LG | LG 350N1C-V5 | Solar Panels |  | 0.35 | 5 | 291 | 40 |  | Fixed | Roof
NJSTRE1545363989 |  | Transition Incentive Program | East Orange | 7018 | 9 | 6.3 | Residential | Yes | Behind the Meter | Net-metered residential rooftop and canopy |  | None | Pro Custom Solar dba Momentum Solar | PSE&G | Accepted | 2020-07-29 | 2020-08-07 | 2021-10-30 | LG | LG 350N1C-V5 | Solar Panels |  | 0.35 | 13 | 111 | 40 |  | Fixed | Roof
NJSTRE1545366406 |  | Transition Incentive Program | PENNSAUKEN | 8110 | 14 | 6.83 | Residential | Yes | Behind the Meter | Net-metered residential rooftop and canopy |  | None | Vivint Solar Developer, LLC | PSE&G | Accepted | 2020-07-30 | 2020-08-07 | 2021-10-30 | SolarEdge | SE7600H-US | Inverters | 7600 |  | 1 |  |  | 0.992 |  | Outdoor | Near the Utility Meter
NJSTRE1545366406 |  | Transition Incentive Program | PENNSAUKEN | 8110 | 14 | 6.83 | Residential | Yes | Behind the Meter | Net-metered residential rooftop and canopy |  | None | Vivint Solar Developer, LLC | PSE&G | Accepted | 2020-07-30 | 2020-08-07 | 2021-10-30 | Jinko Solar | JKM325M-60HBL | Solar Panels |  | 0.325 | 21 | 140 | 34 |  | Fixed | Roof
NJSTRE1545366419 |  | Transition Incentive Program | Long Branch | 7740 | 17 | 7.48 | Residential | Yes | Behind the Meter | Net-metered residential rooftop and canopy |  | None | Vivint Solar Developer, LLC | JCP&L | Accepted | 2020-07-31 | 2020-08-07 | 2021-10-30 | SolarEdge | SE7600H-US | Inverters | 7600 |  | 1 |  |  | 0.992 |  | Outdoor | Near the Utility Meter
NJSTRE1545366419 |  | Transition Incentive Program | Long Branch | 7740 | 17 | 7.48 | Residential | Yes | Behind the Meter | Net-metered residential rooftop and canopy |  | None | Vivint Solar Developer, LLC | JCP&L | Accepted | 2020-07-31 | 2020-08-07 | 2021-10-30 | Jinko Solar | JKM325M-60HBL | Solar Panels |  | 0.325 | 4 | 243 | 20 |  | Fixed | Roof
NJSTRE1545366419 |  | Transition Incentive Program | Long Branch | 7740 | 17 | 7.48 | Residential | Yes | Behind the Meter | Net-metered residential rooftop and canopy |  | None | Vivint Solar Developer, LLC | JCP&L | Accepted | 2020-07-31 | 2020-08-07 | 2021-10-30 | Jinko Solar | JKM325M-60HBL | Solar Panels |  | 0.325 | 14 | 63 | 29 |  | Fixed | Roof
NJSTRE1545366419 |  | Transition Incentive Program | Long Branch | 7740 | 17 | 7.48 | Residential | Yes | Behind the Meter | Net-metered residential rooftop and canopy |  | None | Vivint Solar Developer, LLC | JCP&L | Accepted | 2020-07-31 | 2020-08-07 | 2021-10-30 | Jinko Solar | JKM325M-60HBL | Solar Panels |  | 0.325 | 5 | 243 | 29 |  | Fixed | Roof
NJSTRE1545369975 |  | Transition Incentive Program | Wayne | 7470 | 6 | 4.16 | Residential | No | Behind the Meter | Net-metered residential rooftop and canopy |  | PSEG | Amergy Solar Inc | PSE&G | Accepted | 2020-07-30 | 2020-08-07 | 2021-10-30 | SolarEdge Technologies | SE3800H-US | Inverters | 3800 |  | 1 |  |  | 0.99 |  | Outside | on the wall
NJSTRE1545369975 |  | Transition Incentive Program | Wayne | 7470 | 6 | 4.16 | Residential | No | Behind the Meter | Net-metered residential rooftop and canopy |  | PSEG | Amergy Solar Inc | PSE&G | Accepted | 2020-07-30 | 2020-08-07 | 2021-10-30 | Hanwha Q-Cells | Q.PEAK DUO BLK-G5 320 | Solar Panels |  | 0.32 | 13 | 160 | 23 |  | Fixed | Roof
NJSTRE1545369983 |  | Transition Incentive Program | GLOUCESTER CITY | 8030 | 14 | 7.56 | Residential | Yes | Behind the Meter | Net-metered residential rooftop and canopy |  | None | Suntuity Solar LLC | PSE&G | Accepted | 2020-07-30 | 2020-08-07 | 2021-10-30 | Enphase Energy | IQ7-60-2-US | Inverters | 240 |  | 24 |  |  | 0.97 |  | Outdoor | Behind the PV Modules
NJSTRE1545369983 |  | Transition Incentive Program | GLOUCESTER CITY | 8030 | 14 | 7.56 | Residential | Yes | Behind the Meter | Net-metered residential rooftop and canopy |  | None | Suntuity Solar LLC | PSE&G | Accepted | 2020-07-30 | 2020-08-07 | 2021-10-30 | Longi | LR6-60HPB-315M | Solar Panels |  | 0.315 | 9 | 219 | 31 |  | Fixed | Roof
NJSTRE1545369983 |  | Transition Incentive Program | GLOUCESTER CITY | 8030 | 14 | 7.56 | Residential | Yes | Behind the Meter | Net-metered residential rooftop and canopy |  | None | Suntuity Solar LLC | PSE&G | Accepted | 2020-07-30 | 2020-08-07 | 2021-10-30 | Longi | LR6-60HPB-315M | Solar Panels |  | 0.315 | 15 | 39 | 31 |  | Fixed | Roof
NJSTRE1545369984 |  | Transition Incentive Program | Raritan | 8869 | 5 | 11.52 | Residential | No | Behind the Meter | Net-metered residential rooftop and canopy |  | None | Whitman Construction, LLC | PSE&G | Accepted | 2020-07-30 | 2020-08-07 | 2021-10-30 | enphase energy | IQ7-60-2-US | Inverters | 0.24 |  | 36 |  |  | 0.975 |  | Outside | Microinverters located under modules
NJSTRE1545369984 |  | Transition Incentive Program | Raritan | 8869 | 5 | 11.52 | Residential | No | Behind the Meter | Net-metered residential rooftop and canopy |  | None | Whitman Construction, LLC | PSE&G | Accepted | 2020-07-30 | 2020-08-07 | 2021-10-30 | trina | tsm 320 dd05h.05 | Solar Panels |  | 0.32 | 12 | 264 | 20 |  | Fixed | Roof
NJSTRE1545369984 |  | Transition Incentive Program | Raritan | 8869 | 5 | 11.52 | Residential | No | Behind the Meter | Net-metered residential rooftop and canopy |  | None | Whitman Construction, LLC | PSE&G | Accepted | 2020-07-30 | 2020-08-07 | 2021-10-30 | trina | tsm 320 dd05h.05 | Solar Panels |  | 0.32 | 24 | 84 | 20 |  | Fixed | Roof
NJSTRE1545369990 |  | Transition Incentive Program | MARLTON | 8053 | 13 | 10.71 | Residential | Yes | Behind the Meter | Net-metered residential rooftop and canopy |  | None | Suntuity Solar LLC | PSE&G | Accepted | 2020-08-10 | 2020-08-10 | 2021-10-30 | Enphase Energy | IQ7-60-2-US | Inverters | 240 |  | 34 |  |  | 0.97 |  | Outdoor | Behind the PV Modules
NJSTRE1545369990 |  | Transition Incentive Program | MARLTON | 8053 | 13 | 10.71 | Residential | Yes | Behind the Meter | Net-metered residential rooftop and canopy |  | None | Suntuity Solar LLC | PSE&G | Accepted | 2020-08-10 | 2020-08-10 | 2021-10-30 | Longi | LR6-60HPB-315M | Solar Panels |  | 0.315 | 6 | 54 | 24 |  | Fixed | Roof
NJSTRE1545369990 |  | Transition Incentive Program | MARLTON | 8053 | 13 | 10.71 | Residential | Yes | Behind the Meter | Net-metered residential rooftop and canopy |  | None | Suntuity Solar LLC | PSE&G | Accepted | 2020-08-10 | 2020-08-10 | 2021-10-30 | Longi | LR6-60HPB-315M | Solar Panels |  | 0.315 | 14 | 54 | 24 |  | Fixed | Roof
NJSTRE1545369990 |  | Transition Incentive Program | MARLTON | 8053 | 13 | 10.71 | Residential | Yes | Behind the Meter | Net-metered residential rooftop and canopy |  | None | Suntuity Solar LLC | PSE&G | Accepted | 2020-08-10 | 2020-08-10 | 2021-10-30 | Longi | LR6-60HPB-315M | Solar Panels |  | 0.315 | 4 | 234 | 24 |  | Fixed | Roof
NJSTRE1545369990 |  | Transition Incentive Program | MARLTON | 8053 | 13 | 10.71 | Residential | Yes | Behind the Meter | Net-metered residential rooftop and canopy |  | None | Suntuity Solar LLC | PSE&G | Accepted | 2020-08-10 | 2020-08-10 | 2021-10-30 | Longi | LR6-60HPB-315M | Solar Panels |  | 0.315 | 10 | 234 | 24 |  | Fixed | Roof
NJSTRE1545369994 |  | Transition Incentive Program | Plainfield | 7060 | 10 | 7.82 | Residential | Yes | Behind the Meter | Net-metered residential rooftop and canopy |  | PSEG | Vision Solar LLC | PSE&G | Accepted | 2020-07-30 | 2020-08-07 | 2021-10-30 | ENPHASE | IQ7-60-2-US | Inverters | 0.24 |  | 23 |  |  | 0.96 |  | Other | behind each panel
NJSTRE1545369994 |  | Transition Incentive Program | Plainfield | 7060 | 10 | 7.82 | Residential | Yes | Behind the Meter | Net-metered residential rooftop and canopy |  | PSEG | Vision Solar LLC | PSE&G | Accepted | 2020-07-30 | 2020-08-07 | 2021-10-30 | HANWHA Q-CELLS | Q.PEAK DUO-G6 340 | Solar Panels |  | 0.34 | 10 | 82 | 35 |  | Fixed | Roof
NJSTRE1545369994 |  | Transition Incentive Program | Plainfield | 7060 | 10 | 7.82 | Residential | Yes | Behind the Meter | Net-metered residential rooftop and canopy |  | PSEG | Vision Solar LLC | PSE&G | Accepted | 2020-07-30 | 2020-08-07 | 2021-10-30 | HANWHA Q-CELLS | Q.PEAK DUO-G6 340 | Solar Panels |  | 0.34 | 13 | 262 | 35 |  | Fixed | Roof
NJSTRE1545370026 |  | Transition Incentive Program | Jersey City | 7302 | 8 | 5.85 | Residential | No | Behind the Meter | Net-metered residential rooftop and canopy |  | None | UnitedSolar LLC | PSE&G | Accepted | 2020-07-30 | 2020-08-07 | 2021-10-30 | enphase | envoy | Meters | 325 |  | 1 |  |  |  | No | Outdoor
NJSTRE1545370026 |  | Transition Incentive Program | Jersey City | 7302 | 8 | 5.85 | Residential | No | Behind the Meter | Net-metered residential rooftop and canopy |  | None | UnitedSolar LLC | PSE&G | Accepted | 2020-07-30 | 2020-08-07 | 2021-10-30 | enphase | iq6 | Inverters | 240 |  | 18 |  |  | 0.965 |  | Outdoor | roof
NJSTRE1545370026 |  | Transition Incentive Program | Jersey City | 7302 | 8 | 5.85 | Residential | No | Behind the Meter | Net-metered residential rooftop and canopy |  | None | UnitedSolar LLC | PSE&G | Accepted | 2020-07-30 | 2020-08-07 | 2021-10-30 | enphase | q-cells qpeak duo-G5 | Solar Panels |  | 0.325 | 18 | 180 | 0.1 |  | Fixed | Roof
NJSTRE1545370036 |  | Transition Incentive Program | SICKLERVILLE | 8081 | 14 | 7.35 | Residential | Yes | Behind the Meter | Net-metered residential rooftop and canopy |  | None | Suntuity Solar LLC | AC Electric | Accepted | 2020-08-06 | 2020-08-07 | 2021-10-30 | Enphase Energy | IQ7-60-2-US | Inverters | 240 |  | 22 |  |  | 0.97 |  | Outdoor | Behind the PV Modules
NJSTRE1545370036 |  | Transition Incentive Program | SICKLERVILLE | 8081 | 14 | 7.35 | Residential | Yes | Behind the Meter | Net-metered residential rooftop and canopy |  | None | Suntuity Solar LLC | AC Electric | Accepted | 2020-08-06 | 2020-08-07 | 2021-10-30 | LG Electronics | LG350N1C-V5 | Solar Panels |  | 0.315 | 10 | 154 | 19 |  | Fixed | Roof
NJSTRE1545370036 |  | Transition Incentive Program | SICKLERVILLE | 8081 | 14 | 7.35 | Residential | Yes | Behind the Meter | Net-metered residential rooftop and canopy |  | None | Suntuity Solar LLC | AC Electric | Accepted | 2020-08-06 | 2020-08-07 | 2021-10-30 | LG Electronics | LG350N1C-V5 | Solar Panels |  | 0.35 | 12 | 334 | 19 |  | Fixed | Roof
NJSTRE1545370103 |  | Transition Incentive Program | Morris plains | 7950 | 3 | 11.56 | Residential | No | Behind the Meter | Net-metered residential rooftop and canopy |  | JCPL | Vision Solar LLC | JCP&L | Accepted | 2020-07-30 | 2020-08-07 | 2021-10-30 | ENPHASE | IQ7-60-2-US | Inverters | 0.24 |  | 34 |  |  | 0.96 |  | Other | behind each panel
NJSTRE1545370103 |  | Transition Incentive Program | Morris plains | 7950 | 3 | 11.56 | Residential | No | Behind the Meter | Net-metered residential rooftop and canopy |  | JCPL | Vision Solar LLC | JCP&L | Accepted | 2020-07-30 | 2020-08-07 | 2021-10-30 | HANWHA Q-CELLS | Q.PEAK DUO-G6 340 | Solar Panels |  | 0.34 | 6 | 238 | 20 |  | Fixed | Roof
NJSTRE1545370103 |  | Transition Incentive Program | Morris plains | 7950 | 3 | 11.56 | Residential | No | Behind the Meter | Net-metered residential rooftop and canopy |  | JCPL | Vision Solar LLC | JCP&L | Accepted | 2020-07-30 | 2020-08-07 | 2021-10-30 | HANWHA Q-CELLS | Q.PEAK DUO-G6 340 | Solar Panels |  | 0.34 | 13 | 58 | 20 |  | Fixed | Roof
NJSTRE1545370103 |  | Transition Incentive Program | Morris plains | 7950 | 3 | 11.56 | Residential | No | Behind the Meter | Net-metered residential rooftop and canopy |  | JCPL | Vision Solar LLC | JCP&L | Accepted | 2020-07-30 | 2020-08-07 | 2021-10-30 | HANWHA Q-CELLS | Q.PEAK DUO-G6 340 | Solar Panels |  | 0.34 | 11 | 238 | 20 |  | Fixed | Roof
NJSTRE1545370103 |  | Transition Incentive Program | Morris plains | 7950 | 3 | 11.56 | Residential | No | Behind the Meter | Net-metered residential rooftop and canopy |  | JCPL | Vision Solar LLC | JCP&L | Accepted | 2020-07-30 | 2020-08-07 | 2021-10-30 | HANWHA Q-CELLS | Q.PEAK DUO-G6 340 | Solar Panels |  | 0.34 | 4 | 148 | 20 |  | Fixed | Roof
NJSTRE1545370143 |  | Transition Incentive Program | Irvington | 7111 | 9 | 11.9 | Residential | Yes | Behind the Meter | Net-metered residential rooftop and canopy |  | None | Pro Custom Solar dba Momentum Solar | PSE&G | Accepted | 2020-07-30 | 2020-08-07 | 2021-10-30 | Enphase | IQ7PLUS-72-2-US | Inverters | 290 |  | 34 |  |  | 0.97 |  | Outdoor | Roof
NJSTRE1545370143 |  | Transition Incentive Program | Irvington | 7111 | 9 | 11.9 | Residential | Yes | Behind the Meter | Net-metered residential rooftop and canopy |  | None | Pro Custom Solar dba Momentum Solar | PSE&G | Accepted | 2020-07-30 | 2020-08-07 | 2021-10-30 | LG | LG 350N1C-V5 | Solar Panels |  | 0.35 | 18 | 268 | 30 |  | Fixed | Roof
NJSTRE1545370143 |  | Transition Incentive Program | Irvington | 7111 | 9 | 11.9 | Residential | Yes | Behind the Meter | Net-metered residential rooftop and canopy |  | None | Pro Custom Solar dba Momentum Solar | PSE&G | Accepted | 2020-07-30 | 2020-08-07 | 2021-10-30 | LG | LG 350N1C-V5 | Solar Panels |  | 0.35 | 16 | 88 | 30 |  | Fixed | Roof
NJSTRE1545370144 |  | Transition Incentive Program | East Orange | 7017 | 9 | 4.34 | Residential | No | Behind the Meter | Net-metered residential rooftop and canopy |  | None | United Solar LLC | PSE&G | Accepted | 2020-07-30 | 2020-08-07 | 2021-10-30 | Ap Systems | ECU | Meters |  |  | 1 |  |  |  | No | Outdoor
NJSTRE1545370144 |  | Transition Incentive Program | East Orange | 7017 | 9 | 4.34 | Residential | No | Behind the Meter | Net-metered residential rooftop and canopy |  | None | United Solar LLC | PSE&G | Accepted | 2020-07-30 | 2020-08-07 | 2021-10-30 | AP Systems | YC600 | Inverters | 584 |  | 14 |  |  | 0.965 |  | Outdoor | Roof
NJSTRE1545370144 |  | Transition Incentive Program | East Orange | 7017 | 9 | 4.34 | Residential | No | Behind the Meter | Net-metered residential rooftop and canopy |  | None | United Solar LLC | PSE&G | Accepted | 2020-07-30 | 2020-08-07 | 2021-10-30 | Axitec | AC-310M/156-60S | Solar Panels |  | 0.31 | 14 | 110 | 45 |  | Fixed | Roof
NJSTRE1545370195 |  | Transition Incentive Program | PHILLIPSBURG | 8865 | 2 | 18.2 | Residential | Yes | Behind the Meter | Net-metered residential ground mount |  | None | Pro Custom Solar dba Momentum Solar | JCP&L | Accepted | 2020-07-30 | 2020-08-07 | 2021-10-30 | Enphase | IQ7PLUS-72-2-US | Inverters | 290 |  | 52 |  |  | 0.97 |  | Outdoor | Ground
NJSTRE1545370195 |  | Transition Incentive Program | PHILLIPSBURG | 8865 | 2 | 18.2 | Residential | Yes | Behind the Meter | Net-metered residential ground mount |  | None | Pro Custom Solar dba Momentum Solar | JCP&L | Accepted | 2020-07-30 | 2020-08-07 | 2021-10-30 | LG | LG 350N1C-V5 | Solar Panels |  | 0.35 | 52 | 179 | 18 |  | Fixed | Ground
NJSTRE1545370212 |  | Transition Incentive Program | Princeton | 8558 | 5 | 14.7 | Residential | Yes | Behind the Meter | Net-metered residential ground mount |  | None | Pro Custom Solar dba Momentum Solar | PSE&G | Accepted | 2020-07-30 | 2020-08-07 | 2021-10-30 | Enphase | IQ7PLUS-72-2-US | Inverters | 290 |  | 42 |  |  | 0.97 |  | Outdoor | Ground
NJSTRE1545370212 |  | Transition Incentive Program | Princeton | 8558 | 5 | 14.7 | Residential | Yes | Behind the Meter | Net-metered residential ground mount |  | None | Pro Custom Solar dba Momentum Solar | PSE&G | Accepted | 2020-07-30 | 2020-08-07 | 2021-10-30 | LG | LG 345N1C-V5 | Solar Panels |  | 0.35 | 42 | 180 | 18 |  | Fixed | Ground
NJSTRE1545370504 |  | Transition Incentive Program | Hillside | 7205 | 10 | 7.8 | Residential | Yes | Behind the Meter | Net-metered residential rooftop and canopy |  | None | Vivint Solar Developer, LLC | PSE&G | Accepted | 2020-07-31 | 2020-08-07 | 2021-10-30 | Jinko Solar | JKM325M-60HBL | Solar Panels |  | 0.325 | 11 | 38 | 35 |  | Fixed | Roof
NJSTRE1545370504 |  | Transition Incentive Program | Hillside | 7205 | 10 | 7.8 | Residential | Yes | Behind the Meter | Net-metered residential rooftop and canopy |  | None | Vivint Solar Developer, LLC | PSE&G | Accepted | 2020-07-31 | 2020-08-07 | 2021-10-30 | Jinko Solar | JKM325M-60HBL | Solar Panels |  | 0.325 | 13 | 218 | 35 |  | Fixed | Roof
NJSTRE1545370504 |  | Transition Incentive Program | Hillside | 7205 | 10 | 7.8 | Residential | Yes | Behind the Meter | Net-metered residential rooftop and canopy |  | None | Vivint Solar Developer, LLC | PSE&G | Accepted | 2020-07-31 | 2020-08-07 | 2021-10-30 | SolarEdge | SE7600H-US | Inverters | 7600 |  | 1 |  |  | 0.992 |  | Outdoor | Near the Utility Meter
NJSTRE1545371840 |  | Transition Incentive Program | Newtonville | 8346 | 19 | 12.41 | Residential | No | Behind the Meter | Net-metered residential rooftop and canopy |  | None | Castle Energy, LLC | AC Electric | Accepted | 2020-07-30 | 2020-08-07 | 2021-10-30 | REC Solar | REC365AA | Solar Panels |  | 0.365 | 13 | 280 | 37 |  | Fixed | Roof
NJSTRE1545371840 |  | Transition Incentive Program | Newtonville | 8346 | 19 | 12.41 | Residential | No | Behind the Meter | Net-metered residential rooftop and canopy |  | None | Castle Energy, LLC | AC Electric | Accepted | 2020-07-30 | 2020-08-07 | 2021-10-30 | Enphase Energy | IQ7PLUS-72-2-US | Inverters | 290 |  | 34 |  |  | 0.967 |  | Outdoor | on the rooftop under each solar panel
NJSTRE1545371840 |  | Transition Incentive Program | Newtonville | 8346 | 19 | 12.41 | Residential | No | Behind the Meter | Net-metered residential rooftop and canopy |  | None | Castle Energy, LLC | AC Electric | Accepted | 2020-07-30 | 2020-08-07 | 2021-10-30 | REC Solar | REC365AA | Solar Panels |  | 0.365 | 21 | 100 | 37 |  | Fixed | Roof
NJSTRE1545372566 |  | Transition Incentive Program | WEST CALDWELL | 7006 | 9 | 7.8 | Residential | Yes | Behind the Meter | Net-metered residential rooftop and canopy |  | None | Vivint Solar Developer, LLC | PSE&G | Accepted | 2020-07-31 | 2020-08-07 | 2021-10-30 | Jinko Solar | JKM325M-60HBL | Solar Panels |  | 0.325 | 3 | 104 | 6 |  | Fixed | Roof
NJSTRE1545372566 |  | Transition Incentive Program | WEST CALDWELL | 7006 | 9 | 7.8 | Residential | Yes | Behind the Meter | Net-metered residential rooftop and canopy |  | None | Vivint Solar Developer, LLC | PSE&G | Accepted | 2020-07-31 | 2020-08-07 | 2021-10-30 | Jinko Solar | JKM325M-60HBL | Solar Panels |  | 0.325 | 21 | 284 | 27 |  | Fixed | Roof
NJSTRE1545372566 |  | Transition Incentive Program | WEST CALDWELL | 7006 | 9 | 7.8 | Residential | Yes | Behind the Meter | Net-metered residential rooftop and canopy |  | None | Vivint Solar Developer, LLC | PSE&G | Accepted | 2020-07-31 | 2020-08-07 | 2021-10-30 | SolarEdge | SE7600H-US | Inverters | 7600 |  | 1 |  |  | 0.992 |  | Outdoor | Near the Utility Meter
NJSTRE1545372581 |  | Transition Incentive Program | Westville | 8093 | 15 | 11.05 | Residential | Yes | Behind the Meter | Net-metered residential rooftop and canopy |  | None | SunnyMac LLC | PSE&G | Accepted | 2020-07-30 | 2020-08-07 | 2021-10-30 | Solaredge | SE7600H-US | Inverters | 7600 |  | 1 |  |  | 0.99 |  | Outside | Next to meter
NJSTRE1545372581 |  | Transition Incentive Program | Westville | 8093 | 15 | 11.05 | Residential | Yes | Behind the Meter | Net-metered residential rooftop and canopy |  | None | SunnyMac LLC | PSE&G | Accepted | 2020-07-30 | 2020-08-07 | 2021-10-30 | REC | REC 325 TwinPeak 2 Mono | Solar Panels |  | 0.325 | 16 | 21 | 16 |  | Fixed | Roof
NJSTRE1545372581 |  | Transition Incentive Program | Westville | 8093 | 15 | 11.05 | Residential | Yes | Behind the Meter | Net-metered residential rooftop and canopy |  | None | SunnyMac LLC | PSE&G | Accepted | 2020-07-30 | 2020-08-07 | 2021-10-30 | REC | REC 325 TwinPeak 2 mono | Solar Panels |  | 0.325 | 18 | 201 | 37 |  | Fixed | Roof
NJSTRE1545372602 |  | Transition Incentive Program | Linden | 7036 | 10 | 8.04 | Residential | Yes | Behind the Meter | Net-metered residential rooftop and canopy |  | None | Pro Custom Solar dba Momentum Solar | PSE&G | Accepted | 2020-07-30 | 2020-08-07 | 2021-10-30 | Enphase | IQ7-60-2-US | Inverters | 240 |  | 24 |  |  | 0.97 |  | Outdoor | Roof
NJSTRE1545372602 |  | Transition Incentive Program | Linden | 7036 | 10 | 8.04 | Residential | Yes | Behind the Meter | Net-metered residential rooftop and canopy |  | None | Pro Custom Solar dba Momentum Solar | PSE&G | Accepted | 2020-07-30 | 2020-08-07 | 2021-10-30 | HANWHA | Q.PEAK DUO BLK G6+ 335 | Solar Panels |  | 0.335 | 10 | 128 | 25 |  | Fixed | Roof
NJSTRE1545372602 |  | Transition Incentive Program | Linden | 7036 | 10 | 8.04 | Residential | Yes | Behind the Meter | Net-metered residential rooftop and canopy |  | None | Pro Custom Solar dba Momentum Solar | PSE&G | Accepted | 2020-07-30 | 2020-08-07 | 2021-10-30 | HANWHA | Q.PEAK DUO BLK G6+ 335 | Solar Panels |  | 0.335 | 2 | 218 | 26 |  | Fixed | Roof
NJSTRE1545372602 |  | Transition Incentive Program | Linden | 7036 | 10 | 8.04 | Residential | Yes | Behind the Meter | Net-metered residential rooftop and canopy |  | None | Pro Custom Solar dba Momentum Solar | PSE&G | Accepted | 2020-07-30 | 2020-08-07 | 2021-10-30 | HANWHA | Q.PEAK DUO BLK G6+ 335 | Solar Panels |  | 0.335 | 5 | 308 | 41 |  | Fixed | Roof
NJSTRE1545372602 |  | Transition Incentive Program | Linden | 7036 | 10 | 8.04 | Residential | Yes | Behind the Meter | Net-metered residential rooftop and canopy |  | None | Pro Custom Solar dba Momentum Solar | PSE&G | Accepted | 2020-07-30 | 2020-08-07 | 2021-10-30 | HANWHA | Q.PEAK DUO BLK G6+ 335 | Solar Panels |  | 0.335 | 3 | 128 | 16 |  | Fixed | Roof
NJSTRE1545372602 |  | Transition Incentive Program | Linden | 7036 | 10 | 8.04 | Residential | Yes | Behind the Meter | Net-metered residential rooftop and canopy |  | None | Pro Custom Solar dba Momentum Solar | PSE&G | Accepted | 2020-07-30 | 2020-08-07 | 2021-10-30 | HANWHA | Q.PEAK DUO BLK G6+ 335 | Solar Panels |  | 0.335 | 4 | 128 | 18 |  | Fixed | Roof
NJSTRE1545372654 |  | Transition Incentive Program | Beverly City | 8010 | 13 | 11.7 | Residential | Yes | Behind the Meter | Net-metered residential rooftop and canopy |  | None | SunnyMac LLC | PSE&G | Accepted | 2020-07-30 | 2020-08-07 | 2021-10-30 | Solaredge | SE10000H-US | Inverters | 10000 |  | 1 |  |  | 0.99 |  | Outside | Next to meter
NJSTRE1545372654 |  | Transition Incentive Program | Beverly City | 8010 | 13 | 11.7 | Residential | Yes | Behind the Meter | Net-metered residential rooftop and canopy |  | None | SunnyMac LLC | PSE&G | Accepted | 2020-07-30 | 2020-08-07 | 2021-10-30 | REC | REC 325 N-PEAK Blk Mono | Solar Panels |  | 0.325 | 4 | 88 | 34 |  | Fixed | Roof
NJSTRE1545372654 |  | Transition Incentive Program | Beverly City | 8010 | 13 | 11.7 | Residential | Yes | Behind the Meter | Net-metered residential rooftop and canopy |  | None | SunnyMac LLC | PSE&G | Accepted | 2020-07-30 | 2020-08-07 | 2021-10-30 | REC | REC 325 N-PEAK Blk Mono | Solar Panels |  | 0.325 | 6 | 178 | 5 |  | Fixed | Roof
NJSTRE1545372654 |  | Transition Incentive Program | Beverly City | 8010 | 13 | 11.7 | Residential | Yes | Behind the Meter | Net-metered residential rooftop and canopy |  | None | SunnyMac LLC | PSE&G | Accepted | 2020-07-30 | 2020-08-07 | 2021-10-30 | REC | REC 325 N-PEAK Blk Mono | Solar Panels |  | 0.325 | 5 | 358 | 34 |  | Fixed | Roof
NJSTRE1545372654 |  | Transition Incentive Program | Beverly City | 8010 | 13 | 11.7 | Residential | Yes | Behind the Meter | Net-metered residential rooftop and canopy |  | None | SunnyMac LLC | PSE&G | Accepted | 2020-07-30 | 2020-08-07 | 2021-10-30 | REC | REC 325 N-PEAK Blk Mono | Solar Panels |  | 0.325 | 17 | 178 | 37 |  | Fixed | Roof
NJSTRE1545372654 |  | Transition Incentive Program | Beverly City | 8010 | 13 | 11.7 | Residential | Yes | Behind the Meter | Net-metered residential rooftop and canopy |  | None | SunnyMac LLC | PSE&G | Accepted | 2020-07-30 | 2020-08-07 | 2021-10-30 | REC | REC 325 N-PEAK Blk Mono | Solar Panels |  | 0.325 | 4 | 268 | 34 |  | Fixed | Roof
NJSTRE1545372655 |  | Transition Incentive Program | Union | 7083 | 10 | 7.7 | Residential | Yes | Behind the Meter | Net-metered residential rooftop and canopy |  | None | Pro Custom Solar dba Momentum Solar | PSE&G | Accepted | 2020-07-30 | 2020-08-07 | 2021-10-30 | Enphase | IQ7PLUS-72-2-US | Inverters | 290 |  | 22 |  |  | 0.97 |  | Outdoor | Roof
NJSTRE1545372655 |  | Transition Incentive Program | Union | 7083 | 10 | 7.7 | Residential | Yes | Behind the Meter | Net-metered residential rooftop and canopy |  | None | Pro Custom Solar dba Momentum Solar | PSE&G | Accepted | 2020-07-30 | 2020-08-07 | 2021-10-30 | LG | LG 350N1C-V5 | Solar Panels |  | 0.35 | 6 | 307 | 32 |  | Fixed | Roof
NJSTRE1545372655 |  | Transition Incentive Program | Union | 7083 | 10 | 7.7 | Residential | Yes | Behind the Meter | Net-metered residential rooftop and canopy |  | None | Pro Custom Solar dba Momentum Solar | PSE&G | Accepted | 2020-07-30 | 2020-08-07 | 2021-10-30 | LG | LG 350N1C-V5 | Solar Panels |  | 0.35 | 10 | 127 | 32 |  | Fixed | Roof
NJSTRE1545372655 |  | Transition Incentive Program | Union | 7083 | 10 | 7.7 | Residential | Yes | Behind the Meter | Net-metered residential rooftop and canopy |  | None | Pro Custom Solar dba Momentum Solar | PSE&G | Accepted | 2020-07-30 | 2020-08-07 | 2021-10-30 | LG | LG 350N1C-V5 | Solar Panels |  | 0.35 | 6 | 217 | 27 |  | Fixed | Roof
NJSTRE1545372681 |  | Transition Incentive Program | Union | 7083 | 10 | 4.76 | Residential | No | Behind the Meter | Net-metered residential rooftop and canopy |  | PSEG | Vision Solar LLC | PSE&G | Accepted | 2020-07-30 | 2020-08-07 | 2021-10-30 | ENPHASE | IQ7-60-2-US | Inverters | 0.24 |  | 14 |  |  | 0.96 |  | Other | behind each panel
NJSTRE1545372681 |  | Transition Incentive Program | Union | 7083 | 10 | 4.76 | Residential | No | Behind the Meter | Net-metered residential rooftop and canopy |  | PSEG | Vision Solar LLC | PSE&G | Accepted | 2020-07-30 | 2020-08-07 | 2021-10-30 | HANWHA Q-CELLS | Q.PEAK DUO-G6 340 | Solar Panels |  | 0.34 | 14 | 266 | 27 |  | Fixed | Roof
NJSTRE1545372695 |  | Transition Incentive Program | ALBION | 8009 | 14 | 11.59 | Residential | Yes | Behind the Meter | Net-metered residential rooftop and canopy |  | None | Sunrun Installation Services, Inc. | AC Electric | Accepted | 2020-07-30 | 2020-08-07 | 2021-10-30 | LONGi Green Energy Technology Co Ltd | LR6-60HPB-305M | Solar Panels |  | 0.305 | 12 | 132 | 20 |  | Fixed | Roof
NJSTRE1545372695 |  | Transition Incentive Program | ALBION | 8009 | 14 | 11.59 | Residential | Yes | Behind the Meter | Net-metered residential rooftop and canopy |  | None | Sunrun Installation Services, Inc. | AC Electric | Accepted | 2020-07-30 | 2020-08-07 | 2021-10-30 | Enphase Energy | IQ7-60-x-US (240V) | Inverters | 240 |  | 38 |  |  | 0.96 |  | Outdoor | Rooftop
NJSTRE1545372695 |  | Transition Incentive Program | ALBION | 8009 | 14 | 11.59 | Residential | Yes | Behind the Meter | Net-metered residential rooftop and canopy |  | None | Sunrun Installation Services, Inc. | AC Electric | Accepted | 2020-07-30 | 2020-08-07 | 2021-10-30 | LONGi Green Energy Technology Co Ltd | LR6-60HPB-305M | Solar Panels |  | 0.305 | 8 | 222 | 20 |  | Fixed | Roof
NJSTRE1545372695 |  | Transition Incentive Program | ALBION | 8009 | 14 | 11.59 | Residential | Yes | Behind the Meter | Net-metered residential rooftop and canopy |  | None | Sunrun Installation Services, Inc. | AC Electric | Accepted | 2020-07-30 | 2020-08-07 | 2021-10-30 | LONGi Green Energy Technology Co Ltd | LR6-60HPB-305M | Solar Panels |  | 0.305 | 6 | 42 | 20 |  | Fixed | Roof
NJSTRE1545372695 |  | Transition Incentive Program | ALBION | 8009 | 14 | 11.59 | Residential | Yes | Behind the Meter | Net-metered residential rooftop and canopy |  | None | Sunrun Installation Services, Inc. | AC Electric | Accepted | 2020-07-30 | 2020-08-07 | 2021-10-30 | LONGi Green Energy Technology Co Ltd | LR6-60HPB-305M | Solar Panels |  | 0.305 | 12 | 312 | 20 |  | Fixed | Roof
NJSTRE1545372696 |  | Transition Incentive Program | FAIR LAWN BORO | 7410 | 7 | 6.82 | Residential | Yes | Behind the Meter | Net-metered residential rooftop and canopy |  | None | Sunrun Installation Services, Inc. | PSE&G | Accepted | 2020-07-31 | 2020-08-07 | 2021-10-30 | Enphase Energy | IQ7-60-x-US | Inverters | 240 |  | 22 |  |  | 0.81 |  | Outside | Roof
NJSTRE1545372696 |  | Transition Incentive Program | FAIR LAWN BORO | 7410 | 7 | 6.82 | Residential | Yes | Behind the Meter | Net-metered residential rooftop and canopy |  | None | Sunrun Installation Services, Inc. | PSE&G | Accepted | 2020-07-31 | 2020-08-07 | 2021-10-30 | LONGi Green Energy Technology Co Ltd | LR6-60HPB-310M | Solar Panels |  | 0.31 | 17 | 251 | 44 |  | Fixed | Pole
NJSTRE1545372696 |  | Transition Incentive Program | FAIR LAWN BORO | 7410 | 7 | 6.82 | Residential | Yes | Behind the Meter | Net-metered residential rooftop and canopy |  | None | Sunrun Installation Services, Inc. | PSE&G | Accepted | 2020-07-31 | 2020-08-07 | 2021-10-30 | LONGi Green Energy Technology Co Ltd | LR6-60HPB-310M | Solar Panels |  | 0.31 | 5 | 71 | 44 |  | Fixed | Roof
NJSTRE1545372710 |  | Transition Incentive Program | Hillsborough | 8844 | 5 | 12.16 | Residential | No | Behind the Meter | Net-metered residential rooftop and canopy |  | None | Greentech Solar USA LLC | PSE&G | Accepted | 2020-07-30 | 2020-08-07 | 2021-10-30 | Growatt | 10000MTLP-US | Inverters | 10000 |  | 1 |  |  | 0.97 |  | Indoor | Basement Wall
NJSTRE1545372710 |  | Transition Incentive Program | Hillsborough | 8844 | 5 | 12.16 | Residential | No | Behind the Meter | Net-metered residential rooftop and canopy |  | None | Greentech Solar USA LLC | PSE&G | Accepted | 2020-07-30 | 2020-08-07 | 2021-10-30 | Canadian Solar | CS3K 320M | Solar Panels |  | 0.32 | 27 | 160 | 40 |  | Fixed | Roof
NJSTRE1545372710 |  | Transition Incentive Program | Hillsborough | 8844 | 5 | 12.16 | Residential | No | Behind the Meter | Net-metered residential rooftop and canopy |  | None | Greentech Solar USA LLC | PSE&G | Accepted | 2020-07-30 | 2020-08-07 | 2021-10-30 | Canadian Solar | CS3K 320M | Solar Panels |  | 0.32 | 11 | 250 | 33 |  | Fixed | Roof
NJSTRE1545373260 |  | Transition Incentive Program | Vineland | 8360 | 20 | 12.24 | Residential | Yes | Behind the Meter | Net-metered residential rooftop and canopy |  | None | Trinity Solar | AC Electric | Accepted | 2020-07-30 | 2020-08-14 | 2021-10-30 | Solar Edge | SE10000 | Inverters | 10000 |  | 1 |  |  | 0.97 |  | Outside | side of garage
NJSTRE1545373260 |  | Transition Incentive Program | Vineland | 8360 | 20 | 12.24 | Residential | Yes | Behind the Meter | Net-metered residential rooftop and canopy |  | None | Trinity Solar | AC Electric | Accepted | 2020-07-30 | 2020-08-14 | 2021-10-30 | Hanwha 340 | Q.PEAK DUO BLK-G6 340 | Solar Panels |  | 0.34 | 36 | 182 | 18 |  | Fixed | Roof
NJSTRE1545375332 |  | Transition Incentive Program | Freehold | 7728 | 17 | 8.4 | Residential | Yes | Behind the Meter | Net-metered residential rooftop and canopy |  | None | Pro Custom Solar dba Momentum Solar | JCP&L | Accepted | 2020-07-30 | 2020-08-07 | 2021-10-30 | Enphase | IQ7PLUS-72-2-US | Inverters | 290 |  | 24 |  |  | 0.97 |  | Outdoor | Roof
NJSTRE1545375332 |  | Transition Incentive Program | Freehold | 7728 | 17 | 8.4 | Residential | Yes | Behind the Meter | Net-metered residential rooftop and canopy |  | None | Pro Custom Solar dba Momentum Solar | JCP&L | Accepted | 2020-07-30 | 2020-08-07 | 2021-10-30 | LG | LG 350N1C-V5 | Solar Panels |  | 0.35 | 8 | 309 | 22 |  | Fixed | Roof
NJSTRE1545375332 |  | Transition Incentive Program | Freehold | 7728 | 17 | 8.4 | Residential | Yes | Behind the Meter | Net-metered residential rooftop and canopy |  | None | Pro Custom Solar dba Momentum Solar | JCP&L | Accepted | 2020-07-30 | 2020-08-07 | 2021-10-30 | LG | LG 350N1C-V5 | Solar Panels |  | 0.35 | 16 | 129 | 22 |  | Fixed | Roof
NJSTRE1545375385 |  | Transition Incentive Program | BURLINGTON | 8016 | 13 | 6.5 | Residential | Yes | Behind the Meter | Net-metered residential rooftop and canopy |  | None | Vivint Solar Developer, LLC | PSE&G | Accepted | 2020-08-03 | 2020-08-07 | 2021-10-30 | SOLAREDGE | SE7600H-US | Inverters | 7600 |  | 1 |  |  | 0.992 |  | Outdoor | Near the Utility Meter
NJSTRE1545375385 |  | Transition Incentive Program | BURLINGTON | 8016 | 13 | 6.5 | Residential | Yes | Behind the Meter | Net-metered residential rooftop and canopy |  | None | Vivint Solar Developer, LLC | PSE&G | Accepted | 2020-08-03 | 2020-08-07 | 2021-10-30 | JINKO SOLAR | JKM325M-60HBL | Solar Panels |  | 0.325 | 12 | 96 | 20 |  | Fixed | Roof
NJSTRE1545375385 |  | Transition Incentive Program | BURLINGTON | 8016 | 13 | 6.5 | Residential | Yes | Behind the Meter | Net-metered residential rooftop and canopy |  | None | Vivint Solar Developer, LLC | PSE&G | Accepted | 2020-08-03 | 2020-08-07 | 2021-10-30 | JINKO SOLAR | JKM325M-60HBL | Solar Panels |  | 0.325 | 8 | 96 | 16 |  | Fixed | Roof
NJSTRE1545375387 |  | Transition Incentive Program | Mount Laurel TWP | 8054 | 13 | 4.41 | Residential | No | Behind the Meter | Net-metered residential rooftop and canopy |  | None | Tesla Energy Operations Inc. | PSE&G | Accepted | 2020-07-30 | 2020-08-07 | 2021-10-30 | SolarEdge Technologies | SE3800H-US [240V] | Inverters | 3800 |  | 1 |  |  | 0.99 |  | Indoor | Inside garage
NJSTRE1545375387 |  | Transition Incentive Program | Mount Laurel TWP | 8054 | 13 | 4.41 | Residential | No | Behind the Meter | Net-metered residential rooftop and canopy |  | None | Tesla Energy Operations Inc. | PSE&G | Accepted | 2020-07-30 | 2020-08-07 | 2021-10-30 | Tesla | AC Powerwall 2.0 | Electric Storage Battery |  |  | 1 |  |  |  | Lithium Ion |  | Inside garage
NJSTRE1545375387 |  | Transition Incentive Program | Mount Laurel TWP | 8054 | 13 | 4.41 | Residential | No | Behind the Meter | Net-metered residential rooftop and canopy |  | None | Tesla Energy Operations Inc. | PSE&G | Accepted | 2020-07-30 | 2020-08-07 | 2021-10-30 | Hanwha Q CELLS | Q.PEAK DUO BLK-G5/SC315 | Solar Panels |  | 0.315 | 14 | 39 | 30 |  | Fixed | Roof
NJSTRE1545375402 |  | Transition Incentive Program | Franklin Township | 8873 | 5 | 15.08 | Residential | No | Behind the Meter | Net-metered residential rooftop and canopy |  | None | Ad Energy | PSE&G | Accepted | 2020-07-30 | 2020-08-07 | 2021-10-30 | Enphase Energy | IQ7XS-96-ACM-US | Inverters | 315 |  | 45 |  |  | 0.975 |  | Outdoor | At each panel
NJSTRE1545375402 |  | Transition Incentive Program | Franklin Township | 8873 | 5 | 15.08 | Residential | No | Behind the Meter | Net-metered residential rooftop and canopy |  | None | Ad Energy | PSE&G | Accepted | 2020-07-30 | 2020-08-07 | 2021-10-30 | SunPower | SPR-X21-335-BLK-E-AC | Solar Panels |  | 0.335 | 18 | 38 | 32 |  | Fixed | Roof
NJSTRE1545375402 |  | Transition Incentive Program | Franklin Township | 8873 | 5 | 15.08 | Residential | No | Behind the Meter | Net-metered residential rooftop and canopy |  | None | Ad Energy | PSE&G | Accepted | 2020-07-30 | 2020-08-07 | 2021-10-30 | SunPower | SPR-X21-335-BLK-E-AC | Solar Panels |  | 0.335 | 2 | 218 | 32 |  | Fixed | Roof
NJSTRE1545375402 |  | Transition Incentive Program | Franklin Township | 8873 | 5 | 15.08 | Residential | No | Behind the Meter | Net-metered residential rooftop and canopy |  | None | Ad Energy | PSE&G | Accepted | 2020-07-30 | 2020-08-07 | 2021-10-30 | SunPower | SPR-X21-335-BLK-E-AC | Solar Panels |  | 0.335 | 25 | 218 | 32 |  | Fixed | Roof
NJSTRE1545375404 |  | Transition Incentive Program | Branchburg | 8853 | 5 | 10.35 | Residential | No | Behind the Meter | Net-metered residential rooftop and canopy |  | None | Sunrun Installation Services, Inc. | JCP&L | Accepted | 2020-07-30 | 2020-08-07 | 2021-10-30 | Enphase Energy | IQ7PLUS-72-x-US (240V) | Inverters | 290 |  | 30 |  |  | 0.96 |  | Outdoor | Rooftop
NJSTRE1545375404 |  | Transition Incentive Program | Branchburg | 8853 | 5 | 10.35 | Residential | No | Behind the Meter | Net-metered residential rooftop and canopy |  | None | Sunrun Installation Services, Inc. | JCP&L | Accepted | 2020-07-30 | 2020-08-07 | 2021-10-30 | LG Electronics | LG345N1C-V5 | Solar Panels |  | 0.345 | 30 | 213 | 32 |  | Fixed | Roof
NJSTRE1545377960 |  | Transition Incentive Program | NEW VERNON | 7976 | 3 | 11.76 | Residential | Yes | Behind the Meter | Net-metered residential rooftop and canopy |  | None | Vivint Solar Developer, LLC | JCP&L | Accepted | 2020-07-31 | 2020-08-07 | 2021-10-30 | RECOM | RCM-280-6MB (BB) | Solar Panels |  | 0.28 | 42 | 335 | 25 |  | Fixed | Roof
NJSTRE1545377960 |  | Transition Incentive Program | NEW VERNON | 7976 | 3 | 11.76 | Residential | Yes | Behind the Meter | Net-metered residential rooftop and canopy |  | None | Vivint Solar Developer, LLC | JCP&L | Accepted | 2020-07-31 | 2020-08-07 | 2021-10-30 | SolarEdge | SE7600H-US | Inverters | 7600 |  | 1 |  |  | 0.992 |  | Outdoor | Near the Utility Meter
NJSTRE1545377974 |  | Transition Incentive Program | WEST ORANGE | 7052 | 9 | 8.32 | Residential | Yes | Behind the Meter | Net-metered residential rooftop and canopy |  | None | Vivint Solar Developer, LLC | PSE&G | Accepted | 2020-07-31 | 2020-08-07 | 2021-10-30 | SolarEdge | SE7600H-US | Inverters | 7600 |  | 1 |  |  | 0.992 |  | Outdoor | Near the Utility Meter
NJSTRE1545377974 |  | Transition Incentive Program | WEST ORANGE | 7052 | 9 | 8.32 | Residential | Yes | Behind the Meter | Net-metered residential rooftop and canopy |  | None | Vivint Solar Developer, LLC | PSE&G | Accepted | 2020-07-31 | 2020-08-07 | 2021-10-30 | Jinko Solar | JKM320M-60HBL | Solar Panels |  | 0.32 | 9 | 121 | 13 |  | Fixed | Roof
NJSTRE1545377974 |  | Transition Incentive Program | WEST ORANGE | 7052 | 9 | 8.32 | Residential | Yes | Behind the Meter | Net-metered residential rooftop and canopy |  | None | Vivint Solar Developer, LLC | PSE&G | Accepted | 2020-07-31 | 2020-08-07 | 2021-10-30 | Jinko Solar | Jinko Solar | Solar Panels |  | 0.32 | 12 | 301 | 39 |  | Fixed | Roof
NJSTRE1545377974 |  | Transition Incentive Program | WEST ORANGE | 7052 | 9 | 8.32 | Residential | Yes | Behind the Meter | Net-metered residential rooftop and canopy |  | None | Vivint Solar Developer, LLC | PSE&G | Accepted | 2020-07-31 | 2020-08-07 | 2021-10-30 | Jinko Solar | JKM320M-60HBL | Solar Panels |  | 0.32 | 5 | 121 | 16 |  | Fixed | Roof
NJSTRE1545377979 |  | Transition Incentive Program | TEANECK TWP | 7666 | 7 | 9.61 | Residential | No | Behind the Meter | Net-metered residential rooftop and canopy |  | None | Sunrun Installation Services, Inc. | PSE&G | Accepted | 2020-07-30 | 2020-08-07 | 2021-10-30 | Enphase Energy | IQ7-60-x-US (240V) | Inverters | 240 |  | 31 |  |  | 0.96 |  | Outdoor | Rooftop
NJSTRE1545377979 |  | Transition Incentive Program | TEANECK TWP | 7666 | 7 | 9.61 | Residential | No | Behind the Meter | Net-metered residential rooftop and canopy |  | None | Sunrun Installation Services, Inc. | PSE&G | Accepted | 2020-07-30 | 2020-08-07 | 2021-10-30 | LONGi Green Energy Technology Co Ltd | LR6-60HPB-310M | Solar Panels |  | 0.31 | 6 | 197 | 27 |  | Fixed | Roof
NJSTRE1545377979 |  | Transition Incentive Program | TEANECK TWP | 7666 | 7 | 9.61 | Residential | No | Behind the Meter | Net-metered residential rooftop and canopy |  | None | Sunrun Installation Services, Inc. | PSE&G | Accepted | 2020-07-30 | 2020-08-07 | 2021-10-30 | LONGi Green Energy Technology Co Ltd | LR6-60HPB-310M | Solar Panels |  | 0.31 | 5 | 17 | 27 |  | Fixed | Roof
NJSTRE1545377979 |  | Transition Incentive Program | TEANECK TWP | 7666 | 7 | 9.61 | Residential | No | Behind the Meter | Net-metered residential rooftop and canopy |  | None | Sunrun Installation Services, Inc. | PSE&G | Accepted | 2020-07-30 | 2020-08-07 | 2021-10-30 | LONGi Green Energy Technology Co Ltd | LR6-60HPB-310M | Solar Panels |  | 0.31 | 20 | 107 | 27 |  | Fixed | Roof
NJSTRE1545377994 |  | Transition Incentive Program | Cream Ridge | 8514 | 17 | 0.31 | Residential | Yes | Behind the Meter | Net-metered residential rooftop and canopy |  | None | Bright Planet Solar | JCP&L | Accepted | 2020-07-30 | 2020-08-07 | 2021-10-30 | SOLAR EDGE | SE5000H-USRGM | Inverters | 5000 |  | 1 |  |  | 0.98 |  | Outdoor | OUTSIDE
NJSTRE1545377994 |  | Transition Incentive Program | Cream Ridge | 8514 | 17 | 0.31 | Residential | Yes | Behind the Meter | Net-metered residential rooftop and canopy |  | None | Bright Planet Solar | JCP&L | Accepted | 2020-07-30 | 2020-08-07 | 2021-10-30 | LONGI | LR6-60HPB-310M | Solar Panels |  | 0.31 | 1 | 116 | 22 |  | Fixed | Roof
NJSTRE1545378346 |  | Transition Incentive Program | Evesham | 8053 | 13 | 9.45 | Residential | No | Behind the Meter | Net-metered residential rooftop and canopy |  | None | Suntuity Solar LLC | PSE&G | Accepted | 2020-07-31 | 2020-08-07 | 2021-10-30 | Enphase Energy | IQ7-60-2-US | Inverters | 240 |  | 30 |  |  | 0.97 |  | Outdoor | Behind the PV Modules
NJSTRE1545378346 |  | Transition Incentive Program | Evesham | 8053 | 13 | 9.45 | Residential | No | Behind the Meter | Net-metered residential rooftop and canopy |  | None | Suntuity Solar LLC | PSE&G | Accepted | 2020-07-31 | 2020-08-07 | 2021-10-30 | Longi | LR6-60HPB-315M | Solar Panels |  | 0.315 | 15 | 44 | 26 |  | Fixed | Roof
NJSTRE1545378346 |  | Transition Incentive Program | Evesham | 8053 | 13 | 9.45 | Residential | No | Behind the Meter | Net-metered residential rooftop and canopy |  | None | Suntuity Solar LLC | PSE&G | Accepted | 2020-07-31 | 2020-08-07 | 2021-10-30 | Longi | LR6-60HPB-315M | Solar Panels |  | 0.315 | 15 | 224 | 26 |  | Fixed | Roof
NJSTRE1545378375 |  | Transition Incentive Program | Paterson | 7524 | 6 | 13.2 | Residential | No | Behind the Meter | Net-metered residential rooftop and canopy |  | None | US Clean Energy Construction Inc. | PSE&G | Accepted | 2020-07-31 | 2020-08-07 | 2021-10-30 | Vision Metering | CAT VM-2E2A 1P | Meters |  |  | 1 |  |  |  | Yes | Indoor
NJSTRE1545378375 |  | Transition Incentive Program | Paterson | 7524 | 6 | 13.2 | Residential | No | Behind the Meter | Net-metered residential rooftop and canopy |  | None | US Clean Energy Construction Inc. | PSE&G | Accepted | 2020-07-31 | 2020-08-07 | 2021-10-30 | QCells | Qcells 400 | Solar Panels |  | 0.4 | 12 | 180 | 0 |  | Fixed | Roof
NJSTRE1545378375 |  | Transition Incentive Program | Paterson | 7524 | 6 | 13.2 | Residential | No | Behind the Meter | Net-metered residential rooftop and canopy |  | None | US Clean Energy Construction Inc. | PSE&G | Accepted | 2020-07-31 | 2020-08-07 | 2021-10-30 | Qcells | Qcells 400W | Solar Panels |  | 0.4 | 9 | 184 | 30 |  | Fixed | Roof
NJSTRE1545378375 |  | Transition Incentive Program | Paterson | 7524 | 6 | 13.2 | Residential | No | Behind the Meter | Net-metered residential rooftop and canopy |  | None | US Clean Energy Construction Inc. | PSE&G | Accepted | 2020-07-31 | 2020-08-07 | 2021-10-30 | Qcells | Qcells 340 | Solar Panels |  | 0.6 | 8 | 4 | 30 |  | Fixed | Roof
NJSTRE1545378403 |  | Transition Incentive Program | Metuchen | 8840 | 11 | 5.78 | Residential | Yes | Behind the Meter | Net-metered residential rooftop and canopy |  | PSEG | Vision Solar LLC | PSE&G | Accepted | 2020-07-31 | 2020-08-07 | 2021-10-30 | HANWHA Q-CELLS | Q.PEAK DUO-G6 340 | Solar Panels |  | 0.34 | 13 | 234 | 28 |  | Fixed | Roof
NJSTRE1545378403 |  | Transition Incentive Program | Metuchen | 8840 | 11 | 5.78 | Residential | Yes | Behind the Meter | Net-metered residential rooftop and canopy |  | PSEG | Vision Solar LLC | PSE&G | Accepted | 2020-07-31 | 2020-08-07 | 2021-10-30 | HANWHA Q-CELLS | Q.PEAK DUO-G6 340 | Solar Panels |  | 0.34 | 4 | 54 | 28 |  | Fixed | Roof
NJSTRE1545378403 |  | Transition Incentive Program | Metuchen | 8840 | 11 | 5.78 | Residential | Yes | Behind the Meter | Net-metered residential rooftop and canopy |  | PSEG | Vision Solar LLC | PSE&G | Accepted | 2020-07-31 | 2020-08-07 | 2021-10-30 | ENPHASE | IQ7-60-2-US | Inverters | 0.24 |  | 17 |  |  | 0.96 |  | Other | BEHIND EACH PANEL
NJSTRE1545378411 |  | Transition Incentive Program | Carneys points | 8069 | 16 | 3.06 | Residential | Yes | Behind the Meter | Net-metered residential rooftop and canopy |  | ACE | Vision Solar LLC | AC Electric | Accepted | 2020-07-31 | 2020-08-07 | 2021-10-30 | ENPHASE | IQ7-60-2-US | Inverters | 0.24 |  | 9 |  |  | 0.96 |  | Other | BEHIND EACH PANEL
NJSTRE1545378411 |  | Transition Incentive Program | Carneys points | 8069 | 16 | 3.06 | Residential | Yes | Behind the Meter | Net-metered residential rooftop and canopy |  | ACE | Vision Solar LLC | AC Electric | Accepted | 2020-07-31 | 2020-08-07 | 2021-10-30 | HANWHA Q-CELLS | Q.PEAK DUO-G6 340 | Solar Panels |  | 0.34 | 4 | 83 | 31 |  | Fixed | Roof
NJSTRE1545378411 |  | Transition Incentive Program | Carneys points | 8069 | 16 | 3.06 | Residential | Yes | Behind the Meter | Net-metered residential rooftop and canopy |  | ACE | Vision Solar LLC | AC Electric | Accepted | 2020-07-31 | 2020-08-07 | 2021-10-30 | HANWHA Q-CELLS | Q.PEAK DUO-G6 340 | Solar Panels |  | 0.34 | 4 | 173 | 31 |  | Fixed | Roof
NJSTRE1545378411 |  | Transition Incentive Program | Carneys points | 8069 | 16 | 3.06 | Residential | Yes | Behind the Meter | Net-metered residential rooftop and canopy |  | ACE | Vision Solar LLC | AC Electric | Accepted | 2020-07-31 | 2020-08-07 | 2021-10-30 | HANWHA Q-CELLS | Q.PEAK DUO-G6 340 | Solar Panels |  | 0.34 | 1 | 263 | 31 |  | Fixed | Roof
NJSTRE1545378416 |  | Transition Incentive Program | Woodbridge Township | 7001 | 11 | 7.85 | Residential | No | Behind the Meter | Net-metered residential rooftop and canopy |  | None | SunPower Capital, LLC | PSE&G | Accepted | 2020-07-31 | 2020-08-07 | 2021-10-30 | SunPower | PVS6 | Meters |  |  | 1 |  |  |  | Yes
NJSTRE1545378416 |  | Transition Incentive Program | Woodbridge Township | 7001 | 11 | 7.85 | Residential | No | Behind the Meter | Net-metered residential rooftop and canopy |  | None | SunPower Capital, LLC | PSE&G | Accepted | 2020-07-31 | 2020-08-07 | 2021-10-30 | SunPower | Type E | Inverters | 320 |  | 24 |  |  | 0.975 |  | Outside | back of each panel
NJSTRE1545378416 |  | Transition Incentive Program | Woodbridge Township | 7001 | 11 | 7.85 | Residential | No | Behind the Meter | Net-metered residential rooftop and canopy |  | None | SunPower Capital, LLC | PSE&G | Accepted | 2020-07-31 | 2020-08-07 | 2021-10-30 | SunPower | SPR-E20-327-E-AC | Solar Panels |  | 0.327 | 24 | 100 | 19 |  | Fixed | Roof
NJSTRE1545378460 |  | Transition Incentive Program | Egg Harbor Twp | 8234 | 19 | 12.8 | Residential | Yes | Behind the Meter | Net-metered residential rooftop and canopy |  | None | All Season Solar | AC Electric | Accepted | 2020-07-31 | 2020-08-07 | 2021-10-30 | Enphase | IQ7 | Inverters | 240 |  | 40 |  |  | 0.97 |  | Outdoor | under module
NJSTRE1545378460 |  | Transition Incentive Program | Egg Harbor Twp | 8234 | 19 | 12.8 | Residential | Yes | Behind the Meter | Net-metered residential rooftop and canopy |  | None | All Season Solar | AC Electric | Accepted | 2020-07-31 | 2020-08-07 | 2021-10-30 | Trina | TSMDD06M.05II | Solar Panels |  | 0.32 | 16 | 229 | 18 |  | Fixed | Roof
NJSTRE1545378460 |  | Transition Incentive Program | Egg Harbor Twp | 8234 | 19 | 12.8 | Residential | Yes | Behind the Meter | Net-metered residential rooftop and canopy |  | None | All Season Solar | AC Electric | Accepted | 2020-07-31 | 2020-08-07 | 2021-10-30 | Trina | TSMDD06M.05II | Solar Panels |  | 0.32 | 20 | 229 | 18 |  | Fixed | Roof
NJSTRE1545378460 |  | Transition Incentive Program | Egg Harbor Twp | 8234 | 19 | 12.8 | Residential | Yes | Behind the Meter | Net-metered residential rooftop and canopy |  | None | All Season Solar | AC Electric | Accepted | 2020-07-31 | 2020-08-07 | 2021-10-30 | Trina | TSMDD06M.05II | Solar Panels |  | 0.32 | 4 | 229 | 18 |  | Fixed | Roof
NJSTRE1545378472 |  | Transition Incentive Program | Mayslanding | 8330 | 19 | 7.82 | Residential | Yes | Behind the Meter | Net-metered residential rooftop and canopy |  | ACE | Vision Solar LLC | AC Electric | Accepted | 2020-07-31 | 2020-08-17 | 2021-10-30 | ENPHASE | IQ7-60-2-US | Inverters | 0.24 |  | 23 |  |  | 0.96 |  | Other | BEHIND EACH PANEL
NJSTRE1545378472 |  | Transition Incentive Program | Mayslanding | 8330 | 19 | 7.82 | Residential | Yes | Behind the Meter | Net-metered residential rooftop and canopy |  | ACE | Vision Solar LLC | AC Electric | Accepted | 2020-07-31 | 2020-08-17 | 2021-10-30 | HANWHA Q-CELLS | Q.PEAK DUO-G6 340 | Solar Panels |  | 0.34 | 6 | 354 | 20 |  | Fixed | Roof
NJSTRE1545378472 |  | Transition Incentive Program | Mayslanding | 8330 | 19 | 7.82 | Residential | Yes | Behind the Meter | Net-metered residential rooftop and canopy |  | ACE | Vision Solar LLC | AC Electric | Accepted | 2020-07-31 | 2020-08-17 | 2021-10-30 | HANWHA Q-CELLS | Q.PEAK DUO-G6 340 | Solar Panels |  | 0.34 | 17 | 174 | 20 |  | Fixed | Roof
NJSTRE1545378493 |  | Transition Incentive Program | Closter | 7624 | 7 | 14.62 | Residential | No | Behind the Meter | Net-metered residential rooftop and canopy |  | RECO | Maier Solar Engineering dba Solar Me | Orange Rockland Electric | Accepted | 2020-07-31 | 2020-08-07 | 2021-10-30 | Enphase | IQ7+ | Inverters | 290 |  | 42 |  |  | 0.96 |  | Outdoor | Next to meter
NJSTRE1545378493 |  | Transition Incentive Program | Closter | 7624 | 7 | 14.62 | Residential | No | Behind the Meter | Net-metered residential rooftop and canopy |  | RECO | Maier Solar Engineering dba Solar Me | Orange Rockland Electric | Accepted | 2020-07-31 | 2020-08-07 | 2021-10-30 | Hanwha | Q.PEAK DUO BLK-G6 340W | Solar Panels |  | 0.34 | 1 | 184 | 30 |  | Fixed | Roof
NJSTRE1545378493 |  | Transition Incentive Program | Closter | 7624 | 7 | 14.62 | Residential | No | Behind the Meter | Net-metered residential rooftop and canopy |  | RECO | Maier Solar Engineering dba Solar Me | Orange Rockland Electric | Accepted | 2020-07-31 | 2020-08-07 | 2021-10-30 | Hanwha | Q.PEAK DUO BLK-G6 340W | Solar Panels |  | 0.34 | 6 | 184 | 30 |  | Fixed | Roof
NJSTRE1545378493 |  | Transition Incentive Program | Closter | 7624 | 7 | 14.62 | Residential | No | Behind the Meter | Net-metered residential rooftop and canopy |  | RECO | Maier Solar Engineering dba Solar Me | Orange Rockland Electric | Accepted | 2020-07-31 | 2020-08-07 | 2021-10-30 | Hanwha | Q.PEAK DUO BLK-G6 340W | Solar Panels |  | 0.34 | 6 | 274 | 30 |  | Fixed | Roof
NJSTRE1545378493 |  | Transition Incentive Program | Closter | 7624 | 7 | 14.62 | Residential | No | Behind the Meter | Net-metered residential rooftop and canopy |  | RECO | Maier Solar Engineering dba Solar Me | Orange Rockland Electric | Accepted | 2020-07-31 | 2020-08-07 | 2021-10-30 | Hanwha | Q.PEAK DUO BLK-G6 340W | Solar Panels |  | 0.34 | 18 | 85 | 30 |  | Fixed | Roof
NJSTRE1545378493 |  | Transition Incentive Program | Closter | 7624 | 7 | 14.62 | Residential | No | Behind the Meter | Net-metered residential rooftop and canopy |  | RECO | Maier Solar Engineering dba Solar Me | Orange Rockland Electric | Accepted | 2020-07-31 | 2020-08-07 | 2021-10-30 | Hanwha | Q.PEAK DUO BLK-G6 340W | Solar Panels |  | 0.34 | 6 | 94 | 30 |  | Fixed | Roof
NJSTRE1545378493 |  | Transition Incentive Program | Closter | 7624 | 7 | 14.62 | Residential | No | Behind the Meter | Net-metered residential rooftop and canopy |  | RECO | Maier Solar Engineering dba Solar Me | Orange Rockland Electric | Accepted | 2020-07-31 | 2020-08-07 | 2021-10-30 | Hanwha | Q.PEAK DUO BLK-G6 340W | Solar Panels |  | 0.34 | 6 | 94 | 30 |  | Fixed | Roof
NJSTRE1545378508 |  | Transition Incentive Program | Newark | 7112 | 9 | 4.88 | Residential | Yes | Behind the Meter | Net-metered residential rooftop and canopy |  | None | Sunrun Installation Services, Inc. | PSE&G | Accepted | 2020-08-18 | 2020-08-31 | 2021-10-30 | Delta Electronics | M4-TL-US | Inverters | 4000 |  | 1 |  |  | 0.99 |  | Outside | External Wall
NJSTRE1545378508 |  | Transition Incentive Program | Newark | 7112 | 9 | 4.88 | Residential | Yes | Behind the Meter | Net-metered residential rooftop and canopy |  | None | Sunrun Installation Services, Inc. | PSE&G | Accepted | 2020-08-18 | 2020-08-31 | 2021-10-30 | LONGi Green Energy Technology Co Ltd | LR6-60HPB-305M | Solar Panels |  | 0.305 | 16 | 124 | 27 |  | Fixed | Roof
NJSTRE1545378515 |  | Transition Incentive Program | Pleasantville | 8232 | 19 | 5.78 | Residential | Yes | Behind the Meter | Net-metered residential rooftop and canopy |  | None | Trinity Solar | AC Electric | Accepted | 2020-07-31 | 2020-08-07 | 2021-10-30 | Solar Edge | SE5000 | Inverters | 5000 |  | 1 |  |  | 0.97 |  | Outside | side of home
NJSTRE1545378515 |  | Transition Incentive Program | Pleasantville | 8232 | 19 | 5.78 | Residential | Yes | Behind the Meter | Net-metered residential rooftop and canopy |  | None | Trinity Solar | AC Electric | Accepted | 2020-07-31 | 2020-08-07 | 2021-10-30 | Hanwha | Q.PEAK DUO BLK-G6 340 | Solar Panels |  | 0.34 | 8 | 206 | 27 |  | Fixed | Roof
NJSTRE1545378515 |  | Transition Incentive Program | Pleasantville | 8232 | 19 | 5.78 | Residential | Yes | Behind the Meter | Net-metered residential rooftop and canopy |  | None | Trinity Solar | AC Electric | Accepted | 2020-07-31 | 2020-08-07 | 2021-10-30 | Hanwha | Q.PEAK DUO BLK-G6 340 | Solar Panels |  | 0.34 | 2 | 116 | 9 |  | Fixed | Roof
NJSTRE1545378515 |  | Transition Incentive Program | Pleasantville | 8232 | 19 | 5.78 | Residential | Yes | Behind the Meter | Net-metered residential rooftop and canopy |  | None | Trinity Solar | AC Electric | Accepted | 2020-07-31 | 2020-08-07 | 2021-10-30 | Hanwha | Q.PEAK DUO BLK-G6 340 | Solar Panels |  | 0.34 | 7 | 26 | 27 |  | Fixed | Roof
NJSTRE1545378521 |  | Transition Incentive Program | Fair Lawn | 7410 | 7 | 5.78 | Residential | No | Behind the Meter | Net-metered residential rooftop and canopy |  | PSEG | Vision Solar LLC | PSE&G | Accepted | 2020-07-31 | 2020-08-07 | 2021-10-30 | ENPHASE | IQ7-60-2-US | Inverters | 0.24 |  | 17 |  |  | 0.96 |  | Other | behind each panel
NJSTRE1545378521 |  | Transition Incentive Program | Fair Lawn | 7410 | 7 | 5.78 | Residential | No | Behind the Meter | Net-metered residential rooftop and canopy |  | PSEG | Vision Solar LLC | PSE&G | Accepted | 2020-07-31 | 2020-08-07 | 2021-10-30 | HANWHA Q-CELLS | Q.PEAK DUO-G6 340 | Solar Panels |  | 0.34 | 2 | 250 | 29 |  | Fixed | Roof
NJSTRE1545378521 |  | Transition Incentive Program | Fair Lawn | 7410 | 7 | 5.78 | Residential | No | Behind the Meter | Net-metered residential rooftop and canopy |  | PSEG | Vision Solar LLC | PSE&G | Accepted | 2020-07-31 | 2020-08-07 | 2021-10-30 | HANWHA Q-CELLS | Q.PEAK DUO-G6 340 | Solar Panels |  | 0.34 | 2 | 70 | 29 |  | Fixed | Roof
NJSTRE1545378521 |  | Transition Incentive Program | Fair Lawn | 7410 | 7 | 5.78 | Residential | No | Behind the Meter | Net-metered residential rooftop and canopy |  | PSEG | Vision Solar LLC | PSE&G | Accepted | 2020-07-31 | 2020-08-07 | 2021-10-30 | HANWHA Q-CELLS | Q.PEAK DUO-G6 340 | Solar Panels |  | 0.34 | 13 | 160 | 33 |  | Fixed | Roof
NJSTRE1545378522 |  | Transition Incentive Program | Jersey City | 7307 | 8 | 7.92 | Residential | No | Behind the Meter | Net-metered residential rooftop and canopy |  | None | UnitedSolar LLC | PSE&G | Accepted | 2020-07-31 | 2020-08-07 | 2021-10-30 | ap systems | ecu-r | Meters | 330 |  | 1 |  |  |  | No | Outdoor
NJSTRE1545378522 |  | Transition Incentive Program | Jersey City | 7307 | 8 | 7.92 | Residential | No | Behind the Meter | Net-metered residential rooftop and canopy |  | None | UnitedSolar LLC | PSE&G | Accepted | 2020-07-31 | 2020-08-07 | 2021-10-30 | Ap systems | yc600 | Inverters | 330 |  | 12 |  |  | 0.965 |  | Outdoor | roof
NJSTRE1545378522 |  | Transition Incentive Program | Jersey City | 7307 | 8 | 7.92 | Residential | No | Behind the Meter | Net-metered residential rooftop and canopy |  | None | UnitedSolar LLC | PSE&G | Accepted | 2020-07-31 | 2020-08-07 | 2021-10-30 | ap systems | lg electronics | Solar Panels |  | 0.33 | 24 | 220 | 1 |  | Fixed | Roof
NJSTRE1545378537 |  | Transition Incentive Program | Sicklerville | 8081 | 14 | 13.6 | Residential | Yes | Behind the Meter | Net-metered residential rooftop and canopy |  | None | Trinity Solar | AC Electric | Accepted | 2020-07-31 | 2020-08-07 | 2021-10-30 | Solar Edge | SE11400 | Inverters | 11400 |  | 1 |  |  | 0.97 |  | Outside | side of home
NJSTRE1545378537 |  | Transition Incentive Program | Sicklerville | 8081 | 14 | 13.6 | Residential | Yes | Behind the Meter | Net-metered residential rooftop and canopy |  | None | Trinity Solar | AC Electric | Accepted | 2020-07-31 | 2020-08-07 | 2021-10-30 | Hanwha | Q.PEAK DUO BLK-G6 340 | Solar Panels |  | 0.34 | 26 | 165 | 23 |  | Fixed | Roof
NJSTRE1545378537 |  | Transition Incentive Program | Sicklerville | 8081 | 14 | 13.6 | Residential | Yes | Behind the Meter | Net-metered residential rooftop and canopy |  | None | Trinity Solar | AC Electric | Accepted | 2020-07-31 | 2020-08-07 | 2021-10-30 | Hanwha | Q.PEAK DUO BLK-G6 340 | Solar Panels |  | 0.34 | 14 | 345 | 23 |  | Fixed | Roof
NJSTRE1545378694 |  | Transition Incentive Program | Robbinsivlle | 8691 | 12 | 11.38 | Residential | Yes | Behind the Meter | Net-metered residential rooftop and canopy |  | None | Ecological Systems LLC | PSE&G | Accepted | 2020-07-31 | 2020-08-07 | 2021-10-30 | SolarEdge | HD100000 | Inverters | 10000 |  | 1 |  |  | 0.98 |  | Outdoor | at meter
NJSTRE1545378694 |  | Transition Incentive Program | Robbinsivlle | 8691 | 12 | 11.38 | Residential | Yes | Behind the Meter | Net-metered residential rooftop and canopy |  | None | Ecological Systems LLC | PSE&G | Accepted | 2020-07-31 | 2020-08-07 | 2021-10-30 | SolarEdge | RGM | Meters |  |  | 1 |  |  |  | Yes | Outdoor
NJSTRE1545378694 |  | Transition Incentive Program | Robbinsivlle | 8691 | 12 | 11.38 | Residential | Yes | Behind the Meter | Net-metered residential rooftop and canopy |  | None | Ecological Systems LLC | PSE&G | Accepted | 2020-07-31 | 2020-08-07 | 2021-10-30 | Canadian Solar | 325 | Solar Panels |  | 0.325 | 35 | 180 | 20 |  | Fixed | Roof
NJSTRE1545381251 |  | Transition Incentive Program | Atco | 8004 | 14 | 28.12 | Non Profit | Yes | Behind the Meter | Net-metered non-residential rooftop and canopy |  | None | Orbit Energy & Power LLC | AC Electric | Accepted | 2020-07-31 | 2020-08-07 | 2021-10-30 | Canadian Solar | CS3U-380MS | Solar Panels |  | 0.38 | 74 | 167 | 22 |  | Fixed | Roof
NJSTRE1545381251 |  | Transition Incentive Program | Atco | 8004 | 14 | 28.12 | Non Profit | Yes | Behind the Meter | Net-metered non-residential rooftop and canopy |  | None | Orbit Energy & Power LLC | AC Electric | Accepted | 2020-07-31 | 2020-08-07 | 2021-10-30 | Solaredge | SE43.2kUS | Inverters | 43200 |  | 1 |  |  | 0.97 |  | Outdoor | NA
NJSTRE1545381670 |  | Transition Incentive Program | Woodbridge | 8863 | 11 | 10.88 | Residential | No | Behind the Meter | Net-metered residential rooftop and canopy |  | None | Tesla Energy Operations Inc. | PSE&G | Accepted | 2020-07-31 | 2020-08-07 | 2021-10-30 | SolarEdge Technologies | SE10000H-US [240V] | Inverters | 10000 |  | 1 |  |  | 0.99 |  | Outside | Outside
NJSTRE1545381670 |  | Transition Incentive Program | Woodbridge | 8863 | 11 | 10.88 | Residential | No | Behind the Meter | Net-metered residential rooftop and canopy |  | None | Tesla Energy Operations Inc. | PSE&G | Accepted | 2020-07-31 | 2020-08-07 | 2021-10-30 | Hanwha Q-CELLS | Q.Peak DUO BLK-G6+ 340 | Solar Panels |  | 0.34 | 4 | 349 | 23 |  | Fixed | Roof
NJSTRE1545381670 |  | Transition Incentive Program | Woodbridge | 8863 | 11 | 10.88 | Residential | No | Behind the Meter | Net-metered residential rooftop and canopy |  | None | Tesla Energy Operations Inc. | PSE&G | Accepted | 2020-07-31 | 2020-08-07 | 2021-10-30 | Hanwha Q-CELLS | Q.Peak DUO BLK-G6+ 340 | Solar Panels |  | 0.34 | 5 | 79 | 20 |  | Fixed | Roof
NJSTRE1545381670 |  | Transition Incentive Program | Woodbridge | 8863 | 11 | 10.88 | Residential | No | Behind the Meter | Net-metered residential rooftop and canopy |  | None | Tesla Energy Operations Inc. | PSE&G | Accepted | 2020-07-31 | 2020-08-07 | 2021-10-30 | Hanwha Q-CELLS | Q.Peak DUO BLK-G6+ 340 | Solar Panels |  | 0.34 | 16 | 169 | 23 |  | Fixed | Roof
NJSTRE1545381670 |  | Transition Incentive Program | Woodbridge | 8863 | 11 | 10.88 | Residential | No | Behind the Meter | Net-metered residential rooftop and canopy |  | None | Tesla Energy Operations Inc. | PSE&G | Accepted | 2020-07-31 | 2020-08-07 | 2021-10-30 | Hanwha Q-CELLS | Q.Peak DUO BLK-G6+ 340 | Solar Panels |  | 0.34 | 3 | 169 | 23 |  | Fixed | Roof
NJSTRE1545381670 |  | Transition Incentive Program | Woodbridge | 8863 | 11 | 10.88 | Residential | No | Behind the Meter | Net-metered residential rooftop and canopy |  | None | Tesla Energy Operations Inc. | PSE&G | Accepted | 2020-07-31 | 2020-08-07 | 2021-10-30 | Hanwha Q-CELLS | Q.Peak DUO BLK-G6+ 340 | Solar Panels |  | 0.34 | 4 | 259 | 20 |  | Fixed | Roof
NJSTRE1545381716 |  | Transition Incentive Program | Clifton | 7013 | 6 | 7.68 | Residential | No | Behind the Meter | Net-metered residential rooftop and canopy |  | None | United Solar LLC | PSE&G | Accepted | 2020-08-03 | 2020-08-07 | 2021-10-30 | ap systems | ecu-r | Meters |  |  | 1 |  |  |  | No | Outdoor
NJSTRE1545381716 |  | Transition Incentive Program | Clifton | 7013 | 6 | 7.68 | Residential | No | Behind the Meter | Net-metered residential rooftop and canopy |  | None | United Solar LLC | PSE&G | Accepted | 2020-08-03 | 2020-08-07 | 2021-10-30 | ap systems | y600 (240v) | Inverters | 548 |  | 11 |  |  | 0.965 |  | Outdoor | roof
NJSTRE1545381716 |  | Transition Incentive Program | Clifton | 7013 | 6 | 7.68 | Residential | No | Behind the Meter | Net-metered residential rooftop and canopy |  | None | United Solar LLC | PSE&G | Accepted | 2020-08-03 | 2020-08-07 | 2021-10-30 | axitec | ac-320p/156-72s | Solar Panels |  | 0.32 | 24 | 122 | 25 |  | Fixed | Roof
NJSTRE1545381759 |  | Transition Incentive Program | North Brunswick | 8902 | 11 | 6.46 | Residential | No | Behind the Meter | Net-metered residential rooftop and canopy |  | None | Trinity Solar | PSE&G | Accepted | 2020-07-31 | 2020-08-07 | 2021-10-30 | Solar Edge | SE5000 | Inverters | 5000 |  | 1 |  |  | 0.97 |  | Outside | side of home
NJSTRE1545381759 |  | Transition Incentive Program | North Brunswick | 8902 | 11 | 6.46 | Residential | No | Behind the Meter | Net-metered residential rooftop and canopy |  | None | Trinity Solar | PSE&G | Accepted | 2020-07-31 | 2020-08-07 | 2021-10-30 | Hanwha 340 | Q.PEAK DUO BLK-G6 340 | Solar Panels |  | 0.34 | 19 | 137 | 18 |  | Fixed | Roof
NJSTRE1545381764 |  | Transition Incentive Program | Clifton | 7013 | 6 | 1.92 | Residential | No | Behind the Meter | Net-metered residential rooftop and canopy |  | None | United Solar LLC | PSE&G | Accepted | 2020-08-03 | 2020-08-24 | 2021-10-30 | Ap Systems | ECU-R | Meters |  |  | 1 |  |  |  | No | Outdoor
NJSTRE1545381764 |  | Transition Incentive Program | Clifton | 7013 | 6 | 1.92 | Residential | No | Behind the Meter | Net-metered residential rooftop and canopy |  | None | United Solar LLC | PSE&G | Accepted | 2020-08-03 | 2020-08-24 | 2021-10-30 | APS | Y600 (240) | Inverters | 548 |  | 3 |  |  | 0.965 |  | Outdoor | roof
NJSTRE1545381764 |  | Transition Incentive Program | Clifton | 7013 | 6 | 1.92 | Residential | No | Behind the Meter | Net-metered residential rooftop and canopy |  | None | United Solar LLC | PSE&G | Accepted | 2020-08-03 | 2020-08-24 | 2021-10-30 | Axitec | AC-320P/156-72S | Solar Panels |  | 0.32 | 6 | 122 | 25 |  | Fixed | Roof
NJSTRE1545381767 |  | Transition Incentive Program | Elizabeth | 7206 | 10 | 6.4 | Residential | No | Behind the Meter | Net-metered residential rooftop and canopy |  | None | New Jersey Suntech | PSE&G | Accepted | 2020-07-31 | 2020-08-07 | 2021-10-30 | Solaredge | SE5000-US | Inverters | 5000 |  | 1 |  |  | 0.97 |  | Outside | Side of house
NJSTRE1545381767 |  | Transition Incentive Program | Elizabeth | 7206 | 10 | 6.4 | Residential | No | Behind the Meter | Net-metered residential rooftop and canopy |  | None | New Jersey Suntech | PSE&G | Accepted | 2020-07-31 | 2020-08-07 | 2021-10-30 | Jinko | JKM320M | Solar Panels |  | 0.32 | 14 | 240 | 45 |  | Fixed | Roof
NJSTRE1545381767 |  | Transition Incentive Program | Elizabeth | 7206 | 10 | 6.4 | Residential | No | Behind the Meter | Net-metered residential rooftop and canopy |  | None | New Jersey Suntech | PSE&G | Accepted | 2020-07-31 | 2020-08-07 | 2021-10-30 | Jinko | JKM320M | Solar Panels |  | 0.32 | 6 | 232 | 10 |  | Fixed | Roof
NJSTRE1545381795 |  | Transition Incentive Program | Livingston | 7039 | 9 | 12.92 | Residential | No | Behind the Meter | Net-metered residential rooftop and canopy |  | None | Tesla Energy Operations Inc. | PSE&G | Accepted | 2020-07-31 | 2020-08-07 | 2021-10-30 | SolarEdge Technologies | SE11400H-US [240V] | Inverters | 11400 |  | 1 |  |  | 0.99 |  | Outside | Outside
NJSTRE1545381795 |  | Transition Incentive Program | Livingston | 7039 | 9 | 12.92 | Residential | No | Behind the Meter | Net-metered residential rooftop and canopy |  | None | Tesla Energy Operations Inc. | PSE&G | Accepted | 2020-07-31 | 2020-08-07 | 2021-10-30 | Hanwha Q-CELLS | Q.Peak DUO BLK-G6+ 340 | Solar Panels |  | 0.34 | 4 | 279 | 18 |  | Fixed | Roof
NJSTRE1545381795 |  | Transition Incentive Program | Livingston | 7039 | 9 | 12.92 | Residential | No | Behind the Meter | Net-metered residential rooftop and canopy |  | None | Tesla Energy Operations Inc. | PSE&G | Accepted | 2020-07-31 | 2020-08-07 | 2021-10-30 | Hanwha Q-CELLS | Q.Peak DUO BLK-G6+ 340 | Solar Panels |  | 0.34 | 12 | 99 | 25 |  | Fixed | Roof
NJSTRE1545381795 |  | Transition Incentive Program | Livingston | 7039 | 9 | 12.92 | Residential | No | Behind the Meter | Net-metered residential rooftop and canopy |  | None | Tesla Energy Operations Inc. | PSE&G | Accepted | 2020-07-31 | 2020-08-07 | 2021-10-30 | Hanwha Q-CELLS | Q.Peak DUO BLK-G6+ 340 | Solar Panels |  | 0.34 | 4 | 189 | 18 |  | Fixed | Roof
NJSTRE1545381795 |  | Transition Incentive Program | Livingston | 7039 | 9 | 12.92 | Residential | No | Behind the Meter | Net-metered residential rooftop and canopy |  | None | Tesla Energy Operations Inc. | PSE&G | Accepted | 2020-07-31 | 2020-08-07 | 2021-10-30 | Hanwha Q-CELLS | Q.Peak DUO BLK-G6+ 340 | Solar Panels |  | 0.34 | 9 | 99 | 23 |  | Fixed | Roof
NJSTRE1545381795 |  | Transition Incentive Program | Livingston | 7039 | 9 | 12.92 | Residential | No | Behind the Meter | Net-metered residential rooftop and canopy |  | None | Tesla Energy Operations Inc. | PSE&G | Accepted | 2020-07-31 | 2020-08-07 | 2021-10-30 | Hanwha Q-CELLS | Q.Peak DUO BLK-G6+ 340 | Solar Panels |  | 0.34 | 9 | 279 | 23 |  | Fixed | Roof
NJSTRE1545381830 |  | Transition Incentive Program | Roselle | 7203 | 10 | 4.9 | Residential | Yes | Behind the Meter | Net-metered residential rooftop and canopy |  | None | Pro Custom Solar dba Momentum Solar | PSE&G | Accepted | 2020-07-31 | 2020-08-07 | 2021-10-30 | Enphase | IQ7PLUS-72-2-US | Inverters | 290 |  | 14 |  |  | 0.97 |  | Outdoor | Roof
NJSTRE1545381830 |  | Transition Incentive Program | Roselle | 7203 | 10 | 4.9 | Residential | Yes | Behind the Meter | Net-metered residential rooftop and canopy |  | None | Pro Custom Solar dba Momentum Solar | PSE&G | Accepted | 2020-07-31 | 2020-08-07 | 2021-10-30 | LG | LG 350N1C-V5 | Solar Panels |  | 0.35 | 5 | 48 | 11 |  | Fixed | Roof
NJSTRE1545381830 |  | Transition Incentive Program | Roselle | 7203 | 10 | 4.9 | Residential | Yes | Behind the Meter | Net-metered residential rooftop and canopy |  | None | Pro Custom Solar dba Momentum Solar | PSE&G | Accepted | 2020-07-31 | 2020-08-07 | 2021-10-30 | LG | LG 350N1C-V5 | Solar Panels |  | 0.35 | 9 | 229 | 11 |  | Fixed | Roof
NJSTRE1545381837 |  | Transition Incentive Program | Salem | 8079 | 16 | 11.9 | Residential | Yes | Behind the Meter | Net-metered residential rooftop and canopy |  | ACE2 | Vision Solar LLC | AC Electric | Accepted | 2020-07-31 | 2020-08-07 | 2021-10-30 | ENPHASE | IQ7-60-2-US | Inverters | 0.24 |  | 35 |  |  | 0.96 |  | Other | behind each panel
NJSTRE1545381837 |  | Transition Incentive Program | Salem | 8079 | 16 | 11.9 | Residential | Yes | Behind the Meter | Net-metered residential rooftop and canopy |  | ACE2 | Vision Solar LLC | AC Electric | Accepted | 2020-07-31 | 2020-08-07 | 2021-10-30 | HANWHA Q-CELLS | Q.PEAK DUO-G6 340 | Solar Panels |  | 0.34 | 24 | 138 | 27 |  | Fixed | Roof
NJSTRE1545381837 |  | Transition Incentive Program | Salem | 8079 | 16 | 11.9 | Residential | Yes | Behind the Meter | Net-metered residential rooftop and canopy |  | ACE2 | Vision Solar LLC | AC Electric | Accepted | 2020-07-31 | 2020-08-07 | 2021-10-30 | HANWHA Q-CELLS | Q.PEAK DUO-G6 340 | Solar Panels |  | 0.34 | 11 | 318 | 27 |  | Fixed | Roof
NJSTRE1545381849 |  | Transition Incentive Program | Franklinville | 8322 | 15 | 13.73 | Residential | Yes | Behind the Meter | Net-metered residential rooftop and canopy |  | None | Sunrun Installation Services, Inc. | AC Electric | Accepted | 2020-07-31 | 2020-08-07 | 2021-10-30 | Delta Electronics | M4-TL-US | Inverters | 4000 |  | 3 |  |  | 0.96 |  | Outdoor | Next To Meter
NJSTRE1545381849 |  | Transition Incentive Program | Franklinville | 8322 | 15 | 13.73 | Residential | Yes | Behind the Meter | Net-metered residential rooftop and canopy |  | None | Sunrun Installation Services, Inc. | AC Electric | Accepted | 2020-07-31 | 2020-08-07 | 2021-10-30 | LONGi Green Energy Technology Co Ltd | LR6-60HPB-305M | Solar Panels |  | 0.305 | 11 | 153 | 36 |  | Fixed | Roof
NJSTRE1545381849 |  | Transition Incentive Program | Franklinville | 8322 | 15 | 13.73 | Residential | Yes | Behind the Meter | Net-metered residential rooftop and canopy |  | None | Sunrun Installation Services, Inc. | AC Electric | Accepted | 2020-07-31 | 2020-08-07 | 2021-10-30 | LONGi Green Energy Technology Co Ltd | LR6-60HPB-305M | Solar Panels |  | 0.305 | 6 | 62 | 37 |  | Fixed | Roof
NJSTRE1545381849 |  | Transition Incentive Program | Franklinville | 8322 | 15 | 13.73 | Residential | Yes | Behind the Meter | Net-metered residential rooftop and canopy |  | None | Sunrun Installation Services, Inc. | AC Electric | Accepted | 2020-07-31 | 2020-08-07 | 2021-10-30 | LONGi Green Energy Technology Co Ltd | LR6-60HPB-305M | Solar Panels |  | 0.305 | 10 | 242 | 37 |  | Fixed | Roof
NJSTRE1545381849 |  | Transition Incentive Program | Franklinville | 8322 | 15 | 13.73 | Residential | Yes | Behind the Meter | Net-metered residential rooftop and canopy |  | None | Sunrun Installation Services, Inc. | AC Electric | Accepted | 2020-07-31 | 2020-08-07 | 2021-10-30 | LONGi Green Energy Technology Co Ltd | LR6-60HPB-305M | Solar Panels |  | 0.305 | 8 | 62 | 37 |  | Fixed | Roof
NJSTRE1545381849 |  | Transition Incentive Program | Franklinville | 8322 | 15 | 13.73 | Residential | Yes | Behind the Meter | Net-metered residential rooftop and canopy |  | None | Sunrun Installation Services, Inc. | AC Electric | Accepted | 2020-07-31 | 2020-08-07 | 2021-10-30 | LONGi Green Energy Technology Co Ltd | LR6-60HPB-305M | Solar Panels |  | 0.305 | 5 | 242 | 37 |  | Fixed | Roof
NJSTRE1545381849 |  | Transition Incentive Program | Franklinville | 8322 | 15 | 13.73 | Residential | Yes | Behind the Meter | Net-metered residential rooftop and canopy |  | None | Sunrun Installation Services, Inc. | AC Electric | Accepted | 2020-07-31 | 2020-08-07 | 2021-10-30 | LONGi Green Energy Technology Co Ltd | LR6-60HPB-305M | Solar Panels |  | 0.305 | 5 | 153 | 36 |  | Fixed | Roof
NJSTRE1545381856 |  | Transition Incentive Program | Chesterfield | 8515 | 13 | 9.52 | Residential | No | Behind the Meter | Net-metered residential rooftop and canopy |  | None | Tesla Energy Operations Inc. | PSE&G | Accepted | 2020-07-31 | 2020-08-07 | 2021-10-30 | SolarEdge Technologies | SE10000H-US [240V] | Inverters | 10000 |  | 1 |  |  | 0.98 |  | Outside | Outside
NJSTRE1545381856 |  | Transition Incentive Program | Chesterfield | 8515 | 13 | 9.52 | Residential | No | Behind the Meter | Net-metered residential rooftop and canopy |  | None | Tesla Energy Operations Inc. | PSE&G | Accepted | 2020-07-31 | 2020-08-07 | 2021-10-30 | Hanwha Q-CELLS | Q.Peak DUO BLK-G6+ 340 | Solar Panels |  | 0.34 | 24 | 180 | 37 |  | Fixed | Roof
NJSTRE1545381856 |  | Transition Incentive Program | Chesterfield | 8515 | 13 | 9.52 | Residential | No | Behind the Meter | Net-metered residential rooftop and canopy |  | None | Tesla Energy Operations Inc. | PSE&G | Accepted | 2020-07-31 | 2020-08-07 | 2021-10-30 | Hanwha Q-CELLS | Q.Peak DUO BLK-G6+ 340 | Solar Panels |  | 0.34 | 4 | 270 | 23 |  | Fixed | Roof
NJSTRE1545381858 |  | Transition Incentive Program | LIVINGSTON TWP | 7039 | 9 | 4.76 | Residential | No | Behind the Meter | Net-metered residential rooftop and canopy |  | None | Tesla Energy Operations Inc | PSE&G | Accepted | 2020-07-31 | 2020-08-07 | 2021-10-30 | SolarEdge Technologies Ltd. | SE3800H-US [240V] | Inverters | 3800 |  | 1 |  |  | 0.99 |  | Indoor | Indoor
NJSTRE1545381858 |  | Transition Incentive Program | LIVINGSTON TWP | 7039 | 9 | 4.76 | Residential | No | Behind the Meter | Net-metered residential rooftop and canopy |  | None | Tesla Energy Operations Inc | PSE&G | Accepted | 2020-07-31 | 2020-08-07 | 2021-10-30 | Hanwha Q-CELLS | Q.Peak DUO BLK-G6+ 340 | Solar Panels |  | 0.34 | 4 | 95 | 30 |  | Fixed | Roof
NJSTRE1545381858 |  | Transition Incentive Program | LIVINGSTON TWP | 7039 | 9 | 4.76 | Residential | No | Behind the Meter | Net-metered residential rooftop and canopy |  | None | Tesla Energy Operations Inc | PSE&G | Accepted | 2020-07-31 | 2020-08-07 | 2021-10-30 | Hanwha Q-CELLS | Q.Peak DUO BLK-G6+ 340 | Solar Panels |  | 0.34 | 6 | 275 | 23 |  | Fixed | Roof
NJSTRE1545381858 |  | Transition Incentive Program | LIVINGSTON TWP | 7039 | 9 | 4.76 | Residential | No | Behind the Meter | Net-metered residential rooftop and canopy |  | None | Tesla Energy Operations Inc | PSE&G | Accepted | 2020-07-31 | 2020-08-07 | 2021-10-30 | Hanwha Q-CELLS | Q.Peak DUO BLK-G6+ 340 | Solar Panels |  | 0.34 | 4 | 95 | 23 |  | Fixed | Roof
NJSTRE1545381878 |  | Transition Incentive Program | Hopewell TWP MER | 8525 | 12 | 10.2 | Residential | No | Behind the Meter | Net-metered residential rooftop and canopy |  | None | Tesla Energy Operations Inc. | PSE&G | Accepted | 2020-07-31 | 2020-08-07 | 2021-10-30 | SolarEdge Technologies | SE7600H-US [240V] | Inverters | 7600 |  | 1 |  |  | 0.99 |  | Outside | Outside
NJSTRE1545381878 |  | Transition Incentive Program | Hopewell TWP MER | 8525 | 12 | 10.2 | Residential | No | Behind the Meter | Net-metered residential rooftop and canopy |  | None | Tesla Energy Operations Inc. | PSE&G | Accepted | 2020-07-31 | 2020-08-07 | 2021-10-30 | Hanwha Q-Cells | Q.Peak DUO BLK-G6+/SC340 | Solar Panels |  | 0.34 | 12 | 197 | 42 |  | Fixed | Roof
NJSTRE1545381878 |  | Transition Incentive Program | Hopewell TWP MER | 8525 | 12 | 10.2 | Residential | No | Behind the Meter | Net-metered residential rooftop and canopy |  | None | Tesla Energy Operations Inc. | PSE&G | Accepted | 2020-07-31 | 2020-08-07 | 2021-10-30 | Hanwha Q-Cells | Q.Peak DUO BLK-G6+/SC340 | Solar Panels |  | 0.34 | 6 | 287 | 42 |  | Fixed | Roof
NJSTRE1545381878 |  | Transition Incentive Program | Hopewell TWP MER | 8525 | 12 | 10.2 | Residential | No | Behind the Meter | Net-metered residential rooftop and canopy |  | None | Tesla Energy Operations Inc. | PSE&G | Accepted | 2020-07-31 | 2020-08-07 | 2021-10-30 | Hanwha Q-Cells | Q.Peak DUO BLK-G6+/SC340 | Solar Panels |  | 0.34 | 12 | 107 | 42 |  | Fixed | Roof
NJSTRE1545381929 |  | Transition Incentive Program | Secaucus | 7094 | 8 | 7.7 | Residential | Yes | Behind the Meter | Net-metered residential rooftop and canopy |  | None | Pro Custom Solar dba Momentum Solar | PSE&G | Accepted | 2020-07-31 | 2020-08-07 | 2021-10-30 | Enphase | IQ7PLUS-72-2-US | Inverters | 290 |  | 22 |  |  | 0.97 |  | Outdoor | Roof
NJSTRE1545381929 |  | Transition Incentive Program | Secaucus | 7094 | 8 | 7.7 | Residential | Yes | Behind the Meter | Net-metered residential rooftop and canopy |  | None | Pro Custom Solar dba Momentum Solar | PSE&G | Accepted | 2020-07-31 | 2020-08-07 | 2021-10-30 | LG | LG 350N1C-V5 | Solar Panels |  | 0.35 | 11 | 128 | 18 |  | Fixed | Roof
NJSTRE1545381929 |  | Transition Incentive Program | Secaucus | 7094 | 8 | 7.7 | Residential | Yes | Behind the Meter | Net-metered residential rooftop and canopy |  | None | Pro Custom Solar dba Momentum Solar | PSE&G | Accepted | 2020-07-31 | 2020-08-07 | 2021-10-30 | LG | LG 350N1C-V5 | Solar Panels |  | 0.35 | 11 | 308 | 17 |  | Fixed | Roof
NJSTRE1545381932 |  | Transition Incentive Program | Villas | 8251 | 21 | 10.88 | Residential | Yes | Behind the Meter | Net-metered residential rooftop and canopy |  | None | Trinity Solar | AC Electric | Accepted | 2020-07-31 | 2020-08-07 | 2021-10-30 | Solar Edge | SE10000 | Inverters | 10000 |  | 1 |  |  | 0.97 |  | Outside | side of home
NJSTRE1545381932 |  | Transition Incentive Program | Villas | 8251 | 21 | 10.88 | Residential | Yes | Behind the Meter | Net-metered residential rooftop and canopy |  | None | Trinity Solar | AC Electric | Accepted | 2020-07-31 | 2020-08-07 | 2021-10-30 | Hanwha 340 | Q.PEAK DUO BLK-G6 340 | Solar Panels |  | 0.34 | 10 | 84 | 25 |  | Fixed | Pole
NJSTRE1545381932 |  | Transition Incentive Program | Villas | 8251 | 21 | 10.88 | Residential | Yes | Behind the Meter | Net-metered residential rooftop and canopy |  | None | Trinity Solar | AC Electric | Accepted | 2020-07-31 | 2020-08-07 | 2021-10-30 | Hanwha 340 | Q.PEAK DUO BLK-G6 340 | Solar Panels |  | 0.34 | 14 | 84 | 27 |  | Fixed | Roof
NJSTRE1545381932 |  | Transition Incentive Program | Villas | 8251 | 21 | 10.88 | Residential | Yes | Behind the Meter | Net-metered residential rooftop and canopy |  | None | Trinity Solar | AC Electric | Accepted | 2020-07-31 | 2020-08-07 | 2021-10-30 | Hanwha 340 | Q.PEAK DUO BLK-G6 340 | Solar Panels |  | 0.34 | 8 | 264 | 25 |  | Fixed | Roof
NJSTRE1545381941 |  | Transition Incentive Program | Linden | 7036 | 10 | 9.8 | Residential | Yes | Behind the Meter | Net-metered residential rooftop and canopy |  | None | Pro Custom Solar dba Momentum Solar | PSE&G | Accepted | 2020-07-31 | 2020-08-07 | 2021-10-30 | Enphase | IQ7PLUS-72-2-US | Inverters | 290 |  | 28 |  |  | 0.97 |  | Outdoor | Roof
NJSTRE1545381941 |  | Transition Incentive Program | Linden | 7036 | 10 | 9.8 | Residential | Yes | Behind the Meter | Net-metered residential rooftop and canopy |  | None | Pro Custom Solar dba Momentum Solar | PSE&G | Accepted | 2020-07-31 | 2020-08-07 | 2021-10-30 | LG | LG 350N1C-V5 | Solar Panels |  | 0.35 | 9 | 220 | 23 |  | Fixed | Roof
NJSTRE1545381941 |  | Transition Incentive Program | Linden | 7036 | 10 | 9.8 | Residential | Yes | Behind the Meter | Net-metered residential rooftop and canopy |  | None | Pro Custom Solar dba Momentum Solar | PSE&G | Accepted | 2020-07-31 | 2020-08-07 | 2021-10-30 | LG | LG 350N1C-V5 | Solar Panels |  | 0.35 | 16 | 130 | 23 |  | Fixed | Roof
NJSTRE1545381941 |  | Transition Incentive Program | Linden | 7036 | 10 | 9.8 | Residential | Yes | Behind the Meter | Net-metered residential rooftop and canopy |  | None | Pro Custom Solar dba Momentum Solar | PSE&G | Accepted | 2020-07-31 | 2020-08-07 | 2021-10-30 | LG | LG 350N1C-V5 | Solar Panels |  | 0.35 | 3 | 310 | 23 |  | Fixed | Roof
NJSTRE1545381942 |  | Transition Incentive Program | North Bergen | 7047 | 8 | 7 | Residential | Yes | Behind the Meter | Net-metered residential rooftop and canopy |  | None | Pro Custom Solar dba Momentum Solar | PSE&G | Accepted | 2020-07-31 | 2020-08-07 | 2021-10-30 | LG ELECTRONICS | LG 350N1C-V5 | Solar Panels |  | 0.35 | 15 | 123 | 6 |  | Fixed | Roof
NJSTRE1545381942 |  | Transition Incentive Program | North Bergen | 7047 | 8 | 7 | Residential | Yes | Behind the Meter | Net-metered residential rooftop and canopy |  | None | Pro Custom Solar dba Momentum Solar | PSE&G | Accepted | 2020-07-31 | 2020-08-07 | 2021-10-30 | LG ELECTRONICS | LG 350N1C-V5 | Solar Panels |  | 0.35 | 5 | 303 | 6 |  | Fixed | Roof
NJSTRE1545381942 |  | Transition Incentive Program | North Bergen | 7047 | 8 | 7 | Residential | Yes | Behind the Meter | Net-metered residential rooftop and canopy |  | None | Pro Custom Solar dba Momentum Solar | PSE&G | Accepted | 2020-07-31 | 2020-08-07 | 2021-10-30 | ENphase | IQ7Plus-72-2-US | Inverters | 290 |  | 20 |  |  | 0.97 |  | Outdoor | Roof
NJSTRE1545381956 | NJSRRE1537884942 | Transition Incentive Program | Greenwich | 8323 | 20 | 15.08 | Residential | Yes | Behind the Meter | Behind the Meter |  | None | Code Green Solar, LLC | AC Electric | Eligible for TI Program | 2018-04-23 | 2018-04-26 | 2021-10-30 | Enphase | Envoy | Meters |  |  | 1 |  |  |  |  | Outdoor
NJSTRE1545381956 | NJSRRE1537884942 | Transition Incentive Program | Greenwich | 8323 | 20 | 15.08 | Residential | Yes | Behind the Meter | Behind the Meter |  | None | Code Green Solar, LLC | AC Electric | Eligible for TI Program | 2018-04-23 | 2018-04-26 | 2021-10-30 | Q-Cells | Q.PEAK BLK G4 290 | Solar Panels |  | 0.29 | 22 | 258 | 19 |  | Fixed | Roof
NJSTRE1545381956 | NJSRRE1537884942 | Transition Incentive Program | Greenwich | 8323 | 20 | 15.08 | Residential | Yes | Behind the Meter | Behind the Meter |  | None | Code Green Solar, LLC | AC Electric | Eligible for TI Program | 2018-04-23 | 2018-04-26 | 2021-10-30 | Q-Cells | Q.PEAK BLK G4 290 | Solar Panels |  | 0.29 | 14 | 258 | 19 |  | Fixed | Roof
NJSTRE1545381956 | NJSRRE1537884942 | Transition Incentive Program | Greenwich | 8323 | 20 | 15.08 | Residential | Yes | Behind the Meter | Behind the Meter |  | None | Code Green Solar, LLC | AC Electric | Eligible for TI Program | 2018-04-23 | 2018-04-26 | 2021-10-30 | Enphase Energy | M250-72-2LL-S22 | Inverters | 0.25 |  | 52 |  |  | 0.965 |  | Outdoor | outside
NJSTRE1545381956 | NJSRRE1537884942 | Transition Incentive Program | Greenwich | 8323 | 20 | 15.08 | Residential | Yes | Behind the Meter | Behind the Meter |  | None | Code Green Solar, LLC | AC Electric | Eligible for TI Program | 2018-04-23 | 2018-04-26 | 2021-10-30 | Q-Cells | Q.PEAK BLK G4 290 | Solar Panels |  | 0.29 | 16 | 258 | 9 |  | Fixed | Roof
NJSTRE1545381957 | NJSRRE1538363536 | Transition Incentive Program | North Bergen TWP | 7047 | 8 | 8.7 | Residential | Yes | Behind the Meter | Behind the Meter |  | None | Kiss Electric LLC | PSE&G | Eligible for TI Program | 2018-07-05 | 2018-07-06 | 2021-10-30 | Solar Edge | SE76000H-US | Meters |  |  | 1 |  |  |  |  | Outdoor
NJSTRE1545381957 | NJSRRE1538363536 | Transition Incentive Program | North Bergen TWP | 7047 | 8 | 8.7 | Residential | Yes | Behind the Meter | Behind the Meter |  | None | Kiss Electric LLC | PSE&G | Eligible for TI Program | 2018-07-05 | 2018-07-06 | 2021-10-30 | Silfab | SLAM290W | Solar Panels |  | 0.29 | 8 | 38 | 14 |  | Fixed | Roof
NJSTRE1545381957 | NJSRRE1538363536 | Transition Incentive Program | North Bergen TWP | 7047 | 8 | 8.7 | Residential | Yes | Behind the Meter | Behind the Meter |  | None | Kiss Electric LLC | PSE&G | Eligible for TI Program | 2018-07-05 | 2018-07-06 | 2021-10-30 | Silfab | SLAM290W | Solar Panels |  | 0.29 | 20 | 218 | 14 |  | Fixed | Roof
NJSTRE1545381957 | NJSRRE1538363536 | Transition Incentive Program | North Bergen TWP | 7047 | 8 | 8.7 | Residential | Yes | Behind the Meter | Behind the Meter |  | None | Kiss Electric LLC | PSE&G | Eligible for TI Program | 2018-07-05 | 2018-07-06 | 2021-10-30 | Silfab | SLAM290W | Solar Panels |  | 0.29 | 2 | 128 | 14 |  | Fixed | Roof
NJSTRE1545381957 | NJSRRE1538363536 | Transition Incentive Program | North Bergen TWP | 7047 | 8 | 8.7 | Residential | Yes | Behind the Meter | Behind the Meter |  | None | Kiss Electric LLC | PSE&G | Eligible for TI Program | 2018-07-05 | 2018-07-06 | 2021-10-30 | solaredge | SE7600H-US | Inverters | 76700 |  | 1 |  |  | 0.985 |  | Outdoor | next to meter
NJSTRE1545381958 | NJSRRE1538448162 | Transition Incentive Program | Wrightstown | 8640 | 13 | 61.2 | Government Facility | No | Behind the Meter | Behind the Meter |  | None | Dobtol Construction LLC | JCP&L | Eligible for TI Program | 2018-06-26 | 2018-06-28 |  | Trina | trina TS-DD-14 340W | Solar Panels |  | 0.34 | 180 | 203 | 25 |  | Fixed | Parking Lot
NJSTRE1545381958 | NJSRRE1538448162 | Transition Incentive Program | Wrightstown | 8640 | 13 | 61.2 | Government Facility | No | Behind the Meter | Behind the Meter |  | None | Dobtol Construction LLC | JCP&L | Eligible for TI Program | 2018-06-26 | 2018-06-28 |  | Chint | SCA23KTL- 480V | Inverters | 100 |  | 2 |  |  | 0.1 |  | Outdoor | Carport
NJSTRE1545381958 | NJSRRE1538448162 | Transition Incentive Program | Wrightstown | 8640 | 13 | 61.2 | Government Facility | No | Behind the Meter | Behind the Meter |  | None | Dobtol Construction LLC | JCP&L | Eligible for TI Program | 2018-06-26 | 2018-06-28 |  | Elkor | Mark II | Meters |  |  | 1 |  |  |  |  | Outdoor
NJSTRE1545381959 | NJSRRE1538458232 | Transition Incentive Program | PlainsboroTownship | 8536 | 11 | 427.02 | Commercial | Yes | Behind the Meter | Net-metered non-residential ground mount |  | None | Astrum Solar Inc. d/b/a Direct Energy Solar | PSE&G | Accepted | 2018-06-27 | 2018-06-29 | 2021-10-30 | SolarEdge | SE100K | Inverters | 100000 |  | 3 |  |  | 0.985 |  | Outdoor | NA
NJSTRE1545381959 | NJSRRE1538458232 | Transition Incentive Program | PlainsboroTownship | 8536 | 11 | 427.02 | Commercial | Yes | Behind the Meter | Net-metered non-residential ground mount |  | None | Astrum Solar Inc. d/b/a Direct Energy Solar | PSE&G | Accepted | 2018-06-27 | 2018-06-29 | 2021-10-30 | Jinko Solar | 330PP-72-2016_6.6 | Solar Panels |  | 0.33 | 1294 | 153.14 | 3 |  | Fixed | Parking Lot
NJSTRE1545381959 | NJSRRE1538458232 | Transition Incentive Program | PlainsboroTownship | 8536 | 11 | 427.02 | Commercial | Yes | Behind the Meter | Net-metered non-residential ground mount |  | None | Astrum Solar Inc. d/b/a Direct Energy Solar | PSE&G | Accepted | 2018-06-27 | 2018-06-29 | 2021-10-30 | SolarEdge | SE66.6K | Inverters | 66600 |  | 1 |  |  | 0.985 |  | Outdoor | NA
NJSTRE1545381960 | NJSRRE1539568787 | Transition Incentive Program | Blairstown | 7825 | 2 | 12.81 | Residential | Yes | Behind the Meter | Net-metered residential rooftop and canopy |  | None | Pinnacle Exteriors Inc | JCP&L | As-Built Incomplete - Review |  | 2018-10-15 |  | QCELL | Q.PEAK DUO BLK | Solar Panels |  | 0.305 | 21 | 123 | 30 |  | Fixed | Roof
NJSTRE1545381960 | NJSRRE1539568787 | Transition Incentive Program | Blairstown | 7825 | 2 | 12.81 | Residential | Yes | Behind the Meter | Net-metered residential rooftop and canopy |  | None | Pinnacle Exteriors Inc | JCP&L | As-Built Incomplete - Review |  | 2018-10-15 |  | QCELL | Q.PEAK DUO BLK | Solar Panels |  | 0.305 | 21 | 303 | 10 |  | Fixed | Roof
NJSTRE1545381960 | NJSRRE1539568787 | Transition Incentive Program | Blairstown | 7825 | 2 | 12.81 | Residential | Yes | Behind the Meter | Net-metered residential rooftop and canopy |  | None | Pinnacle Exteriors Inc | JCP&L | As-Built Incomplete - Review |  | 2018-10-15 |  | Enphase | IQ7 | Inverters | 250 |  | 42 |  |  | 0.97 |  | Outdoor | Under Each module
NJSTRE1545381960 | NJSRRE1539568787 | Transition Incentive Program | Blairstown | 7825 | 2 | 12.81 | Residential | Yes | Behind the Meter | Net-metered residential rooftop and canopy |  | None | Pinnacle Exteriors Inc | JCP&L | As-Built Incomplete - Review |  | 2018-10-15 |  | ENPHASE | IQ Envoy | Meters |  |  | 1 |  |  |  |  | Indoor
NJSTRE1545381961 | NJSRRE1539314020 | Transition Incentive Program | Alpha | 8865 | 2 | 6.4 | Residential | Yes | Behind the Meter | Behind the Meter |  | None | Kiss Electric, LLC | JCP&L | Eligible for TI Program | 2018-08-31 | 2018-09-05 |  | Q CELL | DUO G5 320 | Solar Panels |  | 0.32 | 14 | 94 | 19 |  | Fixed | Roof | Garage
NJSTRE1545381961 | NJSRRE1539314020 | Transition Incentive Program | Alpha | 8865 | 2 | 6.4 | Residential | Yes | Behind the Meter | Behind the Meter |  | None | Kiss Electric, LLC | JCP&L | Eligible for TI Program | 2018-08-31 | 2018-09-05 |  | Q CELL | DUO-G5 320 | Solar Panels |  | 0.32 | 6 | 274 | 19 |  | Fixed | Roof
NJSTRE1545381961 | NJSRRE1539314020 | Transition Incentive Program | Alpha | 8865 | 2 | 6.4 | Residential | Yes | Behind the Meter | Behind the Meter |  | None | Kiss Electric, LLC | JCP&L | Eligible for TI Program | 2018-08-31 | 2018-09-05 |  | SolarEdge | SE5000H-US | Inverters | 5000 |  | 1 |  |  | 0.985 |  | Outdoor | NEXT TO METER
NJSTRE1545381961 | NJSRRE1539314020 | Transition Incentive Program | Alpha | 8865 | 2 | 6.4 | Residential | Yes | Behind the Meter | Behind the Meter |  | None | Kiss Electric, LLC | JCP&L | Eligible for TI Program | 2018-08-31 | 2018-09-05 |  | SOLAR EDGE | SE5000H-US | Meters |  |  | 1 |  |  |  | Yes | Outdoor
NJSTRE1545381964 | NJSRRE1540103801 | Transition Incentive Program | Bayonne City | 7002 | 8 | 5.4 | Residential | No | Behind the Meter | Net-metered residential rooftop and canopy |  | None | United Solar LLC | PSE&G | Accepted | 2018-12-19 | 2018-12-27 | 2021-10-30 | Enphase Energy | IQ6-60-2-US | Inverters | 240 |  | 18 |  |  | 0.97 |  | Outdoor | roof
NJSTRE1545381964 | NJSRRE1540103801 | Transition Incentive Program | Bayonne City | 7002 | 8 | 5.4 | Residential | No | Behind the Meter | Net-metered residential rooftop and canopy |  | None | United Solar LLC | PSE&G | Accepted | 2018-12-19 | 2018-12-27 | 2021-10-30 | enphase | envoy | Meters |  |  | 1 |  |  |  | No
NJSTRE1545381964 | NJSRRE1540103801 | Transition Incentive Program | Bayonne City | 7002 | 8 | 5.4 | Residential | No | Behind the Meter | Net-metered residential rooftop and canopy |  | None | United Solar LLC | PSE&G | Accepted | 2018-12-19 | 2018-12-27 | 2021-10-30 | Trina Solar | TSM-300-DD05A.08 | Solar Panels |  | 0.3 | 18 | 182 | 45 |  | Fixed | Roof
NJSTRE1545381965 | NJSRRE1539815974 | Transition Incentive Program | Clifton | 7012 | 6 | 11.16 | Commercial | No | Behind the Meter | Behind the Meter |  | None | RGS Energy | PSE&G | Eligible for TI Program | 2018-11-15 | 2018-11-19 |  | Silfab | SLA 310M | Solar Panels |  | 0.31 | 36 | 240 | 2 |  | Fixed | Roof
NJSTRE1545381965 | NJSRRE1539815974 | Transition Incentive Program | Clifton | 7012 | 6 | 11.16 | Commercial | No | Behind the Meter | Behind the Meter |  | None | RGS Energy | PSE&G | Eligible for TI Program | 2018-11-15 | 2018-11-19 |  | Fronius | Symo 10.0-3 209-240 | Inverters | 9995 |  | 1 |  |  | 0.97 |  | Outdoor | Roof
NJSTRE1545381965 | NJSRRE1539815974 | Transition Incentive Program | Clifton | 7012 | 6 | 11.16 | Commercial | No | Behind the Meter | Behind the Meter |  | None | RGS Energy | PSE&G | Eligible for TI Program | 2018-11-15 | 2018-11-19 |  | LGate | LGate-320 Bundle | Meters |  |  | 1 |  |  |  |  | Outdoor
NJSTRE1545381967 | NJSRRE1539852337 | Transition Incentive Program | Old Bridge Township | 8857 | 11 | 6.96 | Residential | No | Behind the Meter | Behind the Meter |  | None | DC Solar Integrators LLC | JCP&L | Eligible for TI Program | 2018-11-27 | 2018-11-30 |  | REC | REC290TP | Solar Panels |  | 0.29 | 24 | 170 | 15 |  | Fixed | Roof
NJSTRE1545381967 | NJSRRE1539852337 | Transition Incentive Program | Old Bridge Township | 8857 | 11 | 6.96 | Residential | No | Behind the Meter | Behind the Meter |  | None | DC Solar Integrators LLC | JCP&L | Eligible for TI Program | 2018-11-27 | 2018-11-30 |  | Solar Edge | SE6000A-US | Inverters | 6000 |  | 1 |  |  | 0.983 |  | Outside | outside-next to meter
NJSTRE1545381969 | NJSRRE1540169231 | Transition Incentive Program | Manalapan | 7726 | 17 | 15.36 | Residential | No | Behind the Meter | Behind the Meter |  | None | Green Power Energy | JCP&L | Eligible for TI Program | 2018-12-31 | 2019-01-04 | 2021-10-30 | SolarEdge | SE7600H-US | Inverters | 7600 |  | 2 |  |  | 0.97 |  | Outside | next to meter
NJSTRE1545381969 | NJSRRE1540169231 | Transition Incentive Program | Manalapan | 7726 | 17 | 15.36 | Residential | No | Behind the Meter | Behind the Meter |  | None | Green Power Energy | JCP&L | Eligible for TI Program | 2018-12-31 | 2019-01-04 | 2021-10-30 | Panasonic | VBHN320KA03 | Solar Panels |  | 0.32 | 5 | 228 | 37 |  | Fixed | Roof
NJSTRE1545381969 | NJSRRE1540169231 | Transition Incentive Program | Manalapan | 7726 | 17 | 15.36 | Residential | No | Behind the Meter | Behind the Meter |  | None | Green Power Energy | JCP&L | Eligible for TI Program | 2018-12-31 | 2019-01-04 | 2021-10-30 | Panasonic | VBHN320KA03 | Solar Panels |  | 0.32 | 6 | 135 | 37 |  | Fixed | Roof
NJSTRE1545381969 | NJSRRE1540169231 | Transition Incentive Program | Manalapan | 7726 | 17 | 15.36 | Residential | No | Behind the Meter | Behind the Meter |  | None | Green Power Energy | JCP&L | Eligible for TI Program | 2018-12-31 | 2019-01-04 | 2021-10-30 | Panasonic | VBHN320KA03 | Solar Panels |  | 0.32 | 20 | 137 | 37 |  | Fixed | Roof
NJSTRE1545381969 | NJSRRE1540169231 | Transition Incentive Program | Manalapan | 7726 | 17 | 15.36 | Residential | No | Behind the Meter | Behind the Meter |  | None | Green Power Energy | JCP&L | Eligible for TI Program | 2018-12-31 | 2019-01-04 | 2021-10-30 | Panasonic | VBHN320KA03 | Solar Panels |  | 0.32 | 17 | 225 | 37 |  | Fixed | Roof
NJSTRE1545381970 | NJSRRE1539957603 | Transition Incentive Program | Berkeley | 7922 | 10 | 8.78 | Residential | No | Behind the Meter | Net-metered residential rooftop and canopy |  | None | Tesla Energy Operations, Inc | JCP&L | Accepted | 2018-12-12 | 2018-12-14 | 2021-10-30 | SOLAREDGE | SE7600H-US000SNC2 | Inverters | 7600 |  | 1 |  |  | 0.99 |  | Indoor | Inside
NJSTRE1545381970 | NJSRRE1539957603 | Transition Incentive Program | Berkeley | 7922 | 10 | 8.78 | Residential | No | Behind the Meter | Net-metered residential rooftop and canopy |  | None | Tesla Energy Operations, Inc | JCP&L | Accepted | 2018-12-12 | 2018-12-14 | 2021-10-30 | Panasonic | SolarCity Standard: SC325 | Solar Panels |  | 0.325 | 5 | 160 | 35 |  | Fixed | Roof
NJSTRE1545381970 | NJSRRE1539957603 | Transition Incentive Program | Berkeley | 7922 | 10 | 8.78 | Residential | No | Behind the Meter | Net-metered residential rooftop and canopy |  | None | Tesla Energy Operations, Inc | JCP&L | Accepted | 2018-12-12 | 2018-12-14 | 2021-10-30 | Panasonic | SolarCity Standard: SC325 | Solar Panels |  | 0.325 | 4 | 160 | 40 |  | Fixed | Roof
NJSTRE1545381970 | NJSRRE1539957603 | Transition Incentive Program | Berkeley | 7922 | 10 | 8.78 | Residential | No | Behind the Meter | Net-metered residential rooftop and canopy |  | None | Tesla Energy Operations, Inc | JCP&L | Accepted | 2018-12-12 | 2018-12-14 | 2021-10-30 | Panasonic | SolarCity Standard: SC325 | Solar Panels |  | 0.325 | 18 | 250 | 31 |  | Fixed | Roof
NJSTRE1545381971 | NJSRRE1540292868 | Transition Incentive Program | Mt Laurel | 8054 | 13 | 115.5 | Commercial | Yes | Behind the Meter | Net-metered non-residential rooftop and canopy |  | None | SolareAmerica | PSE&G | Accepted | 2019-01-28 | 2019-02-06 | 2021-10-30 | APsystems | QS1200 | Inverters | 1200 |  | 75 |  |  | 0.97 |  | Outdoor | Under Panels
NJSTRE1545381971 | NJSRRE1540292868 | Transition Incentive Program | Mt Laurel | 8054 | 13 | 115.5 | Commercial | Yes | Behind the Meter | Net-metered non-residential rooftop and canopy |  | None | SolareAmerica | PSE&G | Accepted | 2019-01-28 | 2019-02-06 | 2021-10-30 | CSUN | CSUN385 | Solar Panels |  | 0.385 | 300 | 216 | 10 |  | Fixed | Roof
NJSTRE1545381972 | NJSRRE1540262930 | Transition Incentive Program | Pennsville | 8070 | 16 | 116.28 | Commercial | No | Behind the Meter | Net-metered non-residential rooftop and canopy |  | None | DC Solar Integrators LLC | AC Electric | As-Built Incomplete - Review |  | 2019-01-23 |  | Axitec | AC-340M/156-72S | Solar Panels |  | 0.34 | 342 | 165 | 10 |  | Fixed | Roof
NJSTRE1545381972 | NJSRRE1540262930 | Transition Incentive Program | Pennsville | 8070 | 16 | 116.28 | Commercial | No | Behind the Meter | Net-metered non-residential rooftop and canopy |  | None | DC Solar Integrators LLC | AC Electric | As-Built Incomplete - Review |  | 2019-01-23 |  | Fronius | Symo 12.03 208 | Inverters | 12000 |  | 8 |  |  | 0.965 |  | Outdoor | roof
NJSTRE1545381974 | NJSRRE1540176160 | Transition Incentive Program | Piscataway | 8854 | 11 | 3.19 | Residential | No | Behind the Meter | Behind the Meter |  | PSEG | Maier Solar Engineering dba Solar Me | PSE&G | Eligible for TI Program | 2019-01-02 | 2019-01-04 |  | Hyundai | HiS-S290RG | Solar Panels |  | 0.29 | 11 | 175 | 36 |  | Fixed | Roof
NJSTRE1545381974 | NJSRRE1540176160 | Transition Incentive Program | Piscataway | 8854 | 11 | 3.19 | Residential | No | Behind the Meter | Behind the Meter |  | PSEG | Maier Solar Engineering dba Solar Me | PSE&G | Eligible for TI Program | 2019-01-02 | 2019-01-04 |  | Enphase | IQ7 | Inverters | 240 |  | 11 |  |  | 0.96 |  | Outside | roof
NJSTRE1545381974 | NJSRRE1540176160 | Transition Incentive Program | Piscataway | 8854 | 11 | 3.19 | Residential | No | Behind the Meter | Behind the Meter |  | PSEG | Maier Solar Engineering dba Solar Me | PSE&G | Eligible for TI Program | 2019-01-02 | 2019-01-04 |  | Enphase | Envoy | Meters |  |  | 1 |  |  |  | Yes | Outdoor
NJSTRE1545381975 | NJSRRE1540292768 | Transition Incentive Program | Sicklerville | 8081 | 14 | 115.5 | Commercial | Yes | Behind the Meter | Net-metered non-residential rooftop and canopy |  | None | SolareAmerica | AC Electric | Accepted | 2019-01-28 | 2019-02-06 | 2021-10-30 | APsystems | QS1200 | Inverters | 1200 |  | 75 |  |  | 0.97 |  | Outdoor | Under Panels
NJSTRE1545381975 | NJSRRE1540292768 | Transition Incentive Program | Sicklerville | 8081 | 14 | 115.5 | Commercial | Yes | Behind the Meter | Net-metered non-residential rooftop and canopy |  | None | SolareAmerica | AC Electric | Accepted | 2019-01-28 | 2019-02-06 | 2021-10-30 | CSUN | CSUN385 | Solar Panels |  | 0.385 | 300 | 216 | 10 |  | Fixed | Roof
NJSTRE1545381976 | NJSRRE1540292809 | Transition Incentive Program | Lindenwold | 8021 | 14 | 115.5 | Commercial | Yes | Behind the Meter | Net-metered non-residential rooftop and canopy |  | None | SolareAmerica | PSE&G | Accepted | 2019-01-28 | 2019-02-06 | 2021-10-30 | CSUN | CSUN385 | Solar Panels |  | 0.385 | 300 | 213 | 10 |  | Fixed | Roof
NJSTRE1545381976 | NJSRRE1540292809 | Transition Incentive Program | Lindenwold | 8021 | 14 | 115.5 | Commercial | Yes | Behind the Meter | Net-metered non-residential rooftop and canopy |  | None | SolareAmerica | PSE&G | Accepted | 2019-01-28 | 2019-02-06 | 2021-10-30 | APsystems | QS1200 | Inverters | 1200 |  | 75 |  |  | 0.97 |  | Outdoor | Under Panels
NJSTRE1545381979 | NJSRRE1540292793 | Transition Incentive Program | Sicklerville | 8081 | 14 | 115.5 | Commercial | Yes | Behind the Meter | Net-metered non-residential rooftop and canopy |  | None | SolareAmerica | AC Electric | Accepted | 2019-01-28 | 2019-02-06 | 2021-10-30 | CSUN | CSUN385 | Solar Panels |  | 0.385 | 300 | 215 | 10 |  | Fixed | Roof
NJSTRE1545381979 | NJSRRE1540292793 | Transition Incentive Program | Sicklerville | 8081 | 14 | 115.5 | Commercial | Yes | Behind the Meter | Net-metered non-residential rooftop and canopy |  | None | SolareAmerica | AC Electric | Accepted | 2019-01-28 | 2019-02-06 | 2021-10-30 | APsystems | QS1200 | Inverters | 1200 |  | 75 |  |  | 0.97 |  | Outdoor | Under Panels
NJSTRE1545381980 | NJSRRE1540204904 | Transition Incentive Program | Ocean Grove | 7756 | 17 | 6.12 | Residential | No | Behind the Meter | Net-metered residential rooftop and canopy |  | None | Apex Solar Power | JCP&L | Accepted | 2019-01-04 | 2019-01-08 | 2021-10-30 | SOLAREDGE | SE6000A-US | Inverters | 6 |  | 1 |  |  | 0.99 |  | Outdoor | w/meter
NJSTRE1545381980 | NJSRRE1540204904 | Transition Incentive Program | Ocean Grove | 7756 | 17 | 6.12 | Residential | No | Behind the Meter | Net-metered residential rooftop and canopy |  | None | Apex Solar Power | JCP&L | Accepted | 2019-01-04 | 2019-01-08 | 2021-10-30 | SOLARIA | POWERXT-360R-PD | Solar Panels |  | 0.36 | 17 | 100 | 10 |  | Fixed | Roof
NJSTRE1545381981 | NJSRRE1540251561 | Transition Incentive Program | Dunellen | 8812 | 11 | 11.78 | Residential | No | Behind the Meter | Behind the Meter |  | None | JEC Solar LLC | PSE&G | Eligible for TI Program | 2019-01-18 | 2019-02-04 |  | Bluesun | BSM310m-605BB | Solar Panels |  | 0.31 | 38 | 174 | 34 |  | Fixed | Roof
NJSTRE1545381981 | NJSRRE1540251561 | Transition Incentive Program | Dunellen | 8812 | 11 | 11.78 | Residential | No | Behind the Meter | Behind the Meter |  | None | JEC Solar LLC | PSE&G | Eligible for TI Program | 2019-01-18 | 2019-02-04 |  | Growatt | 6000 MTLP-US | Inverters | 6000 |  | 2 |  |  | 0.975 |  | Outdoor | Next to outside meter
NJSTRE1545381981 | NJSRRE1540251561 | Transition Incentive Program | Dunellen | 8812 | 11 | 11.78 | Residential | No | Behind the Meter | Behind the Meter |  | None | JEC Solar LLC | PSE&G | Eligible for TI Program | 2019-01-18 | 2019-02-04 |  | Aclara | I-210+c | Meters |  |  | 1 |  |  |  | No | Outdoor
NJSTRE1545381981 | NJSRRE1540251561 | Transition Incentive Program | Dunellen | 8812 | 11 | 11.78 | Residential | No | Behind the Meter | Behind the Meter |  | None | JEC Solar LLC | PSE&G | Eligible for TI Program | 2019-01-18 | 2019-02-04 |  | Hialeah Meter | 601 | Meters |  |  | 1 |  |  |  | Yes | Outdoor
NJSTRE1545381984 | NJSRRE1540292724 | Transition Incentive Program | Galloway | 8205 | 19 | 115.5 | Commercial | Yes | Behind the Meter | Net-metered non-residential rooftop and canopy |  | None | SolareAmerica | AC Electric | Accepted | 2019-01-28 | 2019-02-08 | 2021-10-30 | APsystems | Qs1200 | Inverters | 1200 |  | 75 |  |  | 0.97 |  | Outdoor | Under panels
NJSTRE1545381984 | NJSRRE1540292724 | Transition Incentive Program | Galloway | 8205 | 19 | 115.5 | Commercial | Yes | Behind the Meter | Net-metered non-residential rooftop and canopy |  | None | SolareAmerica | AC Electric | Accepted | 2019-01-28 | 2019-02-08 | 2021-10-30 | CSUN | CSUN385 | Solar Panels |  | 0.385 | 300 | 220 | 10 |  | Fixed | Roof
NJSTRE1545381985 | NJSRRE1540205385 | Transition Incentive Program | Franklinville | 8322 | 15 | 15.84 | Residential | No | Behind the Meter | Behind the Meter |  | None | DC Solar Integrators LLC | AC Electric | Eligible for TI Program | 2019-01-04 | 2019-01-14 | 2021-10-30 | Solar Edge | SE11400H-US | Inverters | 11400 |  | 1 |  |  | 0.98 |  | Outside | outside by meter
NJSTRE1545381985 | NJSRRE1540205385 | Transition Incentive Program | Franklinville | 8322 | 15 | 15.84 | Residential | No | Behind the Meter | Behind the Meter |  | None | DC Solar Integrators LLC | AC Electric | Eligible for TI Program | 2019-01-04 | 2019-01-14 | 2021-10-30 | Axitec | 8014 | Solar Panels |  | 0.36 | 44 | 160 | 20 |  | Fixed | Roof
NJSTRE1545381986 | NJSRRE1540292365 | Transition Incentive Program | Burlington | 8016 | 13 | 114.31 | Commercial | Yes | Behind the Meter | Net-metered non-residential rooftop and canopy |  | None | SolareAmerica | PSE&G | Accepted | 2019-01-28 | 2019-02-06 | 2021-10-30 | SolarEdge | SolarEdge 33.3 480 | Inverters | 3300 |  | 9 |  |  | 0.97 |  | Outdoor | Outdoor
NJSTRE1545381986 | NJSRRE1540292365 | Transition Incentive Program | Burlington | 8016 | 13 | 114.31 | Commercial | Yes | Behind the Meter | Net-metered non-residential rooftop and canopy |  | None | SolareAmerica | PSE&G | Accepted | 2019-01-28 | 2019-02-06 | 2021-10-30 | CSUN | CSUN355 | Solar Panels |  | 0.355 | 322 | 175 | 133 |  | Fixed | Ground
NJSTRE1545381988 | NJSRRE1540295950 | Transition Incentive Program | Cinnaminson | 8077 | 13 | 115.5 | Commercial | Yes | Behind the Meter | Net-metered non-residential rooftop and canopy |  | None | SolareAmerica | PSE&G | Accepted | 2019-01-29 | 2019-02-06 | 2021-10-30 | APsystems | QS1200 | Inverters | 1200 |  | 75 |  |  | 0.97 |  | Outdoor | Under Panels
NJSTRE1545381988 | NJSRRE1540295950 | Transition Incentive Program | Cinnaminson | 8077 | 13 | 115.5 | Commercial | Yes | Behind the Meter | Net-metered non-residential rooftop and canopy |  | None | SolareAmerica | PSE&G | Accepted | 2019-01-29 | 2019-02-06 | 2021-10-30 | CSUN | CSUN385 | Solar Panels |  | 0.385 | 300 | 324 | 10 |  | Fixed | Roof
NJSTRE1545381989 | NJSRRE1540295346 | Transition Incentive Program | Turnersville | 8012 | 14 | 115.5 | Commercial | Yes | Behind the Meter | Net-metered non-residential rooftop and canopy |  | None | SolareAmerica | PSE&G | Accepted | 2019-01-29 | 2019-02-06 | 2021-10-30 | APsystems | QS1200 | Inverters | 1200 |  | 75 |  |  | 0.97 |  | Outdoor | Under Panels
NJSTRE1545381989 | NJSRRE1540295346 | Transition Incentive Program | Turnersville | 8012 | 14 | 115.5 | Commercial | Yes | Behind the Meter | Net-metered non-residential rooftop and canopy |  | None | SolareAmerica | PSE&G | Accepted | 2019-01-29 | 2019-02-06 | 2021-10-30 | CSUN | CSUN385 | Solar Panels |  | 0.385 | 300 | 68 | 10 |  | Fixed | Roof
NJSTRE1545381990 | NJSRRE1540298021 | Transition Incentive Program | Lodi | 7644 | 7 | 115.5 | Commercial | Yes | Behind the Meter | Net-metered non-residential rooftop and canopy |  | None | SolareAmerica | PSE&G | Accepted | 2019-01-30 | 2019-02-06 | 2021-10-30 | APsystems | QS1200 | Inverters | 1200 |  | 75 |  |  | 0.97 |  | Outdoor | Under Panels
NJSTRE1545381990 | NJSRRE1540298021 | Transition Incentive Program | Lodi | 7644 | 7 | 115.5 | Commercial | Yes | Behind the Meter | Net-metered non-residential rooftop and canopy |  | None | SolareAmerica | PSE&G | Accepted | 2019-01-30 | 2019-02-06 | 2021-10-30 | CSUN | CSUN385 | Solar Panels |  | 0.385 | 300 | 309 | 10 |  | Fixed | Roof
NJSTRE1545381991 | NJSRRE1540295926 | Transition Incentive Program | Old Bridge | 8857 | 11 | 115.5 | Commercial | Yes | Behind the Meter | Net-metered non-residential rooftop and canopy |  | None | SolareAmerica | JCP&L | Accepted | 2019-01-29 | 2019-02-06 | 2021-10-30 | CSUN | CSUN385 | Solar Panels |  | 0.385 | 300 | 51 | 10 |  | Fixed | Roof
NJSTRE1545381991 | NJSRRE1540295926 | Transition Incentive Program | Old Bridge | 8857 | 11 | 115.5 | Commercial | Yes | Behind the Meter | Net-metered non-residential rooftop and canopy |  | None | SolareAmerica | JCP&L | Accepted | 2019-01-29 | 2019-02-06 | 2021-10-30 | APsystems | QS1200 | Inverters | 1200 |  | 75 |  |  | 0.97 |  | Outdoor | Under Panels
NJSTRE1545381994 | NJSRRE1540295710 | Transition Incentive Program | Cherry Hill | 8002 | 14 | 115.5 | Commercial | Yes | Behind the Meter | Net-metered non-residential rooftop and canopy |  | None | SolareAmerica | PSE&G | Accepted | 2019-01-29 | 2019-02-06 | 2021-10-30 | APsystems | QS1200 | Inverters | 1200 |  | 75 |  |  | 0.97 |  | Outdoor | Under Panels
NJSTRE1545381994 | NJSRRE1540295710 | Transition Incentive Program | Cherry Hill | 8002 | 14 | 115.5 | Commercial | Yes | Behind the Meter | Net-metered non-residential rooftop and canopy |  | None | SolareAmerica | PSE&G | Accepted | 2019-01-29 | 2019-02-06 | 2021-10-30 | CSUN | CSUN385 | Solar Panels |  | 0.385 | 300 | 173 | 10 |  | Fixed | Roof
NJSTRE1545381995 | NJSRRE1540296035 | Transition Incentive Program | Medford | 8055 | 13 | 115.5 | Commercial | Yes | Behind the Meter | Net-metered non-residential rooftop and canopy |  | None | SolareAmerica | PSE&G | Accepted | 2019-01-29 | 2019-02-06 | 2021-10-30 | APsystems | QS1200 | Inverters | 1200 |  | 75 |  |  | 0.97 |  | Outdoor | Under Panels
NJSTRE1545381995 | NJSRRE1540296035 | Transition Incentive Program | Medford | 8055 | 13 | 115.5 | Commercial | Yes | Behind the Meter | Net-metered non-residential rooftop and canopy |  | None | SolareAmerica | PSE&G | Accepted | 2019-01-29 | 2019-02-06 | 2021-10-30 | CSUN | CSUN385 | Solar Panels |  | 0.385 | 300 | 197 | 10 |  | Fixed | Roof
NJSTRE1545381997 | NJSRRE1540297997 | Transition Incentive Program | Rio Grande | 8242 | 21 | 115.5 | Commercial | Yes | Behind the Meter | Net-metered non-residential rooftop and canopy |  | None | SolareAmerica | AC Electric | Accepted | 2019-01-30 | 2019-02-06 | 2021-10-30 | CSUN | CSUN385 | Solar Panels |  | 0.385 | 300 | 219 | 10 |  | Fixed | Roof
NJSTRE1545381997 | NJSRRE1540297997 | Transition Incentive Program | Rio Grande | 8242 | 21 | 115.5 | Commercial | Yes | Behind the Meter | Net-metered non-residential rooftop and canopy |  | None | SolareAmerica | AC Electric | Accepted | 2019-01-30 | 2019-02-06 | 2021-10-30 | APsystems | QS1200 | Inverters | 1200 |  | 75 |  |  | 0.97 |  | Outdoor | Under Panels
NJSTRE1545381998 | NJSRRE1540295326 | Transition Incentive Program | Bridgeton | 8302 | 20 | 115.5 | Commercial | Yes | Behind the Meter | Net-metered non-residential rooftop and canopy |  | None | SolareAmerica | AC Electric | Accepted | 2019-01-29 | 2019-02-06 | 2021-10-30 | APsystems | QS1200 | Inverters | 1200 |  | 75 |  |  | 0.97 |  | Outdoor | Under Panels
NJSTRE1545381998 | NJSRRE1540295326 | Transition Incentive Program | Bridgeton | 8302 | 20 | 115.5 | Commercial | Yes | Behind the Meter | Net-metered non-residential rooftop and canopy |  | None | SolareAmerica | AC Electric | Accepted | 2019-01-29 | 2019-02-06 | 2021-10-30 | CSUN | CSUN385 | Solar Panels |  | 0.385 | 300 | 68 | 10 |  | Fixed | Roof
NJSTRE1545382000 | NJSRRE1540295716 | Transition Incentive Program | Pleasantville | 8232 | 19 | 115.5 | Commercial | Yes | Behind the Meter | Net-metered non-residential rooftop and canopy |  | None | SolareAmerica | AC Electric | Accepted | 2019-01-29 | 2019-02-06 | 2021-10-30 | CSUN | CSUN385 | Solar Panels |  | 0.385 | 300 | 26 | 10 |  | Fixed | Roof
NJSTRE1545382000 | NJSRRE1540295716 | Transition Incentive Program | Pleasantville | 8232 | 19 | 115.5 | Commercial | Yes | Behind the Meter | Net-metered non-residential rooftop and canopy |  | None | SolareAmerica | AC Electric | Accepted | 2019-01-29 | 2019-02-06 | 2021-10-30 | APsystems | QS1200 | Inverters | 1200 |  | 75 |  |  | 0.97 |  | Outdoor | Under Panels
NJSTRE1545382002 | NJSRRE1540296032 | Transition Incentive Program | Lumberton | 8048 | 13 | 115.5 | Commercial | Yes | Behind the Meter | Net-metered non-residential rooftop and canopy |  | None | SolareAmerica | PSE&G | Accepted | 2019-01-29 | 2019-02-06 | 2021-10-30 | APsystems | QS1200 | Inverters | 1200 |  | 75 |  |  | 0.97 |  | Outdoor | Under Panels
NJSTRE1545382002 | NJSRRE1540296032 | Transition Incentive Program | Lumberton | 8048 | 13 | 115.5 | Commercial | Yes | Behind the Meter | Net-metered non-residential rooftop and canopy |  | None | SolareAmerica | PSE&G | Accepted | 2019-01-29 | 2019-02-06 | 2021-10-30 | CSUN | CSUN385 | Solar Panels |  | 0.385 | 300 | 356 | 10 |  | Fixed | Roof
NJSTRE1545382003 |  | Transition Incentive Program | Bergenfield | 7621 | 7 | 4.55 | Residential | Yes | Behind the Meter | Net-metered residential rooftop and canopy |  | None | Vivint Solar Developer, LLC | PSE&G | Accepted | 2020-08-06 | 2020-08-07 | 2021-10-30 | SOLAREDGE | SE7600H-US | Inverters | 7600 |  | 1 |  |  | 0.992 |  | Outdoor | Near the Utility Meter
NJSTRE1545382003 |  | Transition Incentive Program | Bergenfield | 7621 | 7 | 4.55 | Residential | Yes | Behind the Meter | Net-metered residential rooftop and canopy |  | None | Vivint Solar Developer, LLC | PSE&G | Accepted | 2020-08-06 | 2020-08-07 | 2021-10-30 | JINKO SOLAR | JKM325M-60HBL | Solar Panels |  | 0.325 | 14 | 358 | 31 |  | Fixed | Roof
NJSTRE1545382004 | NJSRRE1540298037 | Transition Incentive Program | Burlington | 8016 | 13 | 115.5 | Commercial | Yes | Behind the Meter | Net-metered non-residential rooftop and canopy |  | None | SolareAmerica | PSE&G | Accepted | 2019-01-30 | 2019-02-07 | 2021-10-30 | CSUN | CSUN385 | Solar Panels |  | 0.385 | 300 | 332 | 10 |  | Fixed | Roof
NJSTRE1545382004 | NJSRRE1540298037 | Transition Incentive Program | Burlington | 8016 | 13 | 115.5 | Commercial | Yes | Behind the Meter | Net-metered non-residential rooftop and canopy |  | None | SolareAmerica | PSE&G | Accepted | 2019-01-30 | 2019-02-07 | 2021-10-30 | APsystems | QS1200 | Inverters | 1200 |  | 75 |  |  | 0.97 |  | Outdoor | Under Panels
NJSTRE1545382005 | NJSRRE1540295729 | Transition Incentive Program | Burlington | 8016 | 13 | 115.5 | Commercial | Yes | Behind the Meter | Net-metered non-residential rooftop and canopy |  | None | SolareAmerica | PSE&G | Accepted | 2019-01-29 | 2019-02-06 | 2021-10-30 | APsystems | QS1200 | Inverters | 1200 |  | 75 |  |  | 0.97 |  | Outdoor | Under Panels
NJSTRE1545382005 | NJSRRE1540295729 | Transition Incentive Program | Burlington | 8016 | 13 | 115.5 | Commercial | Yes | Behind the Meter | Net-metered non-residential rooftop and canopy |  | None | SolareAmerica | PSE&G | Accepted | 2019-01-29 | 2019-02-06 | 2021-10-30 | CSUN | CSUN385 | Solar Panels |  | 0.385 | 300 | 248 | 10 |  | Fixed | Roof
NJSTRE1545382006 | NJSRRE1540295984 | Transition Incentive Program | Edison | 8837 | 11 | 115.5 | Commercial | Yes | Behind the Meter | Net-metered non-residential rooftop and canopy |  | None | SolareAmerica | AC Electric | Accepted | 2019-01-29 | 2019-02-06 | 2021-10-30 | APsystems | QS1200 | Inverters | 1200 |  | 75 |  |  | 0.97 |  | Outdoor | Under Panels
NJSTRE1545382006 | NJSRRE1540295984 | Transition Incentive Program | Edison | 8837 | 11 | 115.5 | Commercial | Yes | Behind the Meter | Net-metered non-residential rooftop and canopy |  | None | SolareAmerica | AC Electric | Accepted | 2019-01-29 | 2019-02-06 | 2021-10-30 | CSUN | CSUN385 | Solar Panels |  | 0.385 | 300 | 320 | 10 |  | Fixed | Roof
NJSTRE1545382008 | NJSRRE1540295879 | Transition Incentive Program | Garfield | 7026 | 7 | 115.5 | Commercial | Yes | Behind the Meter | Net-metered non-residential rooftop and canopy |  | None | SolareAmerica | PSE&G | Accepted | 2019-01-29 | 2019-02-06 | 2021-10-30 | APsystems | QS1200 | Inverters | 1200 |  | 75 |  |  | 0.97 |  | Outdoor | Under Panels
NJSTRE1545382008 | NJSRRE1540295879 | Transition Incentive Program | Garfield | 7026 | 7 | 115.5 | Commercial | Yes | Behind the Meter | Net-metered non-residential rooftop and canopy |  | None | SolareAmerica | PSE&G | Accepted | 2019-01-29 | 2019-02-06 | 2021-10-30 | CSUN | CSUN385 | Solar Panels |  | 0.385 | 300 | 252 | 10 |  | Fixed | Roof
NJSTRE1545382010 | NJSRRE1540295294 | Transition Incentive Program | Brick Town | 8723 | 18 | 115.5 | Commercial | Yes | Behind the Meter | Net-metered non-residential rooftop and canopy |  | None | SolareAmerica | JCP&L | Accepted | 2019-01-29 | 2019-02-06 | 2021-10-30 | APsystems | QS1200 | Inverters | 1200 |  | 75 |  |  | 0.97 |  | Outdoor | Under Panels
NJSTRE1545382010 | NJSRRE1540295294 | Transition Incentive Program | Brick Town | 8723 | 18 | 115.5 | Commercial | Yes | Behind the Meter | Net-metered non-residential rooftop and canopy |  | None | SolareAmerica | JCP&L | Accepted | 2019-01-29 | 2019-02-06 | 2021-10-30 | CSUN | CSUN385 | Solar Panels |  | 0.385 | 300 | 95 | 10 |  | Fixed | Roof
NJSTRE1545382011 | NJSRRE1540295977 | Transition Incentive Program | Toms RIver | 8754 | 18 | 115.5 | Commercial | Yes | Behind the Meter | Net-metered non-residential rooftop and canopy |  | None | SolareAmerica | JCP&L | Accepted | 2019-01-29 | 2019-02-06 | 2021-10-30 | APsystems | QS1200 | Inverters | 1200 |  | 75 |  |  | 0.97 |  | Outdoor | Under Panels
NJSTRE1545382011 | NJSRRE1540295977 | Transition Incentive Program | Toms RIver | 8754 | 18 | 115.5 | Commercial | Yes | Behind the Meter | Net-metered non-residential rooftop and canopy |  | None | SolareAmerica | JCP&L | Accepted | 2019-01-29 | 2019-02-06 | 2021-10-30 | CSUN | CSUN385 | Solar Panels |  | 0.385 | 300 | 10 | 10 |  | Fixed | Roof
NJSTRE1545382012 | NJSRRE1540292934 | Transition Incentive Program | Cape May | 8204 | 21 | 115.5 | Commercial | Yes | Behind the Meter | Net-metered non-residential rooftop and canopy |  | None | SolareAmerica | AC Electric | Accepted | 2019-01-28 | 2019-02-06 | 2021-10-30 | APsystems | QS1200 | Inverters | 1200 |  | 75 |  |  | 0.97 |  | Outdoor | Under Panels
NJSTRE1545382012 | NJSRRE1540292934 | Transition Incentive Program | Cape May | 8204 | 21 | 115.5 | Commercial | Yes | Behind the Meter | Net-metered non-residential rooftop and canopy |  | None | SolareAmerica | AC Electric | Accepted | 2019-01-28 | 2019-02-06 | 2021-10-30 | CSUN | CSUN385 | Solar Panels |  | 0.385 | 300 | 290 | 10 |  | Fixed | Roof
NJSTRE1545382013 | NJSRRE1540295753 | Transition Incentive Program | Bayville | 8721 | 18 | 115.5 | Commercial | Yes | Behind the Meter | Net-metered non-residential rooftop and canopy |  | None | SolareAmerica | AC Electric | Accepted | 2019-01-29 | 2019-02-06 | 2021-10-30 | CSUN | CSUN385 | Solar Panels |  | 0.385 | 300 | 30 | 10 |  | Fixed | Roof
NJSTRE1545382013 | NJSRRE1540295753 | Transition Incentive Program | Bayville | 8721 | 18 | 115.5 | Commercial | Yes | Behind the Meter | Net-metered non-residential rooftop and canopy |  | None | SolareAmerica | AC Electric | Accepted | 2019-01-29 | 2019-02-06 | 2021-10-30 | APsystems | QS1200 | Inverters | 1200 |  | 75 |  |  | 0.97 |  | Outdoor | Under Panels
NJSTRE1545382014 | NJSRRE1540295923 | Transition Incentive Program | Ocean View | 8230 | 21 | 115.5 | Commercial | Yes | Behind the Meter | Net-metered non-residential rooftop and canopy |  | None | SolareAmerica | AC Electric | Accepted | 2019-01-29 | 2019-02-06 | 2021-10-30 | APsystems | QS1200 | Inverters | 1200 |  | 75 |  |  | 0.97 |  | Outdoor | Under Panels
NJSTRE1545382014 | NJSRRE1540295923 | Transition Incentive Program | Ocean View | 8230 | 21 | 115.5 | Commercial | Yes | Behind the Meter | Net-metered non-residential rooftop and canopy |  | None | SolareAmerica | AC Electric | Accepted | 2019-01-29 | 2019-02-06 | 2021-10-30 | CSUN | CSUN385 | Solar Panels |  | 0.385 | 300 | 323 | 10 |  | Fixed | Roof
NJSTRE1545382015 | NJSRRE1540296009 | Transition Incentive Program | Mays Landing | 8330 | 19 | 115.5 | Commercial | Yes | Behind the Meter | Net-metered non-residential rooftop and canopy |  | None | SolareAmerica | AC Electric | Accepted | 2019-01-29 | 2019-02-06 | 2021-10-30 | APsystems | QS1200 | Inverters | 1200 |  | 75 |  |  | 0.97 |  | Outdoor | Under Panels
NJSTRE1545382015 | NJSRRE1540296009 | Transition Incentive Program | Mays Landing | 8330 | 19 | 115.5 | Commercial | Yes | Behind the Meter | Net-metered non-residential rooftop and canopy |  | None | SolareAmerica | AC Electric | Accepted | 2019-01-29 | 2019-02-06 | 2021-10-30 | CSUN | CSUN385 | Solar Panels |  | 0.385 | 300 | 73 | 10 |  | Fixed | Roof
NJSTRE1545382016 | NJSRRE1540295372 | Transition Incentive Program | Runnemede | 8078 | 14 | 115.5 | Commercial | Yes | Behind the Meter | Net-metered non-residential rooftop and canopy |  | None | SolareAmerica | PSE&G | Accepted | 2019-01-29 | 2019-02-06 | 2021-10-30 | APsystems | QS1200 | Inverters | 1200 |  | 75 |  |  | 0.97 |  | Outdoor | Under Panels
NJSTRE1545382016 | NJSRRE1540295372 | Transition Incentive Program | Runnemede | 8078 | 14 | 115.5 | Commercial | Yes | Behind the Meter | Net-metered non-residential rooftop and canopy |  | None | SolareAmerica | PSE&G | Accepted | 2019-01-29 | 2019-02-06 | 2021-10-30 | CSUN | CSUN385 | Solar Panels |  | 0.385 | 300 | 77 | 10 |  | Fixed | Roof
NJSTRE1545382019 | NJSRRE1540296001 | Transition Incentive Program | Egg Harbor | 8215 | 19 | 115.5 | Commercial | Yes | Behind the Meter | Net-metered non-residential rooftop and canopy |  | None | SolareAmerica | AC Electric | Accepted | 2019-01-29 | 2019-02-07 | 2021-10-30 | APsystems | QS1200 | Inverters | 1200 |  | 75 |  |  | 0.97 |  | Outdoor | Under Panels
NJSTRE1545382019 | NJSRRE1540296001 | Transition Incentive Program | Egg Harbor | 8215 | 19 | 115.5 | Commercial | Yes | Behind the Meter | Net-metered non-residential rooftop and canopy |  | None | SolareAmerica | AC Electric | Accepted | 2019-01-29 | 2019-02-07 | 2021-10-30 | CSUN | CSUN385 | Solar Panels |  | 0.385 | 300 | 245 | 10 |  | Fixed | Roof
NJSTRE1545382020 | NJSRRE1540295704 | Transition Incentive Program | Logan Township | 8085 | 15 | 115.5 | Commercial | Yes | Behind the Meter | Net-metered non-residential rooftop and canopy |  | None | SolareAmerica | AC Electric | Accepted | 2019-01-29 | 2019-02-06 | 2021-10-30 | APsystems | QS1200 | Inverters | 1200 |  | 75 |  |  | 0.97 |  | Outdoor | Under Panels
NJSTRE1545382020 | NJSRRE1540295704 | Transition Incentive Program | Logan Township | 8085 | 15 | 115.5 | Commercial | Yes | Behind the Meter | Net-metered non-residential rooftop and canopy |  | None | SolareAmerica | AC Electric | Accepted | 2019-01-29 | 2019-02-06 | 2021-10-30 | CSUN | CSUN385 | Solar Panels |  | 0.385 | 300 | 86 | 10 |  | Fixed | Roof
NJSTRE1545382021 | NJSRRE1540295853 | Transition Incentive Program | Malaga | 8328 | 15 | 115.5 | Commercial | Yes | Behind the Meter | Net-metered non-residential rooftop and canopy |  | None | SolareAmerica | AC Electric | Accepted | 2019-01-29 | 2019-02-06 | 2021-10-30 | APsystems | QS1200 | Inverters | 1200 |  | 75 |  |  | 0.97 |  | Outdoor | Under Panels
NJSTRE1545382021 | NJSRRE1540295853 | Transition Incentive Program | Malaga | 8328 | 15 | 115.5 | Commercial | Yes | Behind the Meter | Net-metered non-residential rooftop and canopy |  | None | SolareAmerica | AC Electric | Accepted | 2019-01-29 | 2019-02-06 | 2021-10-30 | CSUN | CSUN385 | Solar Panels |  | 0.385 | 300 | 253 | 10 |  | Fixed | Roof
NJSTRE1545382022 | NJSRRE1540304885 | Transition Incentive Program | Hackensack | 7601 | 7 | 108.19 | Commercial | Yes | Behind the Meter | Net-metered non-residential rooftop and canopy |  | None | SolareAmerica | PSE&G | Accepted | 2019-01-31 | 2019-02-08 | 2021-10-30 | APsystems | QS1200 | Inverters | 1200 |  | 49 |  |  | 0.97 |  | Outdoor | Under Panels
NJSTRE1545382022 | NJSRRE1540304885 | Transition Incentive Program | Hackensack | 7601 | 7 | 108.19 | Commercial | Yes | Behind the Meter | Net-metered non-residential rooftop and canopy |  | None | SolareAmerica | PSE&G | Accepted | 2019-01-31 | 2019-02-08 | 2021-10-30 | CSUN | CSUN385 | Solar Panels |  | 0.385 | 281 | 82 | 10 |  | Fixed | Roof
NJSTRE1545382023 | NJSRRE1540378570 | Transition Incentive Program | Marlton | 8053 | 13 | 64.24 | Commercial | No | Behind the Meter | Net-metered non-residential rooftop and canopy |  | None | Dynamic Energy Solutions, LLC | PSE&G | Accepted | 2019-02-22 | 2019-02-25 | 2021-10-30 | Chint Power Systems | CPS-SCA36KTL | Inverters | 36000 |  | 11 |  |  | 0.985 |  | Outdoor | N/A
NJSTRE1545382023 | NJSRRE1540378570 | Transition Incentive Program | Marlton | 8053 | 13 | 64.24 | Commercial | No | Behind the Meter | Net-metered non-residential rooftop and canopy |  | None | Dynamic Energy Solutions, LLC | PSE&G | Accepted | 2019-02-22 | 2019-02-25 | 2021-10-30 | JINKO | JINKO 365W | Solar Panels |  | 0.365 | 176 | 151.4 | 10 |  | Fixed | Roof
NJSTRE1545382024 | NJSRRE1540303463 | Transition Incentive Program | Somerset | 8873 | 5 | 115.5 | Commercial | Yes | Behind the Meter | Net-metered non-residential rooftop and canopy |  | None | SolareAmerica | PSE&G | Accepted | 2019-01-31 | 2019-02-08 | 2021-10-30 | APsystems | QS1200 | Inverters | 1200 |  | 49 |  |  | 0.97 |  | Outdoor | Under Panels
NJSTRE1545382024 | NJSRRE1540303463 | Transition Incentive Program | Somerset | 8873 | 5 | 115.5 | Commercial | Yes | Behind the Meter | Net-metered non-residential rooftop and canopy |  | None | SolareAmerica | PSE&G | Accepted | 2019-01-31 | 2019-02-08 | 2021-10-30 | CSUN | CSUN385 | Solar Panels |  | 0.385 | 300 | 143 | 10 |  | Fixed | Roof
NJSTRE1545382025 | NJSRRE1540305123 | Transition Incentive Program | Hamilton | 8691 | 12 | 108.19 | Commercial | Yes | Behind the Meter | Net-metered non-residential rooftop and canopy |  | None | SolareAmerica | PSE&G | Accepted | 2019-01-31 | 2019-02-07 | 2021-10-30 | APsystems | QS1200 | Inverters | 1200 |  | 49 |  |  | 0.97 |  | Outdoor | Under Panels
NJSTRE1545382025 | NJSRRE1540305123 | Transition Incentive Program | Hamilton | 8691 | 12 | 108.19 | Commercial | Yes | Behind the Meter | Net-metered non-residential rooftop and canopy |  | None | SolareAmerica | PSE&G | Accepted | 2019-01-31 | 2019-02-07 | 2021-10-30 | CSUN | CSUN385 | Solar Panels |  | 0.385 | 281 | 338 | 10 |  | Fixed | Roof
NJSTRE1545382026 | NJSRRE1540298071 | Transition Incentive Program | Galloway | 8205 | 19 | 115.5 | Commercial | Yes | Behind the Meter | Net-metered non-residential rooftop and canopy |  | None | SolareAmerica | AC Electric | Accepted | 2019-01-30 | 2019-02-06 | 2021-10-30 | APsystems | QS1200 | Inverters | 1200 |  | 75 |  |  | 0.97 |  | Outdoor | Under Panels
NJSTRE1545382026 | NJSRRE1540298071 | Transition Incentive Program | Galloway | 8205 | 19 | 115.5 | Commercial | Yes | Behind the Meter | Net-metered non-residential rooftop and canopy |  | None | SolareAmerica | AC Electric | Accepted | 2019-01-30 | 2019-02-06 | 2021-10-30 | CSUN | CSUN385 | Solar Panels |  | 0.385 | 300 | 215 | 10 |  | Fixed | Roof
NJSTRE1545382029 | NJSRRE1540301203 | Transition Incentive Program | Villas | 8251 | 21 | 115.5 | Commercial | Yes | Behind the Meter | Net-metered non-residential rooftop and canopy |  | None | SolareAmerica | AC Electric | Accepted | 2019-01-30 | 2019-02-07 | 2021-10-30 | APsystems | QS1200 | Inverters | 1200 |  | 49 |  |  | 0.97 |  | Outdoor | Under Panels
NJSTRE1545382029 | NJSRRE1540301203 | Transition Incentive Program | Villas | 8251 | 21 | 115.5 | Commercial | Yes | Behind the Meter | Net-metered non-residential rooftop and canopy |  | None | SolareAmerica | AC Electric | Accepted | 2019-01-30 | 2019-02-07 | 2021-10-30 | CSUN | CSUN385 | Solar Panels |  | 0.385 | 300 | 116 | 10 |  | Fixed | Roof
NJSTRE1545382030 | NJSRRE1540303496 | Transition Incentive Program | Tinton Falls | 7712 | 17 | 115.5 | Commercial | Yes | Behind the Meter | Net-metered non-residential rooftop and canopy |  | None | SolareAmerica | JCP&L | Accepted | 2019-01-31 | 2019-02-08 | 2021-10-30 | APsystems | QS1200 | Inverters | 1200 |  | 49 |  |  | 0.97 |  | Outdoor | Under Panels
NJSTRE1545382030 | NJSRRE1540303496 | Transition Incentive Program | Tinton Falls | 7712 | 17 | 115.5 | Commercial | Yes | Behind the Meter | Net-metered non-residential rooftop and canopy |  | None | SolareAmerica | JCP&L | Accepted | 2019-01-31 | 2019-02-08 | 2021-10-30 | CSUN | CSUN385 | Solar Panels |  | 0.385 | 300 | 106 | 10 |  | Fixed | Roof
NJSTRE1545382031 | NJSRRE1540301142 | Transition Incentive Program | Marmora | 8233 |  | 115.5 | Commercial | Yes | Behind the Meter | Net-metered non-residential rooftop and canopy |  | None | SolareAmerica | AC Electric | Accepted | 2019-01-30 | 2019-02-07 | 2021-10-30 | APsystems | QS1200 | Inverters | 1200 |  | 49 |  |  | 0.97 |  | Outdoor | Under Panels
NJSTRE1545382031 | NJSRRE1540301142 | Transition Incentive Program | Marmora | 8233 |  | 115.5 | Commercial | Yes | Behind the Meter | Net-metered non-residential rooftop and canopy |  | None | SolareAmerica | AC Electric | Accepted | 2019-01-30 | 2019-02-07 | 2021-10-30 | CSUN | CSUN385 | Solar Panels |  | 0.385 | 300 | 220 | 10 |  | Fixed | Roof
NJSTRE1545382032 | NJSRRE1540304755 | Transition Incentive Program | Glassboro | 8028 | 15 | 115.5 | Commercial | Yes | Behind the Meter | Net-metered non-residential rooftop and canopy |  | None | SolareAmerica | AC Electric | Accepted | 2019-01-31 | 2019-02-08 | 2021-10-30 | APsystems | QS1200 | Inverters | 1200 |  | 49 |  |  | 0.97 |  | Outdoor | Under Panels
NJSTRE1545382032 | NJSRRE1540304755 | Transition Incentive Program | Glassboro | 8028 | 15 | 115.5 | Commercial | Yes | Behind the Meter | Net-metered non-residential rooftop and canopy |  | None | SolareAmerica | AC Electric | Accepted | 2019-01-31 | 2019-02-08 | 2021-10-30 | CSUN | CSUN385 | Solar Panels |  | 0.385 | 300 | 251 | 10 |  | Fixed | Roof
NJSTRE1545382033 | NJSRRE1540305228 | Transition Incentive Program | Dorchester | 8316 | 20 | 108.19 | Commercial | Yes | Behind the Meter | Net-metered non-residential rooftop and canopy |  | None | SolareAmerica | AC Electric | Accepted | 2019-01-31 | 2019-02-11 | 2021-10-30 | APsystems | QS1200 | Inverters | 1200 |  | 42 |  |  | 0.97 |  | Outdoor | Under Panels
NJSTRE1545382033 | NJSRRE1540305228 | Transition Incentive Program | Dorchester | 8316 | 20 | 108.19 | Commercial | Yes | Behind the Meter | Net-metered non-residential rooftop and canopy |  | None | SolareAmerica | AC Electric | Accepted | 2019-01-31 | 2019-02-11 | 2021-10-30 | CSUN | CSUN385 | Solar Panels |  | 0.385 | 281 | 161 | 10 |  | Fixed | Roof
NJSTRE1545382035 | NJSRRE1540304863 | Transition Incentive Program | Old Bridge | 8857 | 11 | 108.19 | Commercial | Yes | Behind the Meter | Net-metered non-residential rooftop and canopy |  | None | SolareAmerica | JCP&L | Accepted | 2019-01-31 | 2019-02-08 | 2021-10-30 | APsystems | QS1200 | Inverters | 1200 |  | 42 |  |  | 0.97 |  | Outdoor | Under Panels
NJSTRE1545382035 | NJSRRE1540304863 | Transition Incentive Program | Old Bridge | 8857 | 11 | 108.19 | Commercial | Yes | Behind the Meter | Net-metered non-residential rooftop and canopy |  | None | SolareAmerica | JCP&L | Accepted | 2019-01-31 | 2019-02-08 | 2021-10-30 | CSUN | CSUN385 | Solar Panels |  | 0.385 | 281 | 82 | 10 |  | Fixed | Roof
NJSTRE1545382036 | NJSRRE1540305147 | Transition Incentive Program | Maplewood | 7040 | 9 | 108.19 | Commercial | Yes | Behind the Meter | Net-metered non-residential rooftop and canopy |  | None | SolareAmerica | PSE&G | Accepted | 2019-01-31 | 2019-02-08 | 2021-10-30 | APsystems | QS1200 | Inverters | 1200 |  | 42 |  |  | 0.97 |  | Outdoor | Under Panels
NJSTRE1545382036 | NJSRRE1540305147 | Transition Incentive Program | Maplewood | 7040 | 9 | 108.19 | Commercial | Yes | Behind the Meter | Net-metered non-residential rooftop and canopy |  | None | SolareAmerica | PSE&G | Accepted | 2019-01-31 | 2019-02-08 | 2021-10-30 | CSUN | CSUN385 | Solar Panels |  | 0.385 | 281 | 348 | 10 |  | Fixed | Roof
NJSTRE1545382037 | NJSRRE1540301103 | Transition Incentive Program | Manahawkin | 8050 | 18 | 115.5 | Commercial | Yes | Behind the Meter | Net-metered non-residential rooftop and canopy |  | None | SolareAmerica | JCP&L | Accepted | 2019-01-30 | 2019-02-07 | 2021-10-30 | APsystems | QS1200 | Inverters | 1200 |  | 75 |  |  | 0.97 |  | Outdoor | Under Panels
NJSTRE1545382037 | NJSRRE1540301103 | Transition Incentive Program | Manahawkin | 8050 | 18 | 115.5 | Commercial | Yes | Behind the Meter | Net-metered non-residential rooftop and canopy |  | None | SolareAmerica | JCP&L | Accepted | 2019-01-30 | 2019-02-07 | 2021-10-30 | CSUN | CSUN385 | Solar Panels |  | 0.385 | 300 | 157 | 10 |  | Fixed | Roof
NJSTRE1545382038 | NJSRRE1540369868 | Transition Incentive Program | Old Bridge | 8859 | 11 | 285.07 | Commercial | No | Behind the Meter | Net-metered non-residential rooftop and canopy |  | None | Dynamic Energy Solutions, LLC | JCP&L | Accepted | 2019-02-22 | 2019-02-25 | 2021-10-30 | Chint Power Systems | CPS-SCA36KTL | Inverters | 36000 |  | 10 |  |  | 0.985 |  | Outdoor | N/A
NJSTRE1545382038 | NJSRRE1540369868 | Transition Incentive Program | Old Bridge | 8859 | 11 | 285.07 | Commercial | No | Behind the Meter | Net-metered non-residential rooftop and canopy |  | None | Dynamic Energy Solutions, LLC | JCP&L | Accepted | 2019-02-22 | 2019-02-25 | 2021-10-30 | JINKO | JINKO 365W | Solar Panels |  | 0.365 | 781 | 147.48 | 10 |  | Fixed | Roof
NJSTRE1545382039 | NJSRRE1540345101 | Transition Incentive Program | Brick | 8724 | 18 | 58.04 | Commercial | No | Behind the Meter | Net-metered non-residential rooftop and canopy |  | None | Dynamic Energy Solutions, LLC | JCP&L | Accepted | 2019-02-22 | 2019-02-25 | 2021-10-30 | CHINT POWER SYSTEMS | CPS-SCA36KTL | Inverters | 36000 |  | 2 |  |  | 0.985 |  | Outdoor | N/A
NJSTRE1545382039 | NJSRRE1540345101 | Transition Incentive Program | Brick | 8724 | 18 | 58.04 | Commercial | No | Behind the Meter | Net-metered non-residential rooftop and canopy |  | None | Dynamic Energy Solutions, LLC | JCP&L | Accepted | 2019-02-22 | 2019-02-25 | 2021-10-30 | JINKO | JINKO 365W | Solar Panels |  | 0.365 | 159 | 153.64 | 10 |  | Fixed | Roof
NJSTRE1545382041 | NJSRRE1540301298 | Transition Incentive Program | Woodstown | 8098 | 16 | 115.5 | Commercial | Yes | Behind the Meter | Net-metered non-residential rooftop and canopy |  | None | SolareAmerica | AC Electric | Accepted | 2019-01-30 | 2019-02-07 | 2021-10-30 | APsystems | QS1200 | Inverters | 1200 |  | 75 |  |  | 0.97 |  | Outdoor | Under Panels
NJSTRE1545382041 | NJSRRE1540301298 | Transition Incentive Program | Woodstown | 8098 | 16 | 115.5 | Commercial | Yes | Behind the Meter | Net-metered non-residential rooftop and canopy |  | None | SolareAmerica | AC Electric | Accepted | 2019-01-30 | 2019-02-07 | 2021-10-30 | CSUN | CSUN385 | Solar Panels |  | 0.385 | 300 | 314 | 10 |  | Fixed | Roof
NJSTRE1545382042 | NJSRRE1540301239 | Transition Incentive Program | Toms RIver | 8753 | 18 | 115.5 | Commercial | Yes | Behind the Meter | Net-metered non-residential rooftop and canopy |  | None | SolareAmerica | JCP&L | Accepted | 2019-01-30 | 2019-02-08 | 2021-10-30 | APsystems | QS1200 | Inverters | 1200 |  | 75 |  |  | 0.97 |  | Outdoor | Under Panels
NJSTRE1545382042 | NJSRRE1540301239 | Transition Incentive Program | Toms RIver | 8753 | 18 | 115.5 | Commercial | Yes | Behind the Meter | Net-metered non-residential rooftop and canopy |  | None | SolareAmerica | JCP&L | Accepted | 2019-01-30 | 2019-02-08 | 2021-10-30 | CSUN | CSUN385 | Solar Panels |  | 0.385 | 300 | 278 | 10 |  | Fixed | Roof
NJSTRE1545382043 | NJSRRE1540369829 | Transition Incentive Program | Mt. Laurel | 8054 | 13 | 159.14 | Commercial | No | Behind the Meter | Net-metered non-residential rooftop and canopy |  | None | Dynamic Energy Solutions, LLC | PSE&G | Accepted | 2019-02-22 | 2019-02-25 | 2021-10-30 | Chint Power Systems | CPS-SCA36KTL | Inverters | 36000 |  | 6 |  |  | 0.985 |  | Outdoor | N/A
NJSTRE1545382043 | NJSRRE1540369829 | Transition Incentive Program | Mt. Laurel | 8054 | 13 | 159.14 | Commercial | No | Behind the Meter | Net-metered non-residential rooftop and canopy |  | None | Dynamic Energy Solutions, LLC | PSE&G | Accepted | 2019-02-22 | 2019-02-25 | 2021-10-30 | JINKO | JINKO 365W | Solar Panels |  | 0.365 | 436 | 155.52 | 10 |  | Fixed | Roof
NJSTRE1545382044 | NJSRRE1540304846 | Transition Incentive Program | Toms River | 8753 | 18 | 115.5 | Commercial | Yes | Behind the Meter | Net-metered non-residential rooftop and canopy |  | None | SolareAmerica | JCP&L | Accepted | 2019-01-31 | 2019-02-07 | 2021-10-30 | APsystems | QS1200 | Inverters | 1200 |  | 49 |  |  | 0.97 |  | Outdoor | Under Panels
NJSTRE1545382044 | NJSRRE1540304846 | Transition Incentive Program | Toms River | 8753 | 18 | 115.5 | Commercial | Yes | Behind the Meter | Net-metered non-residential rooftop and canopy |  | None | SolareAmerica | JCP&L | Accepted | 2019-01-31 | 2019-02-07 | 2021-10-30 | CSUN | CSUN385 | Solar Panels |  | 0.385 | 300 | 69 | 10 |  | Fixed | Roof
NJSTRE1545382046 | NJSRRE1540369855 | Transition Incentive Program | Turnersville | 8012 | 14 | 148.92 | Commercial | No | Behind the Meter | Net-metered non-residential rooftop and canopy |  | None | Dynamic Energy Solutions, LLC | AC Electric | Accepted | 2019-02-22 | 2019-02-25 | 2021-10-30 | Chint Power Systems | CPS-SCA23KTL | Inverters | 23000 |  | 5 |  |  | 0.98 |  | Outdoor | NA
NJSTRE1545382046 | NJSRRE1540369855 | Transition Incentive Program | Turnersville | 8012 | 14 | 148.92 | Commercial | No | Behind the Meter | Net-metered non-residential rooftop and canopy |  | None | Dynamic Energy Solutions, LLC | AC Electric | Accepted | 2019-02-22 | 2019-02-25 | 2021-10-30 | JINKO | JINKO 365W | Solar Panels |  | 0.365 | 408 | 169.3 | 10 |  | Fixed | Roof
NJSTRE1545382047 | NJSRRE1540365171 | Transition Incentive Program | Somers Point | 8244 | 19 | 102.2 | Commercial | No | Behind the Meter | Net-metered non-residential rooftop and canopy |  | None | Dynamic Energy Solutions, LLC | AC Electric | Accepted | 2019-02-22 | 2019-02-25 | 2021-10-30 | Chint Power Systems | CPS-SCA36KTL | Inverters | 36000 |  | 3 |  |  | 0.985 |  | Outside | N/A
NJSTRE1545382047 | NJSRRE1540365171 | Transition Incentive Program | Somers Point | 8244 | 19 | 102.2 | Commercial | No | Behind the Meter | Net-metered non-residential rooftop and canopy |  | None | Dynamic Energy Solutions, LLC | AC Electric | Accepted | 2019-02-22 | 2019-02-25 | 2021-10-30 | JINKO | JINKO 365W | Solar Panels |  | 0.365 | 280 | 213.64 | 10 |  | Fixed | Roof
NJSTRE1545382048 | NJSRRE1540301222 | Transition Incentive Program | Cherry Hill | 8003 | 14 | 115.5 | Commercial | Yes | Behind the Meter | Net-metered non-residential rooftop and canopy |  | None | SolareAmerica | PSE&G | Accepted | 2019-01-30 | 2019-02-07 | 2021-10-30 | APsystems | QS1200 | Inverters | 1200 |  | 49 |  |  | 0.97 |  | Outdoor | Under Panels
NJSTRE1545382048 | NJSRRE1540301222 | Transition Incentive Program | Cherry Hill | 8003 | 14 | 115.5 | Commercial | Yes | Behind the Meter | Net-metered non-residential rooftop and canopy |  | None | SolareAmerica | PSE&G | Accepted | 2019-01-30 | 2019-02-07 | 2021-10-30 | CSUN | CSUN385 | Solar Panels |  | 0.385 | 300 | 201 | 10 |  | Fixed | Roof
NJSTRE1545382050 | NJSRRE1540298123 | Transition Incentive Program | Newark | 7103 | 9 | 8.1 | Residential | No | Behind the Meter | Net-metered residential rooftop and canopy |  | None | Palmetto Solar | PSE&G | As-Built Incomplete | 2019-02-21 | 2019-02-25 |  | Q-Cells | Q.PEAK-G4.1 | Solar Panels |  | 0.3 | 27 | 201 | 23 |  | Fixed | Roof
NJSTRE1545382050 | NJSRRE1540298123 | Transition Incentive Program | Newark | 7103 | 9 | 8.1 | Residential | No | Behind the Meter | Net-metered residential rooftop and canopy |  | None | Palmetto Solar | PSE&G | As-Built Incomplete | 2019-02-21 | 2019-02-25 |  | SolarEdge | SE76000A-US | Inverters | 7600 |  | 1 |  |  | 0.98 |  | Outdoor | Side of house
NJSTRE1545382050 | NJSRRE1540298123 | Transition Incentive Program | Newark | 7103 | 9 | 8.1 | Residential | No | Behind the Meter | Net-metered residential rooftop and canopy |  | None | Palmetto Solar | PSE&G | As-Built Incomplete | 2019-02-21 | 2019-02-25 |  | Solar Edge | SE7600 | Meters |  |  | 1 |  |  |  | Yes | Outdoor
NJSTRE1545382051 | NJSRRE1540301276 | Transition Incentive Program | Sewell | 8080 | 15 | 115.5 | Commercial | Yes | Behind the Meter | Net-metered non-residential rooftop and canopy |  | None | SolareAmerica | AC Electric | Accepted | 2019-01-30 | 2019-02-07 | 2021-10-30 | APsystems | QS1200 | Inverters | 1200 |  | 75 |  |  | 0.97 |  | Outdoor | Under Panels
NJSTRE1545382051 | NJSRRE1540301276 | Transition Incentive Program | Sewell | 8080 | 15 | 115.5 | Commercial | Yes | Behind the Meter | Net-metered non-residential rooftop and canopy |  | None | SolareAmerica | AC Electric | Accepted | 2019-01-30 | 2019-02-07 | 2021-10-30 | CSUN | CSUN385 | Solar Panels |  | 0.385 | 300 | 254 | 10 |  | Fixed | Roof
NJSTRE1545382052 | NJSRRE1540305373 | Transition Incentive Program | Wayne | 7470 | 6 | 17.67 | Residential | No | Behind the Meter | Net-metered residential rooftop and canopy |  | None | Ad Energy LLC | PSE&G | Accepted | 2019-01-31 | 2019-02-05 | 2021-10-30 | SolarEdge | SE7600H-US | Inverters | 7600 |  | 2 |  |  | 0.992 |  | Outdoor | Next to meter
NJSTRE1545382052 | NJSRRE1540305373 | Transition Incentive Program | Wayne | 7470 | 6 | 17.67 | Residential | No | Behind the Meter | Net-metered residential rooftop and canopy |  | None | Ad Energy LLC | PSE&G | Accepted | 2019-01-31 | 2019-02-05 | 2021-10-30 | Silfab | SLA-M-310 | Solar Panels |  | 0.31 | 57 | 106 | 18 |  | Fixed | Roof
NJSTRE1545382053 | NJSRRE1540303476 | Transition Incentive Program | Rahway | 7065 | 10 | 115.5 | Commercial | Yes | Behind the Meter | Net-metered non-residential rooftop and canopy |  | None | SolareAmerica | PSE&G | Accepted | 2019-01-31 | 2019-02-08 | 2021-10-30 | APsystems | QS1200 | Inverters | 1200 |  | 49 |  |  | 0.97 |  | Outdoor | Under Panels
NJSTRE1545382053 | NJSRRE1540303476 | Transition Incentive Program | Rahway | 7065 | 10 | 115.5 | Commercial | Yes | Behind the Meter | Net-metered non-residential rooftop and canopy |  | None | SolareAmerica | PSE&G | Accepted | 2019-01-31 | 2019-02-08 | 2021-10-30 | CSUN | CSUN385 | Solar Panels |  | 0.385 | 300 | 102 | 10 |  | Fixed | Roof
NJSTRE1545382054 | NJSRRE1540301064 | Transition Incentive Program | Williamstown | 8094 | 15 | 115.5 | Commercial | Yes | Behind the Meter | Net-metered non-residential rooftop and canopy |  | None | SolareAmerica | AC Electric | Accepted | 2019-01-30 | 2019-02-07 | 2021-10-30 | APsystems | QS1200 | Inverters | 1200 |  | 75 |  |  | 0.97 |  | Outdoor | Under Panels
NJSTRE1545382054 | NJSRRE1540301064 | Transition Incentive Program | Williamstown | 8094 | 15 | 115.5 | Commercial | Yes | Behind the Meter | Net-metered non-residential rooftop and canopy |  | None | SolareAmerica | AC Electric | Accepted | 2019-01-30 | 2019-02-07 | 2021-10-30 | CSUN | CSUN385 | Solar Panels |  | 0.385 | 300 | 233 | 10 |  | Fixed | Roof
NJSTRE1545382055 | NJSRRE1540301121 | Transition Incentive Program | Williamstown | 8094 | 15 | 115.5 | Commercial | Yes | Behind the Meter | Net-metered non-residential rooftop and canopy |  | None | SolareAmerica | AC Electric | Accepted | 2019-01-30 | 2019-02-07 | 2021-10-30 | APsystems | QS1200 | Inverters | 1200 |  | 75 |  |  | 0.97 |  | Outdoor | Under Panels
NJSTRE1545382055 | NJSRRE1540301121 | Transition Incentive Program | Williamstown | 8094 | 15 | 115.5 | Commercial | Yes | Behind the Meter | Net-metered non-residential rooftop and canopy |  | None | SolareAmerica | AC Electric | Accepted | 2019-01-30 | 2019-02-07 | 2021-10-30 | CSUN | CSUN385 | Solar Panels |  | 0.385 | 300 | 137 | 10 |  | Fixed | Roof
NJSTRE1545382056 | NJSRRE1540305138 | Transition Incentive Program | Neptune | 7753 | 17 | 108.19 | Commercial | Yes | Behind the Meter | Net-metered non-residential rooftop and canopy |  | None | SolareAmerica | JCP&L | Accepted | 2019-01-31 | 2019-02-11 | 2021-10-30 | APsystems | QS1200 | Inverters | 1200 |  | 42 |  |  | 0.97 |  | Outdoor | Under Panels
NJSTRE1545382056 | NJSRRE1540305138 | Transition Incentive Program | Neptune | 7753 | 17 | 108.19 | Commercial | Yes | Behind the Meter | Net-metered non-residential rooftop and canopy |  | None | SolareAmerica | JCP&L | Accepted | 2019-01-31 | 2019-02-11 | 2021-10-30 | CSUN | CSUN385 | Solar Panels |  | 0.385 | 281 | 259 | 10 |  | Fixed | Roof
NJSTRE1545382057 | NJSRRE1540301233 | Transition Incentive Program | Jackson | 8527 | 18 | 115.5 | Commercial | Yes | Behind the Meter | Net-metered non-residential rooftop and canopy |  | None | SolareAmerica | JCP&L | Accepted | 2019-01-30 | 2019-02-07 | 2021-10-30 | APsystems | QS1200 | Inverters | 1200 |  | 75 |  |  | 0.97 |  | Outdoor | Under Panels
NJSTRE1545382057 | NJSRRE1540301233 | Transition Incentive Program | Jackson | 8527 | 18 | 115.5 | Commercial | Yes | Behind the Meter | Net-metered non-residential rooftop and canopy |  | None | SolareAmerica | JCP&L | Accepted | 2019-01-30 | 2019-02-07 | 2021-10-30 | CSUN | CSUN385 | Solar Panels |  | 0.385 | 300 | 267 | 10 |  | Fixed | Roof
NJSTRE1545382058 | NJSRRE1540304586 | Transition Incentive Program | Cherry Hill | 8002 | 14 | 115.5 | Commercial | Yes | Behind the Meter | Net-metered non-residential rooftop and canopy |  | None | SolareAmerica | PSE&G | Accepted | 2019-01-31 | 2019-02-08 | 2021-10-30 | APsystems | QS1200 | Inverters | 1200 |  | 49 |  |  | 0.97 |  | Outdoor | Under Panels
NJSTRE1545382058 | NJSRRE1540304586 | Transition Incentive Program | Cherry Hill | 8002 | 14 | 115.5 | Commercial | Yes | Behind the Meter | Net-metered non-residential rooftop and canopy |  | None | SolareAmerica | PSE&G | Accepted | 2019-01-31 | 2019-02-08 | 2021-10-30 | CSUN | CSUN385 | Solar Panels |  | 0.385 | 300 | 185 | 10 |  | Fixed | Roof
NJSTRE1545382059 | NJSRRE1540304684 | Transition Incentive Program | Pohatcong | 8865 | 2 | 115.5 | Commercial | Yes | Behind the Meter | Net-metered non-residential rooftop and canopy |  | None | SolareAmerica | JCP&L | Accepted | 2019-01-31 | 2019-02-07 | 2021-10-30 | CSUN | CSUN385 | Solar Panels |  | 0.385 | 300 | 320 | 10 |  | Fixed | Roof
NJSTRE1545382059 | NJSRRE1540304684 | Transition Incentive Program | Pohatcong | 8865 | 2 | 115.5 | Commercial | Yes | Behind the Meter | Net-metered non-residential rooftop and canopy |  | None | SolareAmerica | JCP&L | Accepted | 2019-01-31 | 2019-02-07 | 2021-10-30 | APsystems | QS1200 | Inverters | 1200 |  | 49 |  |  | 0.97 |  | Outdoor | Under Panels
NJSTRE1545382060 | NJSRRE1540304762 | Transition Incentive Program | Cherry Hill | 8002 | 14 | 115.5 | Commercial | Yes | Behind the Meter | Net-metered non-residential rooftop and canopy |  | None | SolareAmerica | PSE&G | Accepted | 2019-01-31 | 2019-02-08 | 2021-10-30 | APsystems | QS1200 | Inverters | 1200 |  | 42 |  |  | 0.97 |  | Outdoor | Under Panels
NJSTRE1545382060 | NJSRRE1540304762 | Transition Incentive Program | Cherry Hill | 8002 | 14 | 115.5 | Commercial | Yes | Behind the Meter | Net-metered non-residential rooftop and canopy |  | None | SolareAmerica | PSE&G | Accepted | 2019-01-31 | 2019-02-08 | 2021-10-30 | CSUN | CSUN385 | Solar Panels |  | 0.385 | 300 | 189 | 10 |  | Fixed | Roof
NJSTRE1545382061 | NJSRRE1540304618 | Transition Incentive Program | South River | 8882 | 11 | 115.5 | Commercial | Yes | Behind the Meter | Net-metered non-residential rooftop and canopy |  | None | SolareAmerica | PSE&G | Accepted | 2019-01-31 | 2019-02-08 | 2021-10-30 | APsystems | QS1200 | Inverters | 1200 |  | 49 |  |  | 0.97 |  | Outdoor | Under Panels
NJSTRE1545382061 | NJSRRE1540304618 | Transition Incentive Program | South River | 8882 | 11 | 115.5 | Commercial | Yes | Behind the Meter | Net-metered non-residential rooftop and canopy |  | None | SolareAmerica | PSE&G | Accepted | 2019-01-31 | 2019-02-08 | 2021-10-30 | CSUN | CSUN385 | Solar Panels |  | 0.385 | 300 | 203 | 10 |  | Fixed | Roof
NJSTRE1545382062 | NJSRRE1540301179 | Transition Incentive Program | Galloway | 8205 | 19 | 115.5 | Commercial | Yes | Behind the Meter | Net-metered non-residential rooftop and canopy |  | None | SolareAmerica | AC Electric | Accepted | 2019-01-30 | 2019-02-07 | 2021-10-30 | APsystems | QS1200 | Inverters | 1200 |  | 49 |  |  | 0.97 |  | Outdoor | Under Panels
NJSTRE1545382062 | NJSRRE1540301179 | Transition Incentive Program | Galloway | 8205 | 19 | 115.5 | Commercial | Yes | Behind the Meter | Net-metered non-residential rooftop and canopy |  | None | SolareAmerica | AC Electric | Accepted | 2019-01-30 | 2019-02-07 | 2021-10-30 | CSUN | CSUN385 | Solar Panels |  | 0.385 | 300 | 222 | 10 |  | Fixed | Roof
NJSTRE1545382063 | NJSRRE1540365162 | Transition Incentive Program | Glassboro | 8028 | 15 | 50.01 | Commercial | No | Behind the Meter | Net-metered non-residential rooftop and canopy |  | None | Dynamic Energy Solutions, LLC | AC Electric | Accepted | 2019-02-22 | 2019-02-25 | 2021-10-30 | CHINT POWER SYSTEMS | CPS-SCA36KTL | Inverters | 36000 |  | 2 |  |  | 0.985 |  | Outdoor | N/A
NJSTRE1545382063 | NJSRRE1540365162 | Transition Incentive Program | Glassboro | 8028 | 15 | 50.01 | Commercial | No | Behind the Meter | Net-metered non-residential rooftop and canopy |  | None | Dynamic Energy Solutions, LLC | AC Electric | Accepted | 2019-02-22 | 2019-02-25 | 2021-10-30 | JINKO | JINKO 365W | Solar Panels |  | 0.365 | 137 | 153.64 | 10 |  | Fixed | Roof
NJSTRE1545382064 | NJSRRE1540301264 | Transition Incentive Program | Buena | 8310 | 19 | 115.5 | Commercial | Yes | Behind the Meter | Net-metered non-residential rooftop and canopy |  | None | SolareAmerica | AC Electric | Accepted | 2019-01-30 | 2019-02-07 | 2021-10-30 | APsystems | QS1200 | Inverters | 1200 |  | 75 |  |  | 0.97 |  | Outdoor | Under Panels
NJSTRE1545382064 | NJSRRE1540301264 | Transition Incentive Program | Buena | 8310 | 19 | 115.5 | Commercial | Yes | Behind the Meter | Net-metered non-residential rooftop and canopy |  | None | SolareAmerica | AC Electric | Accepted | 2019-01-30 | 2019-02-07 | 2021-10-30 | CSUN | CSUN385 | Solar Panels |  | 0.385 | 300 | 228 | 10 |  | Fixed | Roof
NJSTRE1545382065 | NJSRRE1540301219 | Transition Incentive Program | Toms RIver | 8755 | 18 | 115.5 | Commercial | Yes | Behind the Meter | Net-metered non-residential rooftop and canopy |  | None | SolareAmerica | JCP&L | Accepted | 2019-01-30 | 2019-02-07 | 2021-10-30 | APsystems | QS1200 | Inverters | 1200 |  | 75 |  |  | 0.97 |  | Outdoor | Under Panels
NJSTRE1545382065 | NJSRRE1540301219 | Transition Incentive Program | Toms RIver | 8755 | 18 | 115.5 | Commercial | Yes | Behind the Meter | Net-metered non-residential rooftop and canopy |  | None | SolareAmerica | JCP&L | Accepted | 2019-01-30 | 2019-02-07 | 2021-10-30 | CSUN | CSUN385 | Solar Panels |  | 0.385 | 300 | 261 | 10 |  | Fixed | Roof
NJSTRE1545382066 | NJSRRE1540303524 | Transition Incentive Program | Lindenwold | 8021 | 14 | 115.5 | Commercial | Yes | Behind the Meter | Net-metered non-residential rooftop and canopy |  | None | SolareAmerica | AC Electric | Accepted | 2019-01-31 | 2019-02-08 | 2021-10-30 | CSUN | CSUN385 | Solar Panels |  | 0.385 | 300 | 293 | 10 |  | Fixed | Roof
NJSTRE1545382066 | NJSRRE1540303524 | Transition Incentive Program | Lindenwold | 8021 | 14 | 115.5 | Commercial | Yes | Behind the Meter | Net-metered non-residential rooftop and canopy |  | None | SolareAmerica | AC Electric | Accepted | 2019-01-31 | 2019-02-08 | 2021-10-30 | APsystems | QS1200 | Inverters | 1200 |  | 49 |  |  | 0.97 |  | Outdoor | Under Panels
NJSTRE1545382067 | NJSRRE1540304674 | Transition Incentive Program | Ewing | 8618 | 12 | 115.5 | Commercial | Yes | Behind the Meter | Net-metered non-residential rooftop and canopy |  | None | SolareAmerica | PSE&G | Accepted | 2019-01-31 | 2019-02-08 | 2021-10-30 | APsystems | QS1200 | Inverters | 1200 |  | 49 |  |  | 0.97 |  | Outdoor | Under Panels
NJSTRE1545382067 | NJSRRE1540304674 | Transition Incentive Program | Ewing | 8618 | 12 | 115.5 | Commercial | Yes | Behind the Meter | Net-metered non-residential rooftop and canopy |  | None | SolareAmerica | PSE&G | Accepted | 2019-01-31 | 2019-02-08 | 2021-10-30 | CSUN | CSUN385 | Solar Panels |  | 0.385 | 300 | 38 | 10 |  | Fixed | Roof
NJSTRE1545382069 | NJSRRE1540304603 | Transition Incentive Program | Flemington | 8822 | 4 | 115.5 | Commercial | Yes | Behind the Meter | Net-metered non-residential rooftop and canopy |  | None | SolareAmerica | JCP&L | Accepted | 2019-01-31 | 2019-02-08 | 2021-10-30 | APsystems | QS1200 | Inverters | 1200 |  | 49 |  |  | 0.97 |  | Outdoor | Under Panels
NJSTRE1545382069 | NJSRRE1540304603 | Transition Incentive Program | Flemington | 8822 | 4 | 115.5 | Commercial | Yes | Behind the Meter | Net-metered non-residential rooftop and canopy |  | None | SolareAmerica | JCP&L | Accepted | 2019-01-31 | 2019-02-08 | 2021-10-30 | CSUN | CSUN385 | Solar Panels |  | 0.385 | 300 | 289 | 10 |  | Fixed | Roof
NJSTRE1545382070 | NJSRRE1540300542 | Transition Incentive Program | Sicklerville | 8081 | 14 | 115.5 | Commercial | Yes | Behind the Meter | Net-metered non-residential rooftop and canopy |  | None | SolareAmerica | AC Electric | Accepted | 2019-01-30 | 2019-02-06 | 2021-10-30 | APsystems | QS1200 | Inverters | 1200 |  | 75 |  |  | 0.97 |  | Outdoor | Under Panels
NJSTRE1545382070 | NJSRRE1540300542 | Transition Incentive Program | Sicklerville | 8081 | 14 | 115.5 | Commercial | Yes | Behind the Meter | Net-metered non-residential rooftop and canopy |  | None | SolareAmerica | AC Electric | Accepted | 2019-01-30 | 2019-02-06 | 2021-10-30 | CSUN | CSUN385 | Solar Panels |  | 0.385 | 300 | 133 | 10 |  | Fixed | Roof
NJSTRE1545382071 | NJSRRE1540304732 | Transition Incentive Program | Barnegat | 8005 | 18 | 115.5 | Commercial | Yes | Behind the Meter | Net-metered non-residential rooftop and canopy |  | None | SolareAmerica | JCP&L | Accepted | 2019-01-31 | 2019-02-07 | 2021-10-30 | APsystems | QS1200 | Inverters | 1200 |  | 42 |  |  | 0.97 |  | Outdoor | Under Panels
NJSTRE1545382071 | NJSRRE1540304732 | Transition Incentive Program | Barnegat | 8005 | 18 | 115.5 | Commercial | Yes | Behind the Meter | Net-metered non-residential rooftop and canopy |  | None | SolareAmerica | JCP&L | Accepted | 2019-01-31 | 2019-02-07 | 2021-10-30 | CSUN | CSUN385 | Solar Panels |  | 0.385 | 300 | 195 | 10 |  | Fixed | Roof
NJSTRE1545382072 | NJSRRE1540369863 | Transition Incentive Program | Old Bridge | 8859 | 11 | 82.13 | Commercial | No | Behind the Meter | Net-metered non-residential rooftop and canopy |  | None | Dynamic Energy Solutions, LLC | JCP&L | Accepted | 2019-02-22 | 2019-02-25 | 2021-10-30 | Chint Power Systems | CPS-SCA36KTL | Inverters | 36000 |  | 3 |  |  | 0.985 |  | Outdoor | N/A
NJSTRE1545382072 | NJSRRE1540369863 | Transition Incentive Program | Old Bridge | 8859 | 11 | 82.13 | Commercial | No | Behind the Meter | Net-metered non-residential rooftop and canopy |  | None | Dynamic Energy Solutions, LLC | JCP&L | Accepted | 2019-02-22 | 2019-02-25 | 2021-10-30 | JINKO | JINKO 365W | Solar Panels |  | 0.365 | 225 | 204.74 | 10 |  | Fixed | Roof
NJSTRE1545382073 | NJSRRE1540365176 | Transition Incentive Program | Somers Point | 8244 | 19 | 128.85 | Commercial | No | Behind the Meter | Net-metered non-residential rooftop and canopy |  | None | Dynamic Energy Solutions, LLC | AC Electric | Accepted | 2019-02-22 | 2019-02-25 | 2021-10-30 | Chint Power Systems | CPS-SCA36KTL | Inverters | 36000 |  | 3 |  |  | 0.985 |  | Outside | N/A
NJSTRE1545382073 | NJSRRE1540365176 | Transition Incentive Program | Somers Point | 8244 | 19 | 128.85 | Commercial | No | Behind the Meter | Net-metered non-residential rooftop and canopy |  | None | Dynamic Energy Solutions, LLC | AC Electric | Accepted | 2019-02-22 | 2019-02-25 | 2021-10-30 | JINKO | JINKO 365W | Solar Panels |  | 0.365 | 353 | 179 | 10 |  | Fixed | Roof
NJSTRE1545382074 | NJSRRE1540303481 | Transition Incentive Program | Parsippany | 7054 | 3 | 115.5 | Commercial | Yes | Behind the Meter | Net-metered non-residential rooftop and canopy |  | None | SolareAmerica | JCP&L | Accepted | 2019-01-31 | 2019-02-08 | 2021-10-30 | APsystems | QS1200 | Inverters | 1200 |  | 49 |  |  | 0.97 |  | Outdoor | Under Panels
NJSTRE1545382074 | NJSRRE1540303481 | Transition Incentive Program | Parsippany | 7054 | 3 | 115.5 | Commercial | Yes | Behind the Meter | Net-metered non-residential rooftop and canopy |  | None | SolareAmerica | JCP&L | Accepted | 2019-01-31 | 2019-02-08 | 2021-10-30 | CSUN | CSUN385 | Solar Panels |  | 0.385 | 300 | 231 | 10 |  | Fixed | Roof
NJSTRE1545382075 | NJSRRE1540304645 | Transition Incentive Program | Burlington | 8016 | 13 | 115.5 | Commercial | Yes | Behind the Meter | Net-metered non-residential rooftop and canopy |  | None | SolareAmerica | PSE&G | Accepted | 2019-01-31 | 2019-02-08 | 2021-10-30 | CSUN | CSUN385 | Solar Panels |  | 0.385 | 300 | 227 | 10 |  | Fixed | Roof
NJSTRE1545382075 | NJSRRE1540304645 | Transition Incentive Program | Burlington | 8016 | 13 | 115.5 | Commercial | Yes | Behind the Meter | Net-metered non-residential rooftop and canopy |  | None | SolareAmerica | PSE&G | Accepted | 2019-01-31 | 2019-02-08 | 2021-10-30 | APsystems | QS1200 | Inverters | 1200 |  | 49 |  |  | 0.97 |  | Outdoor | Under Panels
NJSTRE1545382077 | NJSRRE1540303532 | Transition Incentive Program | Pennsville | 8070 | 16 | 115.5 | Commercial | Yes | Behind the Meter | Net-metered non-residential rooftop and canopy |  | None | SolareAmerica | AC Electric | Accepted | 2019-01-31 | 2019-02-08 | 2021-10-30 | APsystems | QS1200 | Inverters | 1200 |  | 49 |  |  | 0.97 |  | Outdoor | Under Panels
NJSTRE1545382077 | NJSRRE1540303532 | Transition Incentive Program | Pennsville | 8070 | 16 | 115.5 | Commercial | Yes | Behind the Meter | Net-metered non-residential rooftop and canopy |  | None | SolareAmerica | AC Electric | Accepted | 2019-01-31 | 2019-02-08 | 2021-10-30 | CSUN | CSUN385 | Solar Panels |  | 0.385 | 300 | 311 | 10 |  | Fixed | Roof
NJSTRE1545382078 | NJSRRE1540351939 | Transition Incentive Program | Ringoes | 8551 | 4 | 7.2 | Residential | No | Behind the Meter | Net-metered residential rooftop and canopy |  | None | Advanced Solar Products, Inc. | JCP&L | Accepted | 2019-02-11 | 2019-05-01 | 2021-10-30 | Solar Edge | SE6000HUS | Inverters | 6000 |  | 1 |  |  | 0.98 |  | Outdoor | next to building
NJSTRE1545382078 | NJSRRE1540351939 | Transition Incentive Program | Ringoes | 8551 | 4 | 7.2 | Residential | No | Behind the Meter | Net-metered residential rooftop and canopy |  | None | Advanced Solar Products, Inc. | JCP&L | Accepted | 2019-02-11 | 2019-05-01 | 2021-10-30 | Heliene | 360W | Solar Panels |  | 0.36 | 20 | 168 | 26.57 |  | Fixed | Roof
NJSTRE1545382081 | NJSRRE1540300560 | Transition Incentive Program | Edgewater Park | 8010 | 13 | 115.5 | Commercial | Yes | Behind the Meter | Net-metered non-residential rooftop and canopy |  | None | SolareAmerica | PSE&G | Accepted | 2019-01-30 | 2019-02-06 | 2021-10-30 | APsystems | QS1200 | Inverters | 1200 |  | 75 |  |  | 0.97 |  | Outdoor | Under Panels
NJSTRE1545382081 | NJSRRE1540300560 | Transition Incentive Program | Edgewater Park | 8010 | 13 | 115.5 | Commercial | Yes | Behind the Meter | Net-metered non-residential rooftop and canopy |  | None | SolareAmerica | PSE&G | Accepted | 2019-01-30 | 2019-02-06 | 2021-10-30 | CSUN | CSUN385 | Solar Panels |  | 0.385 | 300 | 182 | 10 |  | Fixed | Roof
NJSTRE1545382083 | NJSRRE1540304840 | Transition Incentive Program | Laurence Harbor | 8879 | 11 | 4.1 | Residential | Yes | Behind the Meter | Net-metered residential rooftop and canopy |  | None | Vivint Solar Developer, LLC | JCP&L | Accepted | 2019-02-01 | 2019-02-01 | 2021-10-30 | Solar Edge | SE3800H-US | Inverters | 3800 |  | 1 |  |  | 0.992 |  | Outdoor | Near the Utility Meter.
NJSTRE1545382083 | NJSRRE1540304840 | Transition Incentive Program | Laurence Harbor | 8879 | 11 | 4.1 | Residential | Yes | Behind the Meter | Net-metered residential rooftop and canopy |  | None | Vivint Solar Developer, LLC | JCP&L | Accepted | 2019-02-01 | 2019-02-01 | 2021-10-30 | Hanwha Solar | Q.Peak BLK-G5 315 | Solar Panels |  | 0.315 | 13 | 34 | 26 |  | Fixed | Roof
NJSTRE1545382084 | NJSRRE1540303416 | Transition Incentive Program | Cinnaminson | 8077 | 13 | 115.5 | Commercial | Yes | Behind the Meter | Net-metered non-residential rooftop and canopy |  | None | SolareAmerica | PSE&G | Accepted | 2019-01-31 | 2019-02-07 | 2021-10-30 | CSUN | CSUN385 | Solar Panels |  | 0.385 | 300 | 151 | 10 |  | Fixed | Roof
NJSTRE1545382084 | NJSRRE1540303416 | Transition Incentive Program | Cinnaminson | 8077 | 13 | 115.5 | Commercial | Yes | Behind the Meter | Net-metered non-residential rooftop and canopy |  | None | SolareAmerica | PSE&G | Accepted | 2019-01-31 | 2019-02-07 | 2021-10-30 | APsystems | QS1200 | Inverters | 1200 |  | 49 |  |  | 0.97 |  | Outdoor | Under Panels
NJSTRE1545382085 | NJSRRE1540369842 | Transition Incentive Program | Turnersville | 8012 | 14 | 86.87 | Commercial | No | Behind the Meter | Net-metered non-residential rooftop and canopy |  | None | Dynamic Energy Solutions, LLC | AC Electric | Accepted | 2019-02-22 | 2019-02-25 | 2021-10-30 | Chint Power Systems | CPS-SCA23KTL | Inverters | 23000 |  | 3 |  |  | 0.98 |  | Outdoor | N/A
NJSTRE1545382085 | NJSRRE1540369842 | Transition Incentive Program | Turnersville | 8012 | 14 | 86.87 | Commercial | No | Behind the Meter | Net-metered non-residential rooftop and canopy |  | None | Dynamic Energy Solutions, LLC | AC Electric | Accepted | 2019-02-22 | 2019-02-25 | 2021-10-30 | JINKO | JINKO 365W | Solar Panels |  | 0.365 | 238 | 169.3 | 10 |  | Fixed | Roof
NJSTRE1545382086 | NJSRRE1540304868 | Transition Incentive Program | Jackson | 8527 | 18 | 108.19 | Commercial | Yes | Behind the Meter | Net-metered non-residential rooftop and canopy |  | None | SolareAmerica | JCP&L | Accepted | 2019-01-31 | 2019-02-08 | 2021-10-30 | APsystems | QS1200 | Inverters | 1200 |  | 49 |  |  | 0.97 |  | Outdoor | Under Panels
NJSTRE1545382086 | NJSRRE1540304868 | Transition Incentive Program | Jackson | 8527 | 18 | 108.19 | Commercial | Yes | Behind the Meter | Net-metered non-residential rooftop and canopy |  | None | SolareAmerica | JCP&L | Accepted | 2019-01-31 | 2019-02-08 | 2021-10-30 | CSUN | CSUN385 | Solar Panels |  | 0.385 | 281 | 292 | 10 |  | Fixed | Roof
NJSTRE1545382087 | NJSRRE1540301194 | Transition Incentive Program | Farmingdale | 7727 | 17 | 115.5 | Commercial | Yes | Behind the Meter | Net-metered non-residential rooftop and canopy |  | None | SolareAmerica | JCP&L | Accepted | 2019-01-30 | 2019-02-07 | 2021-10-30 | APsystems | QS1200 | Inverters | 1200 |  | 75 |  |  | 0.97 |  | Outdoor | Under Panels
NJSTRE1545382087 | NJSRRE1540301194 | Transition Incentive Program | Farmingdale | 7727 | 17 | 115.5 | Commercial | Yes | Behind the Meter | Net-metered non-residential rooftop and canopy |  | None | SolareAmerica | JCP&L | Accepted | 2019-01-30 | 2019-02-07 | 2021-10-30 | CSUN | CSUN385 | Solar Panels |  | 0.385 | 300 | 253 | 10 |  | Fixed | Roof
NJSTRE1545382088 | NJSRRE1540392079 | Transition Incentive Program | Atco | 8004 | 14 | 11.8 | Residential | No | Behind the Meter | Behind the Meter |  | None | Green Cities Energy, LLC | AC Electric | Eligible for TI Program | 2019-02-24 | 2019-02-26 | 2021-10-30 | Enphase Energy | M250 | Inverters | 0.25 |  | 40 |  |  | 0.96 |  | Outside | under modules
NJSTRE1545382088 | NJSRRE1540392079 | Transition Incentive Program | Atco | 8004 | 14 | 11.8 | Residential | No | Behind the Meter | Behind the Meter |  | None | Green Cities Energy, LLC | AC Electric | Eligible for TI Program | 2019-02-24 | 2019-02-26 | 2021-10-30 | Jinko | JKM295P-60-V | Solar Panels |  | 0.295 | 40 | 237 | 23 |  | Fixed | Roof
NJSTRE1545382089 | NJSRRE1541708859 | Transition Incentive Program | TRENTON | 8619 | 12 | 22.37 | Residential | Yes | Behind the Meter | Behind the Meter |  | None |  | PSE&G | Eligible for TI Program | 2019-07-26 | 2019-07-31 | 2021-10-30 | ENPHASE ENERGY | IQ7-60-2-US | Inverters | 250 |  | 71 |  |  | 0.97 |  | Outdoor | Roof
NJSTRE1545382089 | NJSRRE1541708859 | Transition Incentive Program | TRENTON | 8619 | 12 | 22.37 | Residential | Yes | Behind the Meter | Behind the Meter |  | None |  | PSE&G | Eligible for TI Program | 2019-07-26 | 2019-07-31 | 2021-10-30 | HANWHA | Q.PEAK DUO BLK-G5 315 | Solar Panels |  | 0.315 | 38 | 230 | 18 |  | Fixed | Roof
NJSTRE1545382089 | NJSRRE1541708859 | Transition Incentive Program | TRENTON | 8619 | 12 | 22.37 | Residential | Yes | Behind the Meter | Behind the Meter |  | None |  | PSE&G | Eligible for TI Program | 2019-07-26 | 2019-07-31 | 2021-10-30 | HANWHA | Q.PEAK DUO BLK-G5 315 | Solar Panels |  | 0.315 | 33 | 50 | 16 |  | Fixed | Roof
NJSTRE1545382091 | NJSRRE1540380731 | Transition Incentive Program | MILLVILLE | 8332 | 20 | 221.6 | Commercial | No | Behind the Meter | Net-metered non-residential rooftop and canopy |  | None | LUCENT ENERGY MANAGEMENT, INC. | AC Electric | Accepted | 2019-03-06 | 2019-03-07 | 2021-10-30 | LOCUS | LGATE320 | Meters |  |  | 1 |  |  |  |  | Outdoor
NJSTRE1545382091 | NJSRRE1540380731 | Transition Incentive Program | MILLVILLE | 8332 | 20 | 221.6 | Commercial | No | Behind the Meter | Net-metered non-residential rooftop and canopy |  | None | LUCENT ENERGY MANAGEMENT, INC. | AC Electric | Accepted | 2019-03-06 | 2019-03-07 | 2021-10-30 | SOLAREDGE | SE66.6K | Inverters | 66600 |  | 3 |  |  | 0.985 |  | Outdoor | BEHIND BUILDING 1, BACK SIDE OF PROPERTY NEXT TO MAIN C
NJSTRE1545382091 | NJSRRE1540380731 | Transition Incentive Program | MILLVILLE | 8332 | 20 | 221.6 | Commercial | No | Behind the Meter | Net-metered non-residential rooftop and canopy |  | None | LUCENT ENERGY MANAGEMENT, INC. | AC Electric | Accepted | 2019-03-06 | 2019-03-07 | 2021-10-30 | SUNPOWER | SPR-X22-360W | Solar Panels |  | 0.36 | 216 | 219┬║, 39┬║ | 10 |  | Fixed | Roof
NJSTRE1545382091 | NJSRRE1540380731 | Transition Incentive Program | MILLVILLE | 8332 | 20 | 221.6 | Commercial | No | Behind the Meter | Net-metered non-residential rooftop and canopy |  | None | LUCENT ENERGY MANAGEMENT, INC. | AC Electric | Accepted | 2019-03-06 | 2019-03-07 | 2021-10-30 | SUNPOWER | SPR-E20-330W | Solar Panels |  | 0.33 | 310 | 73┬║, 253┬║, 163┬║ | 30 |  | Fixed | Roof
NJSTRE1545382091 | NJSRRE1540380731 | Transition Incentive Program | MILLVILLE | 8332 | 20 | 221.6 | Commercial | No | Behind the Meter | Net-metered non-residential rooftop and canopy |  | None | LUCENT ENERGY MANAGEMENT, INC. | AC Electric | Accepted | 2019-03-06 | 2019-03-07 | 2021-10-30 | SUNPOWER | SPR-X21-335W | Solar Panels |  | 0.335 | 124 | .73┬║ | 30 |  | Fixed | Roof
NJSTRE1545382092 | NJSRRE1541715484 | Transition Incentive Program | Waretown | 8758 | 18 | 4.06 | Residential | Yes | Behind the Meter | Behind the Meter |  | None | Sunrun Installation Services, Inc. | JCP&L | Eligible for TI Program | 2019-07-29 | 2019-08-01 | 2021-10-30 | Ningbo Ginlong Technologies | Solis-1P3.6K-4G-US | Inverters | 3600 |  | 1 |  |  | 0.96 |  | Outdoor | Next To Meter
NJSTRE1545382092 | NJSRRE1541715484 | Transition Incentive Program | Waretown | 8758 | 18 | 4.06 | Residential | Yes | Behind the Meter | Behind the Meter |  | None | Sunrun Installation Services, Inc. | JCP&L | Eligible for TI Program | 2019-07-29 | 2019-08-01 | 2021-10-30 | REC Solar | REC290TP2 BLK | Solar Panels |  | 0.29 | 14 | 208 | 27 |  | Fixed | Roof
NJSTRE1545382093 | NJSRRE1540894793 | Transition Incentive Program | Patterson | 7501 | 6 | 7.04 | Residential | Yes | Behind the Meter | Behind the Meter |  | None | Skyline Solar, LLC | PSE&G | Eligible for TI Program | 2019-04-25 | 2019-04-29 |  | SILFAB | SLA320M | Solar Panels |  | 0.32 | 17 | 199 | 15 |  | Fixed | Roof
NJSTRE1545382093 | NJSRRE1540894793 | Transition Incentive Program | Patterson | 7501 | 6 | 7.04 | Residential | Yes | Behind the Meter | Behind the Meter |  | None | Skyline Solar, LLC | PSE&G | Eligible for TI Program | 2019-04-25 | 2019-04-29 |  | Silfab | SLA320M | Solar Panels |  | 0.32 | 5 | 19 | 15 |  | Fixed | Roof
NJSTRE1545382093 | NJSRRE1540894793 | Transition Incentive Program | Patterson | 7501 | 6 | 7.04 | Residential | Yes | Behind the Meter | Behind the Meter |  | None | Skyline Solar, LLC | PSE&G | Eligible for TI Program | 2019-04-25 | 2019-04-29 |  | SolarEdge | SE5000H-US000BNC4 | Inverters | 5000 |  | 1 |  |  | 0.99 |  | Outside | WITHIN TEN FEET OF METER
NJSTRE1545382093 | NJSRRE1540894793 | Transition Incentive Program | Patterson | 7501 | 6 | 7.04 | Residential | Yes | Behind the Meter | Behind the Meter |  | None | Skyline Solar, LLC | PSE&G | Eligible for TI Program | 2019-04-25 | 2019-04-29 |  | solarEdge | SE-RGMTR-1D-240C-A | Meters |  |  | 1 |  |  |  | Yes | Outdoor
NJSTRE1545382094 | NJSRRE1541415043 | Transition Incentive Program | Southampton | 8088 | 13 | 34.51 | Commercial | No | Behind the Meter | Behind the Meter |  | None | Powell Energy and Solar | PSE&G | Eligible for TI Program | 2019-06-17 | 2019-06-20 | 2021-10-30 | Solaredge | SE11400H-us | Inverters | 11400 |  | 2 |  |  | 0.98 |  | Outside | on array
NJSTRE1545382094 | NJSRRE1541415043 | Transition Incentive Program | Southampton | 8088 | 13 | 34.51 | Commercial | No | Behind the Meter | Behind the Meter |  | None | Powell Energy and Solar | PSE&G | Eligible for TI Program | 2019-06-17 | 2019-06-20 | 2021-10-30 | LG | LG315N | Solar Panels |  | 0.315 | 8 | 180 | 25 |  | Fixed | Ground
NJSTRE1545382094 | NJSRRE1541415043 | Transition Incentive Program | Southampton | 8088 | 13 | 34.51 | Commercial | No | Behind the Meter | Behind the Meter |  | None | Powell Energy and Solar | PSE&G | Eligible for TI Program | 2019-06-17 | 2019-06-20 | 2021-10-30 | LG | LG335N | Solar Panels |  | 0.335 | 14 | 180 | 25 |  | Fixed | Ground
NJSTRE1545382094 | NJSRRE1541415043 | Transition Incentive Program | Southampton | 8088 | 13 | 34.51 | Commercial | No | Behind the Meter | Behind the Meter |  | None | Powell Energy and Solar | PSE&G | Eligible for TI Program | 2019-06-17 | 2019-06-20 | 2021-10-30 | LG | LG525N | Solar Panels |  | 0.325 | 84 | 180 | 25 |  | Fixed | Ground
NJSTRE1545382095 | NJSRRE1540384136 | Transition Incentive Program | Cinnaminson | 8077 | 13 | 151.11 | Commercial | No | Behind the Meter | Net-metered non-residential rooftop and canopy |  | None | Dynamic Energy Solutions, LLC | PSE&G | Accepted | 2019-02-22 | 2019-02-25 | 2021-10-30 | Chint Power Systems | CPS-SCA36KTL | Inverters | 36000 |  | 3 |  |  | 0.985 |  | Outdoor | N/A
NJSTRE1545382095 | NJSRRE1540384136 | Transition Incentive Program | Cinnaminson | 8077 | 13 | 151.11 | Commercial | No | Behind the Meter | Net-metered non-residential rooftop and canopy |  | None | Dynamic Energy Solutions, LLC | PSE&G | Accepted | 2019-02-22 | 2019-02-25 | 2021-10-30 | JINKO | JINKO 365W | Solar Panels |  | 0.365 | 414 | 145.1 | 10 |  | Fixed | Roof
NJSTRE1545382098 | NJSRRE1540959819 | Transition Incentive Program | Berlin | 8009 | 14 | 7.04 | Residential | Yes | Behind the Meter | Behind the Meter |  | None | Skyline Solar, LLC | AC Electric | Eligible for TI Program | 2019-05-04 | 2019-06-12 | 2021-10-30 | SolarEdge | SE5000H-US000BNC4 | Inverters | 5000 |  | 1 |  |  | 0.99 |  | Outside | within ten feet of meter
NJSTRE1545382098 | NJSRRE1540959819 | Transition Incentive Program | Berlin | 8009 | 14 | 7.04 | Residential | Yes | Behind the Meter | Behind the Meter |  | None | Skyline Solar, LLC | AC Electric | Eligible for TI Program | 2019-05-04 | 2019-06-12 | 2021-10-30 | Solar Edge | SE5000H-US000BNC4 | Meters |  |  | 1 |  |  |  | Yes | Outdoor
NJSTRE1545382098 | NJSRRE1540959819 | Transition Incentive Program | Berlin | 8009 | 14 | 7.04 | Residential | Yes | Behind the Meter | Behind the Meter |  | None | Skyline Solar, LLC | AC Electric | Eligible for TI Program | 2019-05-04 | 2019-06-12 | 2021-10-30 | Sifab | SLA320M | Solar Panels |  | 0.32 | 17 | 144 | 20 |  | Fixed | Roof
NJSTRE1545382098 | NJSRRE1540959819 | Transition Incentive Program | Berlin | 8009 | 14 | 7.04 | Residential | Yes | Behind the Meter | Behind the Meter |  | None | Skyline Solar, LLC | AC Electric | Eligible for TI Program | 2019-05-04 | 2019-06-12 | 2021-10-30 | Silfab | SLA320M | Solar Panels |  | 0.32 | 5 | 324 | 20 |  | Fixed | Roof
NJSTRE1545382102 | NJSRRE1540480670 | Transition Incentive Program | Union | 7083 | 10 | 6.3 | Residential | Yes | Behind the Meter | Net-metered residential rooftop and canopy |  | None | Fusion Solar Energy LLC | PSE&G | Eligible for TI Program | 2019-03-13 | 2019-03-14 |  | sunpower | x21 350 blk d ac | Solar Panels |  | 0.35 | 12 | 195 | 23 |  | Fixed | Roof
NJSTRE1545382102 | NJSRRE1540480670 | Transition Incentive Program | Union | 7083 | 10 | 6.3 | Residential | Yes | Behind the Meter | Net-metered residential rooftop and canopy |  | None | Fusion Solar Energy LLC | PSE&G | Eligible for TI Program | 2019-03-13 | 2019-03-14 |  | sunpower | x21 350 blk d ac | Solar Panels |  | 0.35 | 6 | 195 | 23 |  | Fixed | Roof
NJSTRE1545382102 | NJSRRE1540480670 | Transition Incentive Program | Union | 7083 | 10 | 6.3 | Residential | Yes | Behind the Meter | Net-metered residential rooftop and canopy |  | None | Fusion Solar Energy LLC | PSE&G | Eligible for TI Program | 2019-03-13 | 2019-03-14 |  | Sunpower | Sunpower Type D | Inverters | 320 |  | 18 |  |  | 0.96 |  | Outdoor | South
NJSTRE1545382102 | NJSRRE1540480670 | Transition Incentive Program | Union | 7083 | 10 | 6.3 | Residential | Yes | Behind the Meter | Net-metered residential rooftop and canopy |  | None | Fusion Solar Energy LLC | PSE&G | Eligible for TI Program | 2019-03-13 | 2019-03-14 |  | Sunpower | Pvs5 | Meters |  |  | 1 |  |  |  | Yes | Outdoor
NJSTRE1545382103 | NJSRRE1541500753 | Transition Incentive Program | Clementon | 8021 | 14 | 11.12 | Residential | Yes | Behind the Meter | Net-metered residential rooftop and canopy |  | None | Nationwide Solar LLC | AC Electric | As-Built Incomplete | 2019-06-27 | 2019-07-08 | 2021-10-30 | SunPOwer | PVS6 | Meters |  |  | 1 |  |  |  | Yes | Outdoor
NJSTRE1545382103 | NJSRRE1541500753 | Transition Incentive Program | Clementon | 8021 | 14 | 11.12 | Residential | Yes | Behind the Meter | Net-metered residential rooftop and canopy |  | None | Nationwide Solar LLC | AC Electric | As-Built Incomplete | 2019-06-27 | 2019-07-08 | 2021-10-30 | SunPower | IQ7-XS | Inverters | 320 |  | 34 |  |  | 0.95 |  | Other | GROUND
NJSTRE1545382103 | NJSRRE1541500753 | Transition Incentive Program | Clementon | 8021 | 14 | 11.12 | Residential | Yes | Behind the Meter | Net-metered residential rooftop and canopy |  | None | Nationwide Solar LLC | AC Electric | As-Built Incomplete | 2019-06-27 | 2019-07-08 | 2021-10-30 | SunPower | E20-327-E-AC | Solar Panels |  | 0.327 | 34 | 212 | 22 |  | Fixed | Roof
NJSTRE1545382105 | NJSRRE1541712696 | Transition Incentive Program | Union Beach | 7735 | 17 | 7.88 | Residential | Yes | Behind the Meter | Net-metered residential rooftop and canopy |  | None | Vivint Solar Developer, LLC | JCP&L | Accepted | 2019-08-02 | 2019-08-05 | 2021-10-30 | Solar Edge | SE7600H-US | Inverters | 7600 |  | 1 |  |  | 0.992 |  | Outdoor | Near The Utility Meter
NJSTRE1545382105 | NJSRRE1541712696 | Transition Incentive Program | Union Beach | 7735 | 17 | 7.88 | Residential | Yes | Behind the Meter | Net-metered residential rooftop and canopy |  | None | Vivint Solar Developer, LLC | JCP&L | Accepted | 2019-08-02 | 2019-08-05 | 2021-10-30 | Hanwha Solar | Q. Peak BLK-G5 315 | Solar Panels |  | 0.315 | 6 | 354 | 19 |  | Fixed | Roof
NJSTRE1545382105 | NJSRRE1541712696 | Transition Incentive Program | Union Beach | 7735 | 17 | 7.88 | Residential | Yes | Behind the Meter | Net-metered residential rooftop and canopy |  | None | Vivint Solar Developer, LLC | JCP&L | Accepted | 2019-08-02 | 2019-08-05 | 2021-10-30 | Hanwha Solar | Q. Peak BLK-G5 315 | Solar Panels |  | 0.315 | 19 | 175 | 19 |  | Fixed | Roof
NJSTRE1545382106 | NJSRRE1541494911 | Transition Incentive Program | HILLSBOROUGH | 8844 | 5 | 12.87 | Residential | Yes | Behind the Meter | Net-metered residential rooftop and canopy |  | None | Momentum Solar | PSE&G | Accepted | 2019-06-26 | 2019-10-18 | 2021-10-30 | ENPHASE | IQ7-60-2-US | Inverters | 250 |  | 39 |  |  | 0.97 |  | Outdoor | Roof
NJSTRE1545382106 | NJSRRE1541494911 | Transition Incentive Program | HILLSBOROUGH | 8844 | 5 | 12.87 | Residential | Yes | Behind the Meter | Net-metered residential rooftop and canopy |  | None | Momentum Solar | PSE&G | Accepted | 2019-06-26 | 2019-10-18 | 2021-10-30 | HANWHA | Q.PEAK DUO-G5 330 | Solar Panels |  | 0.33 | 3 | 44 | 32 |  | Fixed | Roof
NJSTRE1545382106 | NJSRRE1541494911 | Transition Incentive Program | HILLSBOROUGH | 8844 | 5 | 12.87 | Residential | Yes | Behind the Meter | Net-metered residential rooftop and canopy |  | None | Momentum Solar | PSE&G | Accepted | 2019-06-26 | 2019-10-18 | 2021-10-30 | HANWHA | Q.PEAK DUO-G5 330 | Solar Panels |  | 0.33 | 19 | 224 | 32 |  | Fixed | Roof
NJSTRE1545382106 | NJSRRE1541494911 | Transition Incentive Program | HILLSBOROUGH | 8844 | 5 | 12.87 | Residential | Yes | Behind the Meter | Net-metered residential rooftop and canopy |  | None | Momentum Solar | PSE&G | Accepted | 2019-06-26 | 2019-10-18 | 2021-10-30 | HANWHA | Q.PEAK DUO-G5 330 | Solar Panels |  | 0.33 | 17 | 224 | 32 |  | Fixed | Roof
NJSTRE1545382107 | NJSRRE1541708786 | Transition Incentive Program | Port Republic | 8241 | 19 | 13.68 | Residential | Yes | Behind the Meter | Net-metered residential rooftop and canopy |  | None | Castle Energy, LLC | AC Electric | Accepted | 2019-07-26 | 2019-07-31 | 2021-10-30 | SunPower | Type E | Inverters | 320 |  | 38 |  |  | 0.975 |  | Outside | on the rooftop under each solar panel
NJSTRE1545382107 | NJSRRE1541708786 | Transition Incentive Program | Port Republic | 8241 | 19 | 13.68 | Residential | Yes | Behind the Meter | Net-metered residential rooftop and canopy |  | None | Castle Energy, LLC | AC Electric | Accepted | 2019-07-26 | 2019-07-31 | 2021-10-30 | SunPower | SPR-X22-360-E-AC | Solar Panels |  | 0.36 | 4 | 296 | 20 |  | Fixed | Roof
NJSTRE1545382107 | NJSRRE1541708786 | Transition Incentive Program | Port Republic | 8241 | 19 | 13.68 | Residential | Yes | Behind the Meter | Net-metered residential rooftop and canopy |  | None | Castle Energy, LLC | AC Electric | Accepted | 2019-07-26 | 2019-07-31 | 2021-10-30 | SunPower | SPR-X22-360-E-AC | Solar Panels |  | 0.36 | 4 | 116 | 20 |  | Fixed | Roof
NJSTRE1545382107 | NJSRRE1541708786 | Transition Incentive Program | Port Republic | 8241 | 19 | 13.68 | Residential | Yes | Behind the Meter | Net-metered residential rooftop and canopy |  | None | Castle Energy, LLC | AC Electric | Accepted | 2019-07-26 | 2019-07-31 | 2021-10-30 | SunPower | SPR-X22-360-E-AC | Solar Panels |  | 0.36 | 19 | 116 | 32 |  | Fixed | Roof
NJSTRE1545382107 | NJSRRE1541708786 | Transition Incentive Program | Port Republic | 8241 | 19 | 13.68 | Residential | Yes | Behind the Meter | Net-metered residential rooftop and canopy |  | None | Castle Energy, LLC | AC Electric | Accepted | 2019-07-26 | 2019-07-31 | 2021-10-30 | SunPower | SPR-X22-360-E-AC | Solar Panels |  | 0.36 | 11 | 296 | 32 |  | Fixed | Roof
NJSTRE1545382108 | NJSRRE1541721970 | Transition Incentive Program | Barnegat | 8005 | 18 | 8.83 | Residential | No | Behind the Meter | Net-metered residential rooftop and canopy |  | None | Sunpower Capital LLC | JCP&L | As-Built Incomplete - Review | 2019-08-16 | 2019-09-30 |  | SunPower | 327W | Solar Panels |  | 0.327 | 9 | 186 | 21 |  | Fixed | Roof
NJSTRE1545382108 | NJSRRE1541721970 | Transition Incentive Program | Barnegat | 8005 | 18 | 8.83 | Residential | No | Behind the Meter | Net-metered residential rooftop and canopy |  | None | Sunpower Capital LLC | JCP&L | As-Built Incomplete - Review | 2019-08-16 | 2019-09-30 |  | SunPower | 327W | Solar Panels |  | 0.327 | 5 | 276 | 26 |  | Fixed | Roof
NJSTRE1545382108 | NJSRRE1541721970 | Transition Incentive Program | Barnegat | 8005 | 18 | 8.83 | Residential | No | Behind the Meter | Net-metered residential rooftop and canopy |  | None | Sunpower Capital LLC | JCP&L | As-Built Incomplete - Review | 2019-08-16 | 2019-09-30 |  | SunPower | 327W | Solar Panels |  | 0.327 | 7 | 6 | 17 |  | Fixed | Roof
NJSTRE1545382108 | NJSRRE1541721970 | Transition Incentive Program | Barnegat | 8005 | 18 | 8.83 | Residential | No | Behind the Meter | Net-metered residential rooftop and canopy |  | None | Sunpower Capital LLC | JCP&L | As-Built Incomplete - Review | 2019-08-16 | 2019-09-30 |  | SunPower | 327W | Solar Panels |  | 0.327 | 6 | 69 | 21 |  | Fixed | Roof
NJSTRE1545382108 | NJSRRE1541721970 | Transition Incentive Program | Barnegat | 8005 | 18 | 8.83 | Residential | No | Behind the Meter | Net-metered residential rooftop and canopy |  | None | Sunpower Capital LLC | JCP&L | As-Built Incomplete - Review | 2019-08-16 | 2019-09-30 |  | SunPower | Type E | Inverters | 320 |  | 27 |  |  | 0.99 |  | Outside | NA
NJSTRE1545382108 | NJSRRE1541721970 | Transition Incentive Program | Barnegat | 8005 | 18 | 8.83 | Residential | No | Behind the Meter | Net-metered residential rooftop and canopy |  | None | Sunpower Capital LLC | JCP&L | As-Built Incomplete - Review | 2019-08-16 | 2019-09-30 |  | SunPower | PVS6 | Meters |  |  | 1 |  |  |  | Yes | Outdoor
NJSTRE1545382110 | NJSRRE1541722671 | Transition Incentive Program | Linwood | 8221 | 19 | 7.68 | Residential | No | Behind the Meter | Net-metered residential rooftop and canopy |  | None | Castle Energy, LLC | AC Electric | Accepted | 2019-07-31 | 2019-08-05 | 2021-10-30 | Enphase Energy | IQ7-60-2-US | Inverters | 240 |  | 24 |  |  | 0.967 |  | Outside | on the rooftop under each solar panel
NJSTRE1545382110 | NJSRRE1541722671 | Transition Incentive Program | Linwood | 8221 | 19 | 7.68 | Residential | No | Behind the Meter | Net-metered residential rooftop and canopy |  | None | Castle Energy, LLC | AC Electric | Accepted | 2019-07-31 | 2019-08-05 | 2021-10-30 | LG Electronics | LG320E1K-A5 | Solar Panels |  | 0.32 | 24 | 211 | 35 |  | Fixed | Roof
NJSTRE1545382113 | NJSRRE1541708853 | Transition Incentive Program | Edison | 8820 | 11 | 6.27 | Residential | No | Behind the Meter | Behind the Meter |  | None | Sunrun Installation Services, Inc. | PSE&G | Eligible for TI Program | 2019-07-26 | 2019-07-31 | 2021-10-30 | SolarEdge Technologies | SE5000H-USRGM | Inverters | 5000 |  | 1 |  |  | 0.96 |  | Outdoor | Next To Meter
NJSTRE1545382113 | NJSRRE1541708853 | Transition Incentive Program | Edison | 8820 | 11 | 6.27 | Residential | No | Behind the Meter | Behind the Meter |  | None | Sunrun Installation Services, Inc. | PSE&G | Eligible for TI Program | 2019-07-26 | 2019-07-31 | 2021-10-30 | LG Electronics | LG330N1C-A5 | Solar Panels |  | 0.33 | 11 | 76 | 9 |  | Fixed | Roof
NJSTRE1545382113 | NJSRRE1541708853 | Transition Incentive Program | Edison | 8820 | 11 | 6.27 | Residential | No | Behind the Meter | Behind the Meter |  | None | Sunrun Installation Services, Inc. | PSE&G | Eligible for TI Program | 2019-07-26 | 2019-07-31 | 2021-10-30 | LG Electronics | LG330N1C-A5 | Solar Panels |  | 0.33 | 3 | 256 | 34 |  | Fixed | Roof
NJSTRE1545382113 | NJSRRE1541708853 | Transition Incentive Program | Edison | 8820 | 11 | 6.27 | Residential | No | Behind the Meter | Behind the Meter |  | None | Sunrun Installation Services, Inc. | PSE&G | Eligible for TI Program | 2019-07-26 | 2019-07-31 | 2021-10-30 | LG Electronics | LG330N1C-A5 | Solar Panels |  | 0.33 | 5 | 166 | 23 |  | Fixed | Roof
NJSTRE1545382116 | NJSRRE1540857867 | Transition Incentive Program | Paterson | 7503 | 6 | 9.6 | Residential | Yes | Behind the Meter | Behind the Meter |  | None | Skyline Solar, LLC | PSE&G | Eligible for TI Program | 2019-04-17 | 2019-04-17 |  | SILFAB | SLA320M | Solar Panels |  | 0.32 | 12 | 346 | 26 |  | Fixed | Roof
NJSTRE1545382116 | NJSRRE1540857867 | Transition Incentive Program | Paterson | 7503 | 6 | 9.6 | Residential | Yes | Behind the Meter | Behind the Meter |  | None | Skyline Solar, LLC | PSE&G | Eligible for TI Program | 2019-04-17 | 2019-04-17 |  | Silfab | SLA320M | Solar Panels |  | 0.32 | 18 | 166 | 26 |  | Fixed | Roof
NJSTRE1545382116 | NJSRRE1540857867 | Transition Incentive Program | Paterson | 7503 | 6 | 9.6 | Residential | Yes | Behind the Meter | Behind the Meter |  | None | Skyline Solar, LLC | PSE&G | Eligible for TI Program | 2019-04-17 | 2019-04-17 |  | Solar Edge | SE7000H-US000NNC2 | Inverters | 7000 |  | 1 |  |  | 0.99 |  | Outside | within five feet of meter
NJSTRE1545382116 | NJSRRE1540857867 | Transition Incentive Program | Paterson | 7503 | 6 | 9.6 | Residential | Yes | Behind the Meter | Behind the Meter |  | None | Skyline Solar, LLC | PSE&G | Eligible for TI Program | 2019-04-17 | 2019-04-17 |  | SOLAR EDGE | SE-RGMTR-1D-240C-A | Meters |  |  | 1 |  |  |  | Yes | Outdoor
NJSTRE1545382117 | NJSRRE1541709306 | Transition Incentive Program | Washington Twp Ber | 7676 | 7 | 13.92 | Residential | No | Behind the Meter | Behind the Meter |  | None | Sunrun Installation Services, Inc. | PSE&G | Eligible for TI Program | 2019-07-26 | 2019-07-31 | 2021-10-30 | Ningbo Ginlong Technologies | Solis-1P10K-4G-US | Inverters | 10000 |  | 1 |  |  | 0.96 |  | Outdoor | Next To Meter
NJSTRE1545382117 | NJSRRE1541709306 | Transition Incentive Program | Washington Twp Ber | 7676 | 7 | 13.92 | Residential | No | Behind the Meter | Behind the Meter |  | None | Sunrun Installation Services, Inc. | PSE&G | Eligible for TI Program | 2019-07-26 | 2019-07-31 | 2021-10-30 | Ningbo Ginlong Technologies | Solis-1P3K-4G-US | Inverters | 3000 |  | 1 |  |  | 0.96 |  | Outdoor | Next To Meter
NJSTRE1545382117 | NJSRRE1541709306 | Transition Incentive Program | Washington Twp Ber | 7676 | 7 | 13.92 | Residential | No | Behind the Meter | Behind the Meter |  | None | Sunrun Installation Services, Inc. | PSE&G | Eligible for TI Program | 2019-07-26 | 2019-07-31 | 2021-10-30 | REC Solar | REC290TP2 BLK | Solar Panels |  | 0.29 | 25 | 199 | 10 |  | Fixed | Roof
NJSTRE1545382117 | NJSRRE1541709306 | Transition Incentive Program | Washington Twp Ber | 7676 | 7 | 13.92 | Residential | No | Behind the Meter | Behind the Meter |  | None | Sunrun Installation Services, Inc. | PSE&G | Eligible for TI Program | 2019-07-26 | 2019-07-31 | 2021-10-30 | REC Solar | REC290TP2 BLK | Solar Panels |  | 0.29 | 12 | 19 | 10 |  | Fixed | Roof
NJSTRE1545382117 | NJSRRE1541709306 | Transition Incentive Program | Washington Twp Ber | 7676 | 7 | 13.92 | Residential | No | Behind the Meter | Behind the Meter |  | None | Sunrun Installation Services, Inc. | PSE&G | Eligible for TI Program | 2019-07-26 | 2019-07-31 | 2021-10-30 | REC Solar | REC290TP2 BLK | Solar Panels |  | 0.29 | 11 | 19 | 10 |  | Fixed | Roof
NJSTRE1545382118 | NJSRRE1540459430 | Transition Incentive Program | Elizabeth | 7202 | 10 | 7.04 | Residential | Yes | Behind the Meter | Behind the Meter |  | None | Skyline Solar, LLC | PSE&G | Eligible for TI Program | 2019-03-07 | 2019-03-11 |  | Silfab | SLA-M 320Wp | Solar Panels |  | 0.32 | 22 | 222 | 37 |  | Fixed | Roof
NJSTRE1545382118 | NJSRRE1540459430 | Transition Incentive Program | Elizabeth | 7202 | 10 | 7.04 | Residential | Yes | Behind the Meter | Behind the Meter |  | None | Skyline Solar, LLC | PSE&G | Eligible for TI Program | 2019-03-07 | 2019-03-11 |  | SolarEdge | SE5000H-US000NNC2 | Inverters | 5000 |  | 1 |  |  | 0.99 |  | Outdoor | within 5 feet of meter
NJSTRE1545382119 | NJSRRE1541709220 | Transition Incentive Program | Westfield | 7090 | 10 | 13.63 | Residential | Yes | Behind the Meter | Behind the Meter |  | None | Sunrun Installation Services, Inc. | PSE&G | Eligible for TI Program | 2019-07-26 | 2019-07-31 | 2021-10-30 | Ningbo Ginlong Technologies | Solis-1P3K-4G-US | Inverters | 3000 |  | 1 |  |  | 0.96 |  | Outdoor | Next To Meter
NJSTRE1545382119 | NJSRRE1541709220 | Transition Incentive Program | Westfield | 7090 | 10 | 13.63 | Residential | Yes | Behind the Meter | Behind the Meter |  | None | Sunrun Installation Services, Inc. | PSE&G | Eligible for TI Program | 2019-07-26 | 2019-07-31 | 2021-10-30 | Ningbo Ginlong Technologies | Solis-1P10K-4G-US | Inverters | 10000 |  | 1 |  |  | 0.96 |  | Outdoor | Next To Meter
NJSTRE1545382119 | NJSRRE1541709220 | Transition Incentive Program | Westfield | 7090 | 10 | 13.63 | Residential | Yes | Behind the Meter | Behind the Meter |  | None | Sunrun Installation Services, Inc. | PSE&G | Eligible for TI Program | 2019-07-26 | 2019-07-31 | 2021-10-30 | REC Solar | REC290TP2 BLK | Solar Panels |  | 0.29 | 25 | 40 | 27 |  | Fixed | Roof
NJSTRE1545382119 | NJSRRE1541709220 | Transition Incentive Program | Westfield | 7090 | 10 | 13.63 | Residential | Yes | Behind the Meter | Behind the Meter |  | None | Sunrun Installation Services, Inc. | PSE&G | Eligible for TI Program | 2019-07-26 | 2019-07-31 | 2021-10-30 | REC Solar | REC290TP2 BLK | Solar Panels |  | 0.29 | 22 | 221 | 27 |  | Fixed | Roof
NJSTRE1545382121 | NJSRRE1541136384 | Transition Incentive Program | Clermont | 8210 | 21 | 33.79 | Commercial | Yes | Behind the Meter | Behind the Meter |  | None | OCEAN SOLAR | AC Electric | Eligible for TI Program | 2019-06-12 | 2019-07-01 | 2021-10-30 | SOLAR EDGE | SE7600 | Inverters | 7600 |  | 3 |  |  | 0.99 |  | Outside | ON ARRAY
NJSTRE1545382121 | NJSRRE1541136384 | Transition Incentive Program | Clermont | 8210 | 21 | 33.79 | Commercial | Yes | Behind the Meter | Behind the Meter |  | None | OCEAN SOLAR | AC Electric | Eligible for TI Program | 2019-06-12 | 2019-07-01 | 2021-10-30 | SILFAB | 310 MONO | Solar Panels |  | 0.31 | 109 | 180 | 25 |  | Fixed | Ground
NJSTRE1545382123 | NJSRRE1540474826 | Transition Incentive Program | Beachwood | 8722 | 18 | 5.28 | Residential | No | Behind the Meter | Net-metered residential rooftop and canopy |  | None | NJ Solar Power, LLC | JCP&L | Accepted | 2019-03-11 | 2019-03-13 | 2021-10-30 | SolarEdge | SE7600H-US | Inverters | 7600 |  | 1 |  |  | 0.99 |  | Indoor | basement
NJSTRE1545382123 | NJSRRE1540474826 | Transition Incentive Program | Beachwood | 8722 | 18 | 5.28 | Residential | No | Behind the Meter | Net-metered residential rooftop and canopy |  | None | NJ Solar Power, LLC | JCP&L | Accepted | 2019-03-11 | 2019-03-13 | 2021-10-30 | Panasonic | VBHN330SA17 | Solar Panels |  | 0.33 | 16 | 215 | 30 |  | Fixed | Roof
NJSTRE1545382125 | NJSRRE1541708144 | Transition Incentive Program | TRENTON | 8620 | 12 | 4.73 | Residential | Yes | Behind the Meter | Net-metered residential rooftop and canopy |  | None | Vivint Solar Developer, LLC | PSE&G | Accepted | 2019-08-05 | 2019-08-06 | 2021-10-30 | SolarEdge | SE3800H-US | Inverters | 3800 |  | 1 |  |  | 0.992 |  | Outdoor | Near The Utility Meter
NJSTRE1545382125 | NJSRRE1541708144 | Transition Incentive Program | TRENTON | 8620 | 12 | 4.73 | Residential | Yes | Behind the Meter | Net-metered residential rooftop and canopy |  | None | Vivint Solar Developer, LLC | PSE&G | Accepted | 2019-08-05 | 2019-08-06 | 2021-10-30 | Hanwha Solar | Q.PEAK BLK-G5 315 | Solar Panels |  | 0.315 | 15 | 23 | 195 |  | Fixed | Roof
NJSTRE1545382126 | NJSRRE1541715534 | Transition Incentive Program | Bridgewater Township | 8807 | 5 | 7.59 | Residential | No | Behind the Meter | Behind the Meter |  | None | Sunrun Installation Services, Inc. | PSE&G | Eligible for TI Program | 2019-07-29 | 2019-08-01 | 2021-10-30 | Ningbo Ginlong Technologies | Solis-1P6K-4G-US | Inverters | 6000 |  | 1 |  |  | 0.96 |  | Outdoor | Next To Meter
NJSTRE1545382126 | NJSRRE1541715534 | Transition Incentive Program | Bridgewater Township | 8807 | 5 | 7.59 | Residential | No | Behind the Meter | Behind the Meter |  | None | Sunrun Installation Services, Inc. | PSE&G | Eligible for TI Program | 2019-07-29 | 2019-08-01 | 2021-10-30 | LG Electronics | LG330N1C-A5 | Solar Panels |  | 0.33 | 23 | 265 | 37 |  | Fixed | Roof
NJSTRE1545382127 | NJSRRE1541137244 | Transition Incentive Program | Clermont | 8210 | 21 | 33.79 | Commercial | No | Behind the Meter | Behind the Meter |  | None | OCEAN SOLAR | AC Electric | Eligible for TI Program | 2019-06-12 | 2019-07-01 | 2021-10-30 | silfab | 310 mono | Solar Panels |  | 0.31 | 109 | 180 | 25 |  | Fixed | Ground
NJSTRE1545382127 | NJSRRE1541137244 | Transition Incentive Program | Clermont | 8210 | 21 | 33.79 | Commercial | No | Behind the Meter | Behind the Meter |  | None | OCEAN SOLAR | AC Electric | Eligible for TI Program | 2019-06-12 | 2019-07-01 | 2021-10-30 | solar edge | se7600 | Inverters | 7600 |  | 3 |  |  | 0.99 |  | Outside | on array
NJSTRE1545382128 | NJSRRE1541696196 | Transition Incentive Program | Cream Ridge | 8514 | 17 | 24.07 | Residential | Yes | Behind the Meter | Behind the Meter |  | None | Sunrun Installation Services, Inc. | JCP&L | Eligible for TI Program | 2019-07-23 | 2019-08-05 | 2021-10-30 | Ginlong | Solis-1P7.6K-4G-US | Inverters | 7600 |  | 2 |  |  | 0.96 |  | Outdoor | Next to meter
NJSTRE1545382128 | NJSRRE1541696196 | Transition Incentive Program | Cream Ridge | 8514 | 17 | 24.07 | Residential | Yes | Behind the Meter | Behind the Meter |  | None | Sunrun Installation Services, Inc. | JCP&L | Eligible for TI Program | 2019-07-23 | 2019-08-05 | 2021-10-30 | Ningbo Ginlong Technologies | Solis-1P10K-4G-US | Inverters | 10000 |  | 1 |  |  | 0.96 |  | Outdoor | Next To Meter
NJSTRE1545382128 | NJSRRE1541696196 | Transition Incentive Program | Cream Ridge | 8514 | 17 | 24.07 | Residential | Yes | Behind the Meter | Behind the Meter |  | None | Sunrun Installation Services, Inc. | JCP&L | Eligible for TI Program | 2019-07-23 | 2019-08-05 | 2021-10-30 | REC Solar | REC290TP2 BLK | Solar Panels |  | 0.29 | 83 | 227 | 30 |  | Fixed | Roof
NJSTRE1545382130 | NJSRRE1541643460 | Transition Incentive Program | Phillipsburg | 8865 | 2 | 5.12 | Residential | Yes | Behind the Meter | Behind the Meter |  | None | Skyline Solar, LLC | JCP&L | Eligible for TI Program | 2019-07-13 | 2019-08-05 | 2021-10-30 | SOLAR EDGE | SE3800H-US000NNC2 | Meters |  |  | 1 |  |  |  | Yes | Outdoor
NJSTRE1545382130 | NJSRRE1541643460 | Transition Incentive Program | Phillipsburg | 8865 | 2 | 5.12 | Residential | Yes | Behind the Meter | Behind the Meter |  | None | Skyline Solar, LLC | JCP&L | Eligible for TI Program | 2019-07-13 | 2019-08-05 | 2021-10-30 | SILFAB | SLA320M | Solar Panels |  | 0.32 | 6 | 52 | 30 |  | Fixed | Roof
NJSTRE1545382130 | NJSRRE1541643460 | Transition Incentive Program | Phillipsburg | 8865 | 2 | 5.12 | Residential | Yes | Behind the Meter | Behind the Meter |  | None | Skyline Solar, LLC | JCP&L | Eligible for TI Program | 2019-07-13 | 2019-08-05 | 2021-10-30 | Silfab | SLA320M | Solar Panels |  | 0.32 | 10 | 232 | 30 |  | Fixed | Roof
NJSTRE1545382130 | NJSRRE1541643460 | Transition Incentive Program | Phillipsburg | 8865 | 2 | 5.12 | Residential | Yes | Behind the Meter | Behind the Meter |  | None | Skyline Solar, LLC | JCP&L | Eligible for TI Program | 2019-07-13 | 2019-08-05 | 2021-10-30 | SolarEdge | SE3800H-US000NNC2 | Inverters | 3800 |  | 1 |  |  | 0.99 |  | Outside | within ten feet of meter
NJSTRE1545382131 | NJSRRE1541722726 | Transition Incentive Program | Dumont | 7628 | 7 | 9.45 | Residential | Yes | Behind the Meter | Net-metered residential rooftop and canopy |  | None | Vivint Solar Developer, LLC | PSE&G | Accepted | 2019-08-01 | 2019-08-05 | 2021-10-30 | Hanwha Solar | Q.PEAK BLK-G5 315 | Solar Panels |  | 0.315 | 13 | 268 | 40 |  | Fixed | Roof
NJSTRE1545382131 | NJSRRE1541722726 | Transition Incentive Program | Dumont | 7628 | 7 | 9.45 | Residential | Yes | Behind the Meter | Net-metered residential rooftop and canopy |  | None | Vivint Solar Developer, LLC | PSE&G | Accepted | 2019-08-01 | 2019-08-05 | 2021-10-30 | Hanwha Solar | Q.PEAK BLK-G5 315 | Solar Panels |  | 0.315 | 3 | 358 | 15 |  | Fixed | Roof
NJSTRE1545382131 | NJSRRE1541722726 | Transition Incentive Program | Dumont | 7628 | 7 | 9.45 | Residential | Yes | Behind the Meter | Net-metered residential rooftop and canopy |  | None | Vivint Solar Developer, LLC | PSE&G | Accepted | 2019-08-01 | 2019-08-05 | 2021-10-30 | Solar Edge | SE7600H-US | Inverters | 7600 |  | 1 |  |  | 0.992 |  | Outdoor | Near the Utility Meter
NJSTRE1545382131 | NJSRRE1541722726 | Transition Incentive Program | Dumont | 7628 | 7 | 9.45 | Residential | Yes | Behind the Meter | Net-metered residential rooftop and canopy |  | None | Vivint Solar Developer, LLC | PSE&G | Accepted | 2019-08-01 | 2019-08-05 | 2021-10-30 | Hanwha Solar | Q.PEAK BLK-G5 315 | Solar Panels |  | 0.315 | 12 | 88 | 40 |  | Fixed | Roof
NJSTRE1545382131 | NJSRRE1541722726 | Transition Incentive Program | Dumont | 7628 | 7 | 9.45 | Residential | Yes | Behind the Meter | Net-metered residential rooftop and canopy |  | None | Vivint Solar Developer, LLC | PSE&G | Accepted | 2019-08-01 | 2019-08-05 | 2021-10-30 | Hanwha Solar | Q.PEAK BLK-G5 315 | Solar Panels |  | 0.315 | 2 | 178 | 15 |  | Fixed | Roof
NJSTRE1545382132 | NJSRRE1540459474 | Transition Incentive Program | Trenton | 8618 | 12 | 5.12 | Residential | Yes | Behind the Meter | Behind the Meter |  | None | Skyline Solar, LLC | PSE&G | Eligible for TI Program | 2019-03-07 | 2019-04-01 |  | Silfab | SLA320M | Solar Panels |  | 0.32 | 10 | 234 | 18 |  | Fixed | Roof
NJSTRE1545382132 | NJSRRE1540459474 | Transition Incentive Program | Trenton | 8618 | 12 | 5.12 | Residential | Yes | Behind the Meter | Behind the Meter |  | None | Skyline Solar, LLC | PSE&G | Eligible for TI Program | 2019-03-07 | 2019-04-01 |  | Silfab | SLA320M | Solar Panels |  | 0.32 | 6 | 54 | 18 |  | Fixed | Roof
NJSTRE1545382132 | NJSRRE1540459474 | Transition Incentive Program | Trenton | 8618 | 12 | 5.12 | Residential | Yes | Behind the Meter | Behind the Meter |  | None | Skyline Solar, LLC | PSE&G | Eligible for TI Program | 2019-03-07 | 2019-04-01 |  | Solar Edge | SE3800H-US000NNC2 | Inverters | 3800 |  | 1 |  |  | 0.99 |  | Indoor | within ten feet of meter
NJSTRE1545382132 | NJSRRE1540459474 | Transition Incentive Program | Trenton | 8618 | 12 | 5.12 | Residential | Yes | Behind the Meter | Behind the Meter |  | None | Skyline Solar, LLC | PSE&G | Eligible for TI Program | 2019-03-07 | 2019-04-01 |  | SOLAR EDGE | SE3800H-US000NNC2 | Meters |  |  | 1 |  |  |  | Yes | Outdoor
NJSTRE1545382133 | NJSRRE1541699609 | Transition Incentive Program | Bayville | 8721 | 18 | 8.82 | Residential | Yes | Behind the Meter | Net-metered residential rooftop and canopy |  | None | Vivint Solar Developer, LLC | JCP&L | Accepted | 2019-08-06 | 2019-08-06 | 2021-10-30 | SolarEdge | SE7600H-US | Inverters | 7600 |  | 1 |  |  | 0.992 |  | Outdoor | Near the Utility Meter
NJSTRE1545382133 | NJSRRE1541699609 | Transition Incentive Program | Bayville | 8721 | 18 | 8.82 | Residential | Yes | Behind the Meter | Net-metered residential rooftop and canopy |  | None | Vivint Solar Developer, LLC | JCP&L | Accepted | 2019-08-06 | 2019-08-06 | 2021-10-30 | Hanwha Solar | Q.Peak BLK-G5 315 | Solar Panels |  | 0.315 | 8 | 175 | 40 |  | Fixed | Roof
NJSTRE1545382133 | NJSRRE1541699609 | Transition Incentive Program | Bayville | 8721 | 18 | 8.82 | Residential | Yes | Behind the Meter | Net-metered residential rooftop and canopy |  | None | Vivint Solar Developer, LLC | JCP&L | Accepted | 2019-08-06 | 2019-08-06 | 2021-10-30 | Hanwha Solar | Q.Peak BLK-G5 315 | Solar Panels |  | 0.315 | 8 | 175 | 30 |  | Fixed | Roof
NJSTRE1545382133 | NJSRRE1541699609 | Transition Incentive Program | Bayville | 8721 | 18 | 8.82 | Residential | Yes | Behind the Meter | Net-metered residential rooftop and canopy |  | None | Vivint Solar Developer, LLC | JCP&L | Accepted | 2019-08-06 | 2019-08-06 | 2021-10-30 | Hanwha Solar | Q.Peak BLK- G5 315 | Solar Panels |  | 0.315 | 12 | 355 | 40 |  | Fixed | Roof
NJSTRE1545382135 | NJSRRE1541721759 | Transition Incentive Program | Deptford Township | 8096 | 15 | 6.2 | Residential | Yes | Behind the Meter | Net-metered residential rooftop and canopy |  | None | Suntuity Solar LLC | PSE&G | Accepted | 2019-07-31 | 2019-08-05 | 2021-10-30 | Enphase Energy | IQ7-60-2-US | Inverters | 240 |  | 20 |  |  | 0.97 |  | Outdoor | Behind the PV Modules
NJSTRE1545382135 | NJSRRE1541721759 | Transition Incentive Program | Deptford Township | 8096 | 15 | 6.2 | Residential | Yes | Behind the Meter | Net-metered residential rooftop and canopy |  | None | Suntuity Solar LLC | PSE&G | Accepted | 2019-07-31 | 2019-08-05 | 2021-10-30 | Yingli Green Energy | YL310D-30b | Solar Panels |  | 0.31 | 18 | 89 | 24 |  | Fixed | Roof
NJSTRE1545382135 | NJSRRE1541721759 | Transition Incentive Program | Deptford Township | 8096 | 15 | 6.2 | Residential | Yes | Behind the Meter | Net-metered residential rooftop and canopy |  | None | Suntuity Solar LLC | PSE&G | Accepted | 2019-07-31 | 2019-08-05 | 2021-10-30 | Yingli Green Energy | YL310D-30b | Solar Panels |  | 0.31 | 2 | 269 | 24 |  | Fixed | Roof
NJSTRE1545382136 | NJSRRE1541644392 | Transition Incentive Program | North Bergen | 7047 | 8 | 8.37 | Residential | No | Behind the Meter | Net-metered residential rooftop and canopy |  | None | Suntuity Solar LLC | PSE&G | Accepted | 2019-07-15 | 2019-07-17 | 2021-10-30 | Yingli Green Energy | YL310D-30b | Solar Panels |  | 0.31 | 20 | 121 | 34 |  | Fixed | Roof
NJSTRE1545382136 | NJSRRE1541644392 | Transition Incentive Program | North Bergen | 7047 | 8 | 8.37 | Residential | No | Behind the Meter | Net-metered residential rooftop and canopy |  | None | Suntuity Solar LLC | PSE&G | Accepted | 2019-07-15 | 2019-07-17 | 2021-10-30 | Enphase Energy | IQ7-60-2-US | Inverters | 240 |  | 27 |  |  | 0.97 |  | Outdoor | Behind the PV Modules
NJSTRE1545382136 | NJSRRE1541644392 | Transition Incentive Program | North Bergen | 7047 | 8 | 8.37 | Residential | No | Behind the Meter | Net-metered residential rooftop and canopy |  | None | Suntuity Solar LLC | PSE&G | Accepted | 2019-07-15 | 2019-07-17 | 2021-10-30 | Yingli Green Energy | YL310D-30b | Solar Panels |  | 0.31 | 7 | 301 | 34 |  | Fixed | Roof
NJSTRE1545382137 | NJSRRE1540412129 | Transition Incentive Program | Trenton | 8610 | 12 | 4.8 | Residential | No | Behind the Meter | Net-metered residential rooftop and canopy |  | None | Palmetto Solar | PSE&G | Accepted | 2019-03-01 | 2019-03-04 | 2021-10-30 | SolarEdge | SE5000A-US | Inverters | 5000 |  | 1 |  |  | 0.99 |  | Outdoor | side of house
NJSTRE1545382137 | NJSRRE1540412129 | Transition Incentive Program | Trenton | 8610 | 12 | 4.8 | Residential | No | Behind the Meter | Net-metered residential rooftop and canopy |  | None | Palmetto Solar | PSE&G | Accepted | 2019-03-01 | 2019-03-04 | 2021-10-30 | Silfab | SLA-M 300 | Solar Panels |  | 0.3 | 13 | 117 | 34 |  | Fixed | Roof
NJSTRE1545382137 | NJSRRE1540412129 | Transition Incentive Program | Trenton | 8610 | 12 | 4.8 | Residential | No | Behind the Meter | Net-metered residential rooftop and canopy |  | None | Palmetto Solar | PSE&G | Accepted | 2019-03-01 | 2019-03-04 | 2021-10-30 | Silfab | SLA-M 300 | Solar Panels |  | 0.3 | 3 | 117 | 18 |  | Fixed | Roof
NJSTRE1545382138 | NJSRRE1541715440 | Transition Incentive Program | KEYPORT | 7735 | 17 | 7.88 | Residential | Yes | Behind the Meter | Net-metered residential rooftop and canopy |  | None | Vivint Solar Developer, LLC | JCP&L | Accepted | 2019-08-01 | 2019-08-02 | 2021-10-30 | Solar Edge | SE7600H-US | Inverters | 7600 |  | 1 |  |  | 0.992 |  | Outdoor | Neat the Utility Meter
NJSTRE1545382138 | NJSRRE1541715440 | Transition Incentive Program | KEYPORT | 7735 | 17 | 7.88 | Residential | Yes | Behind the Meter | Net-metered residential rooftop and canopy |  | None | Vivint Solar Developer, LLC | JCP&L | Accepted | 2019-08-01 | 2019-08-02 | 2021-10-30 | Hanwha Solar | Q. Peak BLK-G5 315 | Solar Panels |  | 0.315 | 12 | 30 | 19 |  | Fixed | Roof
NJSTRE1545382138 | NJSRRE1541715440 | Transition Incentive Program | KEYPORT | 7735 | 17 | 7.88 | Residential | Yes | Behind the Meter | Net-metered residential rooftop and canopy |  | None | Vivint Solar Developer, LLC | JCP&L | Accepted | 2019-08-01 | 2019-08-02 | 2021-10-30 | Hanwha Solar | Q. Peak BLK-G5 315 | Solar Panels |  | 0.315 | 13 | 210 | 19 |  | Fixed | Roof
NJSTRE1545382139 | NJSRRE1541635332 | Transition Incentive Program | Linden City | 7036 | 10 | 5.8 | Residential | Yes | Behind the Meter | Behind the Meter |  | None | Sunrun Installation Services, Inc. | PSE&G | Eligible for TI Program | 2019-07-11 | 2019-08-22 | 2021-10-30 | Ningbo Ginlong Technologies | Solis-1P6K-4G-US | Inverters | 6000 |  | 1 |  |  | 0.96 |  | Outdoor | Next To Meter
NJSTRE1545382139 | NJSRRE1541635332 | Transition Incentive Program | Linden City | 7036 | 10 | 5.8 | Residential | Yes | Behind the Meter | Behind the Meter |  | None | Sunrun Installation Services, Inc. | PSE&G | Eligible for TI Program | 2019-07-11 | 2019-08-22 | 2021-10-30 | REC Solar | REC290TP2 BLK | Solar Panels |  | 0.29 | 9 | 218 | 23 |  | Fixed | Roof
NJSTRE1545382139 | NJSRRE1541635332 | Transition Incentive Program | Linden City | 7036 | 10 | 5.8 | Residential | Yes | Behind the Meter | Behind the Meter |  | None | Sunrun Installation Services, Inc. | PSE&G | Eligible for TI Program | 2019-07-11 | 2019-08-22 | 2021-10-30 | REC Solar | REC290TP2 BLK | Solar Panels |  | 0.29 | 6 | 39 | 23 |  | Fixed | Roof
NJSTRE1545382139 | NJSRRE1541635332 | Transition Incentive Program | Linden City | 7036 | 10 | 5.8 | Residential | Yes | Behind the Meter | Behind the Meter |  | None | Sunrun Installation Services, Inc. | PSE&G | Eligible for TI Program | 2019-07-11 | 2019-08-22 | 2021-10-30 | REC Solar | REC290TP2 BLK | Solar Panels |  | 0.29 | 5 | 129 | 23 |  | Fixed | Roof
NJSTRE1545382140 | NJSRRE1541673250 | Transition Incentive Program | BURLINGTON | 8016 | 13 | 3.47 | Residential | Yes | Behind the Meter | Net-metered residential rooftop and canopy |  | None | Vivint Solar Developer, LLC | PSE&G | Accepted | 2019-08-01 | 2019-08-22 | 2021-10-30 | SOLAREDGE | SE3800H-US | Inverters | 3800 |  | 1 |  |  | 0.992 |  | Outdoor | Near The Utility Meter
NJSTRE1545382140 | NJSRRE1541673250 | Transition Incentive Program | BURLINGTON | 8016 | 13 | 3.47 | Residential | Yes | Behind the Meter | Net-metered residential rooftop and canopy |  | None | Vivint Solar Developer, LLC | PSE&G | Accepted | 2019-08-01 | 2019-08-22 | 2021-10-30 | HANWHA SOLAR | Q.PEAK BLK-G5 315 | Solar Panels |  | 0.315 | 6 | 127 | 27 |  | Fixed | Roof
NJSTRE1545382140 | NJSRRE1541673250 | Transition Incentive Program | BURLINGTON | 8016 | 13 | 3.47 | Residential | Yes | Behind the Meter | Net-metered residential rooftop and canopy |  | None | Vivint Solar Developer, LLC | PSE&G | Accepted | 2019-08-01 | 2019-08-22 | 2021-10-30 | HANWHA SOLAR | Q.PEAK BLK-G5 315 | Solar Panels |  | 0.315 | 5 | 307 | 27 |  | Fixed | Roof
NJSTRE1545382141 | NJSRRE1540762984 | Transition Incentive Program | Sicklerville | 8081 | 14 | 8.54 | Residential | Yes | Behind the Meter | Net-metered residential rooftop and canopy |  | None | Complete Solar | AC Electric | As-Built Incomplete |  | 2019-04-19 |  | Hanwha | Q.PEAK-G4.1 305 W | Solar Panels |  | 0.305 | 28 | 200 | 28 |  | Fixed | Roof
NJSTRE1545382141 | NJSRRE1540762984 | Transition Incentive Program | Sicklerville | 8081 | 14 | 8.54 | Residential | Yes | Behind the Meter | Net-metered residential rooftop and canopy |  | None | Complete Solar | AC Electric | As-Built Incomplete |  | 2019-04-19 |  | SolarEdge | SE7600H-US | Inverters | 7600 |  | 1 |  |  | 0.97 |  | Outdoor | By MSP
NJSTRE1545382141 | NJSRRE1540762984 | Transition Incentive Program | Sicklerville | 8081 | 14 | 8.54 | Residential | Yes | Behind the Meter | Net-metered residential rooftop and canopy |  | None | Complete Solar | AC Electric | As-Built Incomplete |  | 2019-04-19 |  | Solar Edge | SE7600H-US000BNC4 | Meters |  |  | 1 |  |  |  | Yes | Outdoor
NJSTRE1545382142 | NJSRRE1541717496 | Transition Incentive Program | Cliffwood Beach | 7735 | 17 | 4.73 | Residential | Yes | Behind the Meter | Net-metered residential rooftop and canopy |  | None | Vivint Solar Developer, LLC | JCP&L | Accepted | 2019-07-30 | 2019-08-02 | 2021-10-30 | Hanwha Solar | Q.Peak BLK - G5 315 | Solar Panels |  | 0.315 | 15 | 119 | 25 |  | Fixed | Roof
NJSTRE1545382142 | NJSRRE1541717496 | Transition Incentive Program | Cliffwood Beach | 7735 | 17 | 4.73 | Residential | Yes | Behind the Meter | Net-metered residential rooftop and canopy |  | None | Vivint Solar Developer, LLC | JCP&L | Accepted | 2019-07-30 | 2019-08-02 | 2021-10-30 | SolarEdge | SE3800H-US | Inverters | 3800 |  | 1 |  |  | 0.992 |  | Outdoor | Near the Utility Meter
NJSTRE1545382143 | NJSRRE1540857931 | Transition Incentive Program | Piscataway | 8854 | 11 | 7.04 | Residential | Yes | Behind the Meter | Behind the Meter |  | None | Skyline Solar, LLC | PSE&G | Eligible for TI Program | 2019-04-17 | 2019-04-17 |  | Silfab | SLA-M 320Wp | Solar Panels |  | 0.32 | 22 | 143 | 21 |  | Fixed | Roof
NJSTRE1545382143 | NJSRRE1540857931 | Transition Incentive Program | Piscataway | 8854 | 11 | 7.04 | Residential | Yes | Behind the Meter | Behind the Meter |  | None | Skyline Solar, LLC | PSE&G | Eligible for TI Program | 2019-04-17 | 2019-04-17 |  | Solar Edge | SE5000H-US000NNC2 | Inverters | 5000 |  | 1 |  |  | 0.99 |  | Outside | within five feet of meter
NJSTRE1545382144 | NJSRRE1541709263 | Transition Incentive Program | Sayreville | 8872 | 11 | 5.8 | Residential | Yes | Behind the Meter | Behind the Meter |  | None | Sunrun Installation Services, Inc. | JCP&L | Eligible for TI Program | 2019-07-26 | 2019-07-31 | 2021-10-30 | SolarEdge Technologies | SE5000H-USRGM | Inverters | 5000 |  | 1 |  |  | 0.96 |  | Outdoor | Next To Meter
NJSTRE1545382144 | NJSRRE1541709263 | Transition Incentive Program | Sayreville | 8872 | 11 | 5.8 | Residential | Yes | Behind the Meter | Behind the Meter |  | None | Sunrun Installation Services, Inc. | JCP&L | Eligible for TI Program | 2019-07-26 | 2019-07-31 | 2021-10-30 | REC Solar | REC290TP2 BLK | Solar Panels |  | 0.29 | 20 | 171 | 23 |  | Fixed | Roof
NJSTRE1545382145 | NJSRRE1541719105 | Transition Incentive Program | Burlington | 8016 | 13 | 7.63 | Residential | Yes | Behind the Meter | Behind the Meter |  | None | Complete Solar | PSE&G | Eligible for TI Program | 2019-08-05 | 2019-08-05 | 2021-10-30 | SolarEdge Technologies SE7600H-US RGM | SE7600H-US RGM | Inverters | 7600 |  | 1 |  |  | 0.97 |  | Outdoor | by MSP
NJSTRE1545382145 | NJSRRE1541719105 | Transition Incentive Program | Burlington | 8016 | 13 | 7.63 | Residential | Yes | Behind the Meter | Behind the Meter |  | None | Complete Solar | PSE&G | Eligible for TI Program | 2019-08-05 | 2019-08-05 | 2021-10-30 | LONGI | LR-6-60PB-305M | Solar Panels |  | 0.305 | 25 | 183.63 | 18 |  | Fixed | Roof
NJSTRE1545382146 | NJSRRE1541635341 | Transition Incentive Program | Montgomery Twp | 8502 | 5 | 10.15 | Residential | Yes | Behind the Meter | Behind the Meter |  | None | Sunrun Installation Services, Inc. | PSE&G | Eligible for TI Program | 2019-07-11 | 2019-08-06 | 2021-10-30 | Ningbo Ginlong Technologies | Solis-1P9K-4G-US | Inverters | 9000 |  | 1 |  |  | 0.96 |  | Outdoor | Next To Meter
NJSTRE1545382146 | NJSRRE1541635341 | Transition Incentive Program | Montgomery Twp | 8502 | 5 | 10.15 | Residential | Yes | Behind the Meter | Behind the Meter |  | None | Sunrun Installation Services, Inc. | PSE&G | Eligible for TI Program | 2019-07-11 | 2019-08-06 | 2021-10-30 | REC Solar | REC290TP2 BLK | Solar Panels |  | 0.29 | 5 | 301 | 23 |  | Fixed | Roof
NJSTRE1545382146 | NJSRRE1541635341 | Transition Incentive Program | Montgomery Twp | 8502 | 5 | 10.15 | Residential | Yes | Behind the Meter | Behind the Meter |  | None | Sunrun Installation Services, Inc. | PSE&G | Eligible for TI Program | 2019-07-11 | 2019-08-06 | 2021-10-30 | REC Solar | REC290TP2 BLK | Solar Panels |  | 0.29 | 24 | 121 | 23 |  | Fixed | Roof
NJSTRE1545382146 | NJSRRE1541635341 | Transition Incentive Program | Montgomery Twp | 8502 | 5 | 10.15 | Residential | Yes | Behind the Meter | Behind the Meter |  | None | Sunrun Installation Services, Inc. | PSE&G | Eligible for TI Program | 2019-07-11 | 2019-08-06 | 2021-10-30 | REC Solar | REC290TP2 BLK | Solar Panels |  | 0.29 | 6 | 120 | 14 |  | Fixed | Roof
NJSTRE1545382147 | NJSRRE1540402175 | Transition Incentive Program | Woodbridge | 7001 | 11 | 800.08 | Commercial | No | Behind the Meter | Net-metered non-residential rooftop and canopy |  | None | Dynamic Energy Solutions, LLC | PSE&G | Accepted | 2019-03-14 | 2019-03-14 | 2021-10-30 | Chint Power Systems | CPS SCA 36KTL-DO (US) (Chint) | Inverters | 36000 |  | 16 |  |  | 0.98 |  | Outside | N/A
NJSTRE1545382147 | NJSRRE1540402175 | Transition Incentive Program | Woodbridge | 7001 | 11 | 800.08 | Commercial | No | Behind the Meter | Net-metered non-residential rooftop and canopy |  | None | Dynamic Energy Solutions, LLC | PSE&G | Accepted | 2019-03-14 | 2019-03-14 | 2021-10-30 | Jinko | Jinko 365 W | Solar Panels |  | 0.365 | 2192 | 167 | 10 |  | Fixed | Roof
NJSTRE1545382148 | NJSRRE1541712649 | Transition Incentive Program | Union | 7083 | 10 | 11.78 | Residential | No | Behind the Meter | Behind the Meter |  | None | Green Power Energy | PSE&G | Eligible for TI Program | 2019-07-29 | 2019-08-01 | 2021-10-30 | Solar Edge | SE10000H-US | Inverters | 10000 |  | 1 |  |  | 0.97 |  | Outside | next to meter
NJSTRE1545382148 | NJSRRE1541712649 | Transition Incentive Program | Union | 7083 | 10 | 11.78 | Residential | No | Behind the Meter | Behind the Meter |  | None | Green Power Energy | PSE&G | Eligible for TI Program | 2019-07-29 | 2019-08-01 | 2021-10-30 | Silfab | SLA-M 310 | Solar Panels |  | 0.31 | 26 | 240 | 27 |  | Fixed | Roof
NJSTRE1545382148 | NJSRRE1541712649 | Transition Incentive Program | Union | 7083 | 10 | 11.78 | Residential | No | Behind the Meter | Behind the Meter |  | None | Green Power Energy | PSE&G | Eligible for TI Program | 2019-07-29 | 2019-08-01 | 2021-10-30 | Silfab | SLA-M 310 | Solar Panels |  | 0.31 | 12 | 59 | 27 |  | Fixed | Roof
NJSTRE1545382149 | NJSRRE1541708799 | Transition Incentive Program | Belvidere | 7823 | 2 | 11.6 | Residential | Yes | Behind the Meter | Behind the Meter |  | None | Sunrun Installation Services, Inc. | JCP&L | Eligible for TI Program | 2019-07-26 | 2019-07-31 | 2021-10-30 | REC Solar | REC290TP2 BLK | Solar Panels |  | 0.29 | 30 | 268 | 23 |  | Fixed | Roof
NJSTRE1545382149 | NJSRRE1541708799 | Transition Incentive Program | Belvidere | 7823 | 2 | 11.6 | Residential | Yes | Behind the Meter | Behind the Meter |  | None | Sunrun Installation Services, Inc. | JCP&L | Eligible for TI Program | 2019-07-26 | 2019-07-31 | 2021-10-30 | REC Solar | REC290TP2 BLK | Solar Panels |  | 0.29 | 10 | 88 | 23 |  | Fixed | Roof
NJSTRE1545382149 | NJSRRE1541708799 | Transition Incentive Program | Belvidere | 7823 | 2 | 11.6 | Residential | Yes | Behind the Meter | Behind the Meter |  | None | Sunrun Installation Services, Inc. | JCP&L | Eligible for TI Program | 2019-07-26 | 2019-07-31 | 2021-10-30 | Ningbo Ginlong Technologies | Solis-1P9K-4G-US | Inverters | 9000 |  | 1 |  |  | 0.96 |  | Outdoor | Next To Meter
NJSTRE1545382150 | NJSRRE1540461272 | Transition Incentive Program | Willingboro | 8046 | 13 | 5.12 | Residential | Yes | Behind the Meter | Behind the Meter |  | None | Skyline Solar, LLC | PSE&G | Eligible for TI Program | 2019-03-08 | 2019-03-18 |  | Silfab | SLA-M | Solar Panels |  | 0.32 | 16 | 221 | 27 |  | Fixed | Roof
NJSTRE1545382150 | NJSRRE1540461272 | Transition Incentive Program | Willingboro | 8046 | 13 | 5.12 | Residential | Yes | Behind the Meter | Behind the Meter |  | None | Skyline Solar, LLC | PSE&G | Eligible for TI Program | 2019-03-08 | 2019-03-18 |  | SolarEdge | SE3800H-US000NNC2 | Inverters | 3800 |  | 1 |  |  | 0.99 |  | Outside | within ten feet of meter
NJSTRE1545382150 | NJSRRE1540461272 | Transition Incentive Program | Willingboro | 8046 | 13 | 5.12 | Residential | Yes | Behind the Meter | Behind the Meter |  | None | Skyline Solar, LLC | PSE&G | Eligible for TI Program | 2019-03-08 | 2019-03-18 |  | Solar Edge | DCD-1PH-US-S6H-F-S | Meters |  |  | 1 |  |  |  | Yes | Outdoor
NJSTRE1545382151 | NJSRRE1541719250 | Transition Incentive Program | Franklin | 7416 | 1 | 13.86 | Residential | Yes | Behind the Meter | Behind the Meter |  | None | Sunrun Installation Services, Inc. | JCP&L | Eligible for TI Program | 2019-07-30 | 2019-08-05 | 2021-10-30 | Ningbo Ginlong Technologies | Solis-1P9K-4G-US | Inverters | 9000 |  | 24 |  |  | 0.96 |  | Outdoor | Next To Meter
NJSTRE1545382151 | NJSRRE1541719250 | Transition Incentive Program | Franklin | 7416 | 1 | 13.86 | Residential | Yes | Behind the Meter | Behind the Meter |  | None | Sunrun Installation Services, Inc. | JCP&L | Eligible for TI Program | 2019-07-30 | 2019-08-05 | 2021-10-30 | LG Electronics | LG330N1C-A5 | Solar Panels |  | 0.33 | 42 | 290 | 23 |  | Fixed | Roof
NJSTRE1545382152 | NJSRRE1541152297 | Transition Incentive Program | Clermont | 8210 | 21 | 34.1 | Commercial | No | Behind the Meter | Behind the Meter |  | None | OCEAN SOLAR | AC Electric | Eligible for TI Program | 2019-06-12 | 2019-07-01 | 2021-10-30 | solar edge | se7600 | Inverters | 7600 |  | 3 |  |  | 0.99 |  | Outside | on array
NJSTRE1545382152 | NJSRRE1541152297 | Transition Incentive Program | Clermont | 8210 | 21 | 34.1 | Commercial | No | Behind the Meter | Behind the Meter |  | None | OCEAN SOLAR | AC Electric | Eligible for TI Program | 2019-06-12 | 2019-07-01 | 2021-10-30 | silfab | 310 mono | Solar Panels |  | 0.31 | 110 | 180 | 25 |  | Fixed | Ground
NJSTRE1545382153 | NJSRRE1541446883 | Transition Incentive Program | Clermont | 8210 | 21 | 33.79 | Commercial | No | Behind the Meter | Behind the Meter |  | None | OCEAN SOLAR | AC Electric | Eligible for TI Program | 2019-06-22 | 2019-06-26 | 2021-10-30 | solar edge | SE7600 | Inverters | 7600 |  | 3 |  |  | 0.99 |  | Outside | on array
NJSTRE1545382153 | NJSRRE1541446883 | Transition Incentive Program | Clermont | 8210 | 21 | 33.79 | Commercial | No | Behind the Meter | Behind the Meter |  | None | OCEAN SOLAR | AC Electric | Eligible for TI Program | 2019-06-22 | 2019-06-26 | 2021-10-30 | silfab | 310 mono | Solar Panels |  | 0.31 | 109 | 180 | 25 |  | Fixed | Ground
NJSTRE1545382156 | NJSRRE1541717284 | Transition Incentive Program | Dorothy | 8317 | 19 | 8.68 | Residential | No | Behind the Meter | Net-metered residential rooftop and canopy |  | None | Suntuity Solar LLC | AC Electric | Accepted | 2019-07-30 | 2019-08-02 | 2021-10-30 | Enphase Energy | IQ7-60-2-US | Inverters | 240 |  | 28 |  |  | 0.97 |  | Outdoor | Behind the PV Modules
NJSTRE1545382156 | NJSRRE1541717284 | Transition Incentive Program | Dorothy | 8317 | 19 | 8.68 | Residential | No | Behind the Meter | Net-metered residential rooftop and canopy |  | None | Suntuity Solar LLC | AC Electric | Accepted | 2019-07-30 | 2019-08-02 | 2021-10-30 | Yingli Green Energy | YL310D-30b | Solar Panels |  | 0.31 | 12 | 252 | 10 |  | Fixed | Roof
NJSTRE1545382156 | NJSRRE1541717284 | Transition Incentive Program | Dorothy | 8317 | 19 | 8.68 | Residential | No | Behind the Meter | Net-metered residential rooftop and canopy |  | None | Suntuity Solar LLC | AC Electric | Accepted | 2019-07-30 | 2019-08-02 | 2021-10-30 | Yingli Green Energy | YL310D-30b | Solar Panels |  | 0.31 | 16 | 252 | 15 |  | Fixed | Roof
NJSTRE1545382157 | NJSRRE1541708804 | Transition Incentive Program | Berkeley Heights | 7922 | 10 | 8.19 | Residential | No | Behind the Meter | Net-metered residential rooftop and canopy |  | None | Tesla Energy Operations Inc | JCP&L | Accepted | 2019-07-26 | 2019-07-31 | 2021-10-30 | Tesla | AC Powerwall 2.0 | Electric Storage Battery |  |  | 1 |  |  |  | Lithium Ion |  | inside
NJSTRE1545382157 | NJSRRE1541708804 | Transition Incentive Program | Berkeley Heights | 7922 | 10 | 8.19 | Residential | No | Behind the Meter | Net-metered residential rooftop and canopy |  | None | Tesla Energy Operations Inc | JCP&L | Accepted | 2019-07-26 | 2019-07-31 | 2021-10-30 | SolarEdge Technologies | SE7600H-US000SNC2 | Inverters | 7600 |  | 1 |  |  | 0.99 |  | Indoor | indoor
NJSTRE1545382157 | NJSRRE1541708804 | Transition Incentive Program | Berkeley Heights | 7922 | 10 | 8.19 | Residential | No | Behind the Meter | Net-metered residential rooftop and canopy |  | None | Tesla Energy Operations Inc | JCP&L | Accepted | 2019-07-26 | 2019-07-31 | 2021-10-30 | Hanwha Q CELLS | Q.PEAK DUO BLK-G5 315 | Solar Panels |  | 0.315 | 12 | 183 | 31 |  | Fixed | Roof
NJSTRE1545382157 | NJSRRE1541708804 | Transition Incentive Program | Berkeley Heights | 7922 | 10 | 8.19 | Residential | No | Behind the Meter | Net-metered residential rooftop and canopy |  | None | Tesla Energy Operations Inc | JCP&L | Accepted | 2019-07-26 | 2019-07-31 | 2021-10-30 | Hanwha Q CELLS | Q.PEAK DUO BLK-G5 315 | Solar Panels |  | 0.315 | 14 | 183 | 31 |  | Fixed | Roof
NJSTRE1545382160 | NJSRRE1541722584 | Transition Incentive Program | Barnegat | 8005 | 18 | 5.99 | Residential | Yes | Behind the Meter | Net-metered residential rooftop and canopy |  | None | Vivint Solar Developer, LLC | JCP&L | Accepted | 2019-08-02 | 2019-08-05 | 2021-10-30 | Solar Edge | SE7600H-US | Inverters | 7600 |  | 1 |  |  | 0.992 |  | Other | Near the Utility Meter
NJSTRE1545382160 | NJSRRE1541722584 | Transition Incentive Program | Barnegat | 8005 | 18 | 5.99 | Residential | Yes | Behind the Meter | Net-metered residential rooftop and canopy |  | None | Vivint Solar Developer, LLC | JCP&L | Accepted | 2019-08-02 | 2019-08-05 | 2021-10-30 | Hanwha Solar | Q.PEAK BLK-G5 315 | Solar Panels |  | 0.315 | 19 | 105 | 26 |  | Fixed | Roof
NJSTRE1545382161 | NJSRRE1541712653 | Transition Incentive Program | Mullica Hill | 8062 | 15 | 7.35 | Residential | Yes | Behind the Meter | Net-metered residential rooftop and canopy |  | None | SunPower Corporation, Systems | AC Electric | Accepted | 2019-07-29 | 2019-08-01 | 2021-10-30 | SUNPOWER | SPR-X21- 350-BLK-E-AC | Inverters | 320 |  | 21 |  |  | 0.96 |  | Other | under each panel
NJSTRE1545382161 | NJSRRE1541712653 | Transition Incentive Program | Mullica Hill | 8062 | 15 | 7.35 | Residential | Yes | Behind the Meter | Net-metered residential rooftop and canopy |  | None | SunPower Corporation, Systems | AC Electric | Accepted | 2019-07-29 | 2019-08-01 | 2021-10-30 | SUNPOWER | SPR-X21- 350-BLK-E-AC | Solar Panels |  | 0.35 | 8 | 135 | 23 |  | Fixed | Roof
NJSTRE1545382161 | NJSRRE1541712653 | Transition Incentive Program | Mullica Hill | 8062 | 15 | 7.35 | Residential | Yes | Behind the Meter | Net-metered residential rooftop and canopy |  | None | SunPower Corporation, Systems | AC Electric | Accepted | 2019-07-29 | 2019-08-01 | 2021-10-30 | SUNPOWER | SPR-X21- 350-BLK-E-AC | Solar Panels |  | 0.35 | 8 | 315 | 23 |  | Fixed | Roof
NJSTRE1545382161 | NJSRRE1541712653 | Transition Incentive Program | Mullica Hill | 8062 | 15 | 7.35 | Residential | Yes | Behind the Meter | Net-metered residential rooftop and canopy |  | None | SunPower Corporation, Systems | AC Electric | Accepted | 2019-07-29 | 2019-08-01 | 2021-10-30 | SUNPOWER | SPR-X21- 350-BLK-E-AC | Solar Panels |  | 0.35 | 5 | 135 | 23 |  | Fixed | Roof
NJSTRE1545382162 | NJSRRE1541708899 | Transition Incentive Program | Lawrence Township | 8648 | 12 | 13.63 | Residential | Yes | Behind the Meter | Behind the Meter |  | None | Sunrun Installation Services, Inc. | PSE&G | Eligible for TI Program | 2019-07-26 | 2019-07-31 | 2021-10-30 | Ningbo Ginlong Technologies | Solis-1P3K-4G-US | Inverters | 3000 |  | 1 |  |  | 0.96 |  | Outdoor | Next To Meter
NJSTRE1545382162 | NJSRRE1541708899 | Transition Incentive Program | Lawrence Township | 8648 | 12 | 13.63 | Residential | Yes | Behind the Meter | Behind the Meter |  | None | Sunrun Installation Services, Inc. | PSE&G | Eligible for TI Program | 2019-07-26 | 2019-07-31 | 2021-10-30 | Ningbo Ginlong Technologies | Solis-1P10K-4G-US | Inverters | 10000 |  | 1 |  |  | 0.96 |  | Outdoor | Next To Meter
NJSTRE1545382162 | NJSRRE1541708899 | Transition Incentive Program | Lawrence Township | 8648 | 12 | 13.63 | Residential | Yes | Behind the Meter | Behind the Meter |  | None | Sunrun Installation Services, Inc. | PSE&G | Eligible for TI Program | 2019-07-26 | 2019-07-31 | 2021-10-30 | REC Solar | REC290TP2 BLK | Solar Panels |  | 0.29 | 16 | 34 | 23 |  | Fixed | Roof
NJSTRE1545382162 | NJSRRE1541708899 | Transition Incentive Program | Lawrence Township | 8648 | 12 | 13.63 | Residential | Yes | Behind the Meter | Behind the Meter |  | None | Sunrun Installation Services, Inc. | PSE&G | Eligible for TI Program | 2019-07-26 | 2019-07-31 | 2021-10-30 | REC Solar | REC290TP2 BLK | Solar Panels |  | 0.29 | 5 | 304 | 24 |  | Fixed | Roof
NJSTRE1545382162 | NJSRRE1541708899 | Transition Incentive Program | Lawrence Township | 8648 | 12 | 13.63 | Residential | Yes | Behind the Meter | Behind the Meter |  | None | Sunrun Installation Services, Inc. | PSE&G | Eligible for TI Program | 2019-07-26 | 2019-07-31 | 2021-10-30 | REC Solar | REC290TP2 BLK | Solar Panels |  | 0.29 | 7 | 125 | 24 |  | Fixed | Roof
NJSTRE1545382162 | NJSRRE1541708899 | Transition Incentive Program | Lawrence Township | 8648 | 12 | 13.63 | Residential | Yes | Behind the Meter | Behind the Meter |  | None | Sunrun Installation Services, Inc. | PSE&G | Eligible for TI Program | 2019-07-26 | 2019-07-31 | 2021-10-30 | REC Solar | REC290TP2 BLK | Solar Panels |  | 0.29 | 19 | 214 | 23 |  | Fixed | Roof
NJSTRE1545382165 | NJSRRE1540378629 | Transition Incentive Program | Marlton | 8053 | 13 | 74.46 | Commercial | No | Behind the Meter | Net-metered non-residential rooftop and canopy |  | None | Dynamic Energy Solutions, LLC | PSE&G | Accepted | 2019-02-22 | 2019-02-22 | 2021-10-30 | Chint Power Systems | CPS-SCA36KTL | Inverters | 36000 |  | 13 |  |  | 0.985 |  | Outside | n/a
NJSTRE1545382165 | NJSRRE1540378629 | Transition Incentive Program | Marlton | 8053 | 13 | 74.46 | Commercial | No | Behind the Meter | Net-metered non-residential rooftop and canopy |  | None | Dynamic Energy Solutions, LLC | PSE&G | Accepted | 2019-02-22 | 2019-02-22 | 2021-10-30 | JINKO | JINKO 365W | Solar Panels |  | 0.365 | 204 | 151.4 | 10 |  | Fixed | Roof
NJSTRE1545382166 | NJSRRE1541615159 | Transition Incentive Program | Cliffwood Beach | 7735 | 17 | 8.51 | Residential | Yes | Behind the Meter | Net-metered residential rooftop and canopy |  | None | Vivint Solar Developer, LLC | JCP&L | Accepted | 2019-08-01 | 2019-08-01 | 2021-10-30 | Solar Edge | SE7600H-US | Inverters | 7600 |  | 1 |  |  | 0.992 |  | Other | Near the Utility Meter
NJSTRE1545382166 | NJSRRE1541615159 | Transition Incentive Program | Cliffwood Beach | 7735 | 17 | 8.51 | Residential | Yes | Behind the Meter | Net-metered residential rooftop and canopy |  | None | Vivint Solar Developer, LLC | JCP&L | Accepted | 2019-08-01 | 2019-08-01 | 2021-10-30 | Hanwha Solar | Q.PEAK BLK-G5 315 | Solar Panels |  | 0.315 | 11 | 29.1 | 23 |  | Fixed | Roof
NJSTRE1545382166 | NJSRRE1541615159 | Transition Incentive Program | Cliffwood Beach | 7735 | 17 | 8.51 | Residential | Yes | Behind the Meter | Net-metered residential rooftop and canopy |  | None | Vivint Solar Developer, LLC | JCP&L | Accepted | 2019-08-01 | 2019-08-01 | 2021-10-30 | Hanwha Solar | Q.PEAK BLK-G5 315 | Solar Panels |  | 0.315 | 4 | 299.1 | 23 |  | Fixed | Roof
NJSTRE1545382166 | NJSRRE1541615159 | Transition Incentive Program | Cliffwood Beach | 7735 | 17 | 8.51 | Residential | Yes | Behind the Meter | Net-metered residential rooftop and canopy |  | None | Vivint Solar Developer, LLC | JCP&L | Accepted | 2019-08-01 | 2019-08-01 | 2021-10-30 | Hanwha Solar | Q.PEAK BLK-G5 315 | Solar Panels |  | 0.315 | 5 | 119.1 | 23 |  | Fixed | Roof
NJSTRE1545382166 | NJSRRE1541615159 | Transition Incentive Program | Cliffwood Beach | 7735 | 17 | 8.51 | Residential | Yes | Behind the Meter | Net-metered residential rooftop and canopy |  | None | Vivint Solar Developer, LLC | JCP&L | Accepted | 2019-08-01 | 2019-08-01 | 2021-10-30 | Hanwha Solar | Q.PEAK BLK-G5 315 | Solar Panels |  | 0.315 | 7 | 209.1 | 23 |  | Fixed | Roof
NJSTRE1545382167 | NJSRRE1541721831 | Transition Incentive Program | BAYONNE | 7002 | 8 | 4.76 | Residential | Yes | Behind the Meter | Net-metered residential rooftop and canopy |  | None | Pro Custom Solar dba Momentum Solar | PSE&G | Accepted | 2019-07-31 | 2019-08-05 | 2021-10-30 | ENPHASE ENERGY | IQ7-60-2-US | Inverters | 250 |  | 14 |  |  | 0.97 |  | Outdoor | Roof
NJSTRE1545382167 | NJSRRE1541721831 | Transition Incentive Program | BAYONNE | 7002 | 8 | 4.76 | Residential | Yes | Behind the Meter | Net-metered residential rooftop and canopy |  | None | Pro Custom Solar dba Momentum Solar | PSE&G | Accepted | 2019-07-31 | 2019-08-05 | 2021-10-30 | LG ELECTRONICS | LG340N1C-V5 | Solar Panels |  | 0.34 | 4 | 123 | 10 |  | Fixed | Roof
NJSTRE1545382167 | NJSRRE1541721831 | Transition Incentive Program | BAYONNE | 7002 | 8 | 4.76 | Residential | Yes | Behind the Meter | Net-metered residential rooftop and canopy |  | None | Pro Custom Solar dba Momentum Solar | PSE&G | Accepted | 2019-07-31 | 2019-08-05 | 2021-10-30 | LG ELECTRONICS | LG340N1C-V5 | Solar Panels |  | 0.34 | 5 | 123 | 37 |  | Fixed | Roof
NJSTRE1545382167 | NJSRRE1541721831 | Transition Incentive Program | BAYONNE | 7002 | 8 | 4.76 | Residential | Yes | Behind the Meter | Net-metered residential rooftop and canopy |  | None | Pro Custom Solar dba Momentum Solar | PSE&G | Accepted | 2019-07-31 | 2019-08-05 | 2021-10-30 | LG ELECTRONICS | LG340N1C-V5 | Solar Panels |  | 0.34 | 5 | 303 | 9 |  | Fixed | Roof
NJSTRE1545382168 | NJSRRE1541158359 | Transition Incentive Program | Clermont | 8210 | 21 | 34.1 | Commercial | No | Behind the Meter | Behind the Meter |  | None | OCEAN SOLAR | AC Electric | Eligible for TI Program | 2019-06-12 | 2019-07-01 | 2021-10-30 | solar edge | se7600 | Inverters | 7600 |  | 3 |  |  | 0.99 |  | Outside | on array
NJSTRE1545382168 | NJSRRE1541158359 | Transition Incentive Program | Clermont | 8210 | 21 | 34.1 | Commercial | No | Behind the Meter | Behind the Meter |  | None | OCEAN SOLAR | AC Electric | Eligible for TI Program | 2019-06-12 | 2019-07-01 | 2021-10-30 | silfab | 310 mono | Solar Panels |  | 0.31 | 110 | 190 | 25 |  | Fixed | Ground
NJSTRE1545382169 | NJSRRE1541722009 | Transition Incentive Program | Union City | 7087 | 8 | 17.5 | Commercial | No | Behind the Meter | Net-metered non-residential rooftop and canopy |  | None | Powerlutions | JCP&L | Accepted | 2019-07-31 | 2019-08-05 | 2021-10-30 | SolarEdge | SE7600H-US | Inverters | 15.2 |  | 2 |  |  | 0.99 |  | Outdoor | Near Meter
NJSTRE1545382169 | NJSRRE1541722009 | Transition Incentive Program | Union City | 7087 | 8 | 17.5 | Commercial | No | Behind the Meter | Net-metered non-residential rooftop and canopy |  | None | Powerlutions | JCP&L | Accepted | 2019-07-31 | 2019-08-05 | 2021-10-30 | Solaria | PowerX-350R-BD | Solar Panels |  | 0.35 | 50 | 207 | 10 |  | Fixed | Roof
NJSTRE1545382170 | NJSRRE1540384107 | Transition Incentive Program | Marlton | 8053 | 13 | 71.18 | Commercial | No | Behind the Meter | Net-metered non-residential rooftop and canopy |  | None | Dynamic Energy Solutions, LLC | PSE&G | Accepted | 2019-02-22 | 2019-02-25 | 2021-10-30 | JINKO | JINKO 365W | Solar Panels |  | 0.365 | 195 | 151.4 | 10 |  | Fixed | Roof
NJSTRE1545382170 | NJSRRE1540384107 | Transition Incentive Program | Marlton | 8053 | 13 | 71.18 | Commercial | No | Behind the Meter | Net-metered non-residential rooftop and canopy |  | None | Dynamic Energy Solutions, LLC | PSE&G | Accepted | 2019-02-22 | 2019-02-25 | 2021-10-30 | Chint Power Systems | CPS-SCA36KTL | Inverters | 36000 |  | 13 |  |  | 0.985 |  | Outside | N/A
NJSTRE1545382171 | NJSRRE1540822521 | Transition Incentive Program | North Bergen Twp | 7047 | 8 | 4.8 | Residential | No | Behind the Meter | Net-metered residential rooftop and canopy |  | None | Palmetto Solar | PSE&G | Accepted | 2019-04-05 | 2019-04-09 | 2021-10-30 | SolarEdge | SE5000A-US | Inverters | 5000 |  | 1 |  |  | 0.98 |  | Outside | NA
NJSTRE1545382171 | NJSRRE1540822521 | Transition Incentive Program | North Bergen Twp | 7047 | 8 | 4.8 | Residential | No | Behind the Meter | Net-metered residential rooftop and canopy |  | None | Palmetto Solar | PSE&G | Accepted | 2019-04-05 | 2019-04-09 | 2021-10-30 | Silfab | SLA-M | Solar Panels |  | 0.3 | 4 | 117 | 10 |  | Fixed | Roof
NJSTRE1545382171 | NJSRRE1540822521 | Transition Incentive Program | North Bergen Twp | 7047 | 8 | 4.8 | Residential | No | Behind the Meter | Net-metered residential rooftop and canopy |  | None | Palmetto Solar | PSE&G | Accepted | 2019-04-05 | 2019-04-09 | 2021-10-30 | Silfab | SLA-M | Solar Panels |  | 0.3 | 12 | 297 | 3 |  | Fixed | Roof
NJSTRE1545382173 | NJSRRE1541692897 | Transition Incentive Program | Mizpah | 8342 | 19 | 9.15 | Residential | No | Behind the Meter | Behind the Meter |  | None | Azimuth Renewable Energy | AC Electric | Eligible for TI Program | 2019-07-22 | 2019-08-22 | 2021-10-30 | Enphase | Envoy-s | Meters |  |  | 1 |  |  |  |  | Outdoor
NJSTRE1545382173 | NJSRRE1541692897 | Transition Incentive Program | Mizpah | 8342 | 19 | 9.15 | Residential | No | Behind the Meter | Behind the Meter |  | None | Azimuth Renewable Energy | AC Electric | Eligible for TI Program | 2019-07-22 | 2019-08-22 | 2021-10-30 | Trina | TSM 305 | Solar Panels |  | 0.305 | 30 | 180 | 25 |  | Fixed | Roof
NJSTRE1545382173 | NJSRRE1541692897 | Transition Incentive Program | Mizpah | 8342 | 19 | 9.15 | Residential | No | Behind the Meter | Behind the Meter |  | None | Azimuth Renewable Energy | AC Electric | Eligible for TI Program | 2019-07-22 | 2019-08-22 | 2021-10-30 | Enphase | IQ 7 | Inverters | 0.24 |  | 30 |  |  | 0.975 |  | Other | ground mount
NJSTRE1545382175 | NJSRRE1541715317 | Transition Incentive Program | Cranbury | 8512 | 11 | 9.57 | Residential | No | Behind the Meter | Behind the Meter |  | None | Sunrun Installation Services, Inc. | JCP&L | Eligible for TI Program | 2019-07-29 | 2019-08-01 | 2021-10-30 | Ningbo Ginlong Technologies | Solis-1P9K-4G-US | Inverters | 9000 |  | 1 |  |  | 0.96 |  | Outdoor | Next To Meter
NJSTRE1545382175 | NJSRRE1541715317 | Transition Incentive Program | Cranbury | 8512 | 11 | 9.57 | Residential | No | Behind the Meter | Behind the Meter |  | None | Sunrun Installation Services, Inc. | JCP&L | Eligible for TI Program | 2019-07-29 | 2019-08-01 | 2021-10-30 | REC Solar | REC290TP2 BLK | Solar Panels |  | 0.29 | 19 | 158 | 45 |  | Fixed | Roof
NJSTRE1545382175 | NJSRRE1541715317 | Transition Incentive Program | Cranbury | 8512 | 11 | 9.57 | Residential | No | Behind the Meter | Behind the Meter |  | None | Sunrun Installation Services, Inc. | JCP&L | Eligible for TI Program | 2019-07-29 | 2019-08-01 | 2021-10-30 | REC Solar | REC290TP2 BLK | Solar Panels |  | 0.29 | 5 | 158 | 37 |  | Fixed | Roof
NJSTRE1545382175 | NJSRRE1541715317 | Transition Incentive Program | Cranbury | 8512 | 11 | 9.57 | Residential | No | Behind the Meter | Behind the Meter |  | None | Sunrun Installation Services, Inc. | JCP&L | Eligible for TI Program | 2019-07-29 | 2019-08-01 | 2021-10-30 | REC Solar | REC290TP2 BLK | Solar Panels |  | 0.29 | 9 | 246 | 37 |  | Fixed | Roof
NJSTRE1545382176 | NJSRRE1541722842 | Transition Incentive Program | Green Brook Township | 8812 | 11 | 13.14 | Residential | No | Behind the Meter | Behind the Meter |  | None | Sunrun Installation Services, Inc. | PSE&G | Eligible for TI Program | 2019-07-31 | 2019-08-05 | 2021-10-30 | Ningbo Ginlong Technologies | Solis-1P3K-4G-US | Inverters | 3000 |  | 1 |  |  | 0.96 |  | Outdoor | Next To Meter
NJSTRE1545382176 | NJSRRE1541722842 | Transition Incentive Program | Green Brook Township | 8812 | 11 | 13.14 | Residential | No | Behind the Meter | Behind the Meter |  | None | Sunrun Installation Services, Inc. | PSE&G | Eligible for TI Program | 2019-07-31 | 2019-08-05 | 2021-10-30 | LG Electronics | LG365Q1C-V5 | Solar Panels |  | 0.365 | 17 | 149 | 43 |  | Fixed | Roof
NJSTRE1545382176 | NJSRRE1541722842 | Transition Incentive Program | Green Brook Township | 8812 | 11 | 13.14 | Residential | No | Behind the Meter | Behind the Meter |  | None | Sunrun Installation Services, Inc. | PSE&G | Eligible for TI Program | 2019-07-31 | 2019-08-05 | 2021-10-30 | LG Electronics | LG365Q1C-V5 | Solar Panels |  | 0.365 | 10 | 149 | 27 |  | Fixed | Roof
NJSTRE1545382176 | NJSRRE1541722842 | Transition Incentive Program | Green Brook Township | 8812 | 11 | 13.14 | Residential | No | Behind the Meter | Behind the Meter |  | None | Sunrun Installation Services, Inc. | PSE&G | Eligible for TI Program | 2019-07-31 | 2019-08-05 | 2021-10-30 | LG Electronics | LG365Q1C-V5 | Solar Panels |  | 0.365 | 9 | 240 | 54 |  | Fixed | Roof
NJSTRE1545382176 | NJSRRE1541722842 | Transition Incentive Program | Green Brook Township | 8812 | 11 | 13.14 | Residential | No | Behind the Meter | Behind the Meter |  | None | Sunrun Installation Services, Inc. | PSE&G | Eligible for TI Program | 2019-07-31 | 2019-08-05 | 2021-10-30 | Ningbo Ginlong Technologies | Solis-1P7.6K-4G-US | Inverters | 7600 |  | 1 |  |  | 0.96 |  | Outdoor | Next To Meter
NJSTRE1545382177 | NJSRRE1540485908 | Transition Incentive Program | Mount Laurel | 8054 | 13 | 302.59 | Commercial | No | Behind the Meter | Net-metered non-residential rooftop and canopy |  | None | SolareAmerica | PSE&G | Accepted | 2019-03-14 | 2019-03-15 | 2021-10-30 | APsystems | QS-1 | Inverters | 1200 |  | 208 |  |  | 0.97 |  | Outdoor | Under Panels
NJSTRE1545382177 | NJSRRE1540485908 | Transition Incentive Program | Mount Laurel | 8054 | 13 | 302.59 | Commercial | No | Behind the Meter | Net-metered non-residential rooftop and canopy |  | None | SolareAmerica | PSE&G | Accepted | 2019-03-14 | 2019-03-15 | 2021-10-30 | CSUN | CSUN365 | Solar Panels |  | 0.365 | 829 | 211 | 30 |  | Fixed | Roof | Ground
NJSTRE1545382178 | NJSRRE1540828680 | Transition Incentive Program | Brick | 8723 | 18 | 12.22 | Residential | Yes | Behind the Meter | Behind the Meter |  | None | Sunrun Installation Services, Inc. | JCP&L | Eligible for TI Program | 2019-04-07 | 2019-04-09 |  | Hanwha Q Cells | Q.PRO BFR G4 260 | Solar Panels |  | 0.26 | 20 | 164 | 24 |  | Fixed | Roof
NJSTRE1545382178 | NJSRRE1540828680 | Transition Incentive Program | Brick | 8723 | 18 | 12.22 | Residential | Yes | Behind the Meter | Behind the Meter |  | None | Sunrun Installation Services, Inc. | JCP&L | Eligible for TI Program | 2019-04-07 | 2019-04-09 |  | Hanwha Q Cells | Q.PRO BFR G4 260 | Solar Panels |  | 0.26 | 9 | 164 | 16 |  | Fixed | Roof
NJSTRE1545382178 | NJSRRE1540828680 | Transition Incentive Program | Brick | 8723 | 18 | 12.22 | Residential | Yes | Behind the Meter | Behind the Meter |  | None | Sunrun Installation Services, Inc. | JCP&L | Eligible for TI Program | 2019-04-07 | 2019-04-09 |  | Hanwha Q Cells | Q.PRO BFR G4 260 | Solar Panels |  | 0.26 | 12 | 27 | 24 |  | Fixed | Roof
NJSTRE1545382178 | NJSRRE1540828680 | Transition Incentive Program | Brick | 8723 | 18 | 12.22 | Residential | Yes | Behind the Meter | Behind the Meter |  | None | Sunrun Installation Services, Inc. | JCP&L | Eligible for TI Program | 2019-04-07 | 2019-04-09 |  | Hanwha Q Cells | Q.PRO BFR G4 260 | Solar Panels |  | 0.26 | 6 | 27 | 16 |  | Fixed | Roof
NJSTRE1545382178 | NJSRRE1540828680 | Transition Incentive Program | Brick | 8723 | 18 | 12.22 | Residential | Yes | Behind the Meter | Behind the Meter |  | None | Sunrun Installation Services, Inc. | JCP&L | Eligible for TI Program | 2019-04-07 | 2019-04-09 |  | Enphase Energy | M215-60-2LL-S22 | Inverters | 215 |  | 47 |  |  | 0.96 |  | Outdoor | Roof
NJSTRE1545382178 | NJSRRE1540828680 | Transition Incentive Program | Brick | 8723 | 18 | 12.22 | Residential | Yes | Behind the Meter | Behind the Meter |  | None | Sunrun Installation Services, Inc. | JCP&L | Eligible for TI Program | 2019-04-07 | 2019-04-09 |  | Enphase | M215 | Meters |  |  | 1 |  |  |  |  | Outdoor
NJSTRE1545382179 | NJSRRE1541705422 | Transition Incentive Program | Little Egg Harbor Twp | 8087 | 18 | 8.56 | Residential | Yes | Behind the Meter | Net-metered residential rooftop and canopy |  | None | Bright Planet Solar | AC Electric | Accepted | 2019-07-26 | 2019-07-31 | 2021-10-30 | SolarEdge | SE7600H-USRGM | Inverters | 7600 |  | 1 |  |  | 0.98 |  | Outdoor | Next to Meter
NJSTRE1545382179 | NJSRRE1541705422 | Transition Incentive Program | Little Egg Harbor Twp | 8087 | 18 | 8.56 | Residential | Yes | Behind the Meter | Net-metered residential rooftop and canopy |  | None | Bright Planet Solar | AC Electric | Accepted | 2019-07-26 | 2019-07-31 | 2021-10-30 | Hanwha Q-Cells | Q.PEAK BLK-G.4 295W | Solar Panels |  | 0.295 | 26 | 206 | 5 |  | Fixed | Roof
NJSTRE1545382179 | NJSRRE1541705422 | Transition Incentive Program | Little Egg Harbor Twp | 8087 | 18 | 8.56 | Residential | Yes | Behind the Meter | Net-metered residential rooftop and canopy |  | None | Bright Planet Solar | AC Electric | Accepted | 2019-07-26 | 2019-07-31 | 2021-10-30 | Hanwha Q-Cells | Q.PEAK BLK-G.4 295W | Solar Panels |  | 0.295 | 3 | 206 | 25 |  | Fixed | Roof
NJSTRE1545382181 | NJSRRE1541721761 | Transition Incentive Program | Rutherford | 7070 | 7 | 8.68 | Residential | Yes | Behind the Meter | Net-metered residential rooftop and canopy |  | None | Suntuity Solar LLC | PSE&G | Accepted | 2019-07-31 | 2019-08-05 | 2021-10-30 | Enphase Energy | IQ7-60-2-US | Inverters | 240 |  | 28 |  |  | 0.97 |  | Outdoor | Behind the PV Modules
NJSTRE1545382181 | NJSRRE1541721761 | Transition Incentive Program | Rutherford | 7070 | 7 | 8.68 | Residential | Yes | Behind the Meter | Net-metered residential rooftop and canopy |  | None | Suntuity Solar LLC | PSE&G | Accepted | 2019-07-31 | 2019-08-05 | 2021-10-30 | Yingli Green Energy | YL310D-30b | Solar Panels |  | 0.31 | 8 | 36 | 20 |  | Fixed | Roof
NJSTRE1545382181 | NJSRRE1541721761 | Transition Incentive Program | Rutherford | 7070 | 7 | 8.68 | Residential | Yes | Behind the Meter | Net-metered residential rooftop and canopy |  | None | Suntuity Solar LLC | PSE&G | Accepted | 2019-07-31 | 2019-08-05 | 2021-10-30 | Yingli Green Energy | YL310D-30b | Solar Panels |  | 0.31 | 5 | 216 | 20 |  | Fixed | Roof
NJSTRE1545382181 | NJSRRE1541721761 | Transition Incentive Program | Rutherford | 7070 | 7 | 8.68 | Residential | Yes | Behind the Meter | Net-metered residential rooftop and canopy |  | None | Suntuity Solar LLC | PSE&G | Accepted | 2019-07-31 | 2019-08-05 | 2021-10-30 | Yingli Green Energy | YL310D-30b | Solar Panels |  | 0.31 | 3 | 215 | 47 |  | Fixed | Roof
NJSTRE1545382181 | NJSRRE1541721761 | Transition Incentive Program | Rutherford | 7070 | 7 | 8.68 | Residential | Yes | Behind the Meter | Net-metered residential rooftop and canopy |  | None | Suntuity Solar LLC | PSE&G | Accepted | 2019-07-31 | 2019-08-05 | 2021-10-30 | Yingli Green Energy | YL310D-30b | Solar Panels |  | 0.31 | 12 | 125 | 47 |  | Fixed | Roof
NJSTRE1545382182 | NJSRRE1541711859 | Transition Incentive Program | Monroeville | 8343 | 16 | 13.05 | Residential | Yes | Behind the Meter | Behind the Meter |  | None | Sunrun Installation Services, Inc. | AC Electric | Eligible for TI Program | 2019-07-27 | 2019-07-31 | 2021-10-30 | Ningbo Ginlong Technologies | Solis-1P10K-4G-US | Inverters | 10000 |  | 1 |  |  | 0.96 |  | Outdoor | Next To Meter
NJSTRE1545382182 | NJSRRE1541711859 | Transition Incentive Program | Monroeville | 8343 | 16 | 13.05 | Residential | Yes | Behind the Meter | Behind the Meter |  | None | Sunrun Installation Services, Inc. | AC Electric | Eligible for TI Program | 2019-07-27 | 2019-07-31 | 2021-10-30 | REC Solar | REC290TP2 BLK | Solar Panels |  | 0.29 | 34 | 256 | 34 |  | Fixed | Roof
NJSTRE1545382182 | NJSRRE1541711859 | Transition Incentive Program | Monroeville | 8343 | 16 | 13.05 | Residential | Yes | Behind the Meter | Behind the Meter |  | None | Sunrun Installation Services, Inc. | AC Electric | Eligible for TI Program | 2019-07-27 | 2019-07-31 | 2021-10-30 | REC Solar | REC290TP2 BLK | Solar Panels |  | 0.29 | 11 | 76 | 34 |  | Fixed | Roof
NJSTRE1545382184 | NJSRRE1540378653 | Transition Incentive Program | Marlton | 8053 | 13 | 260.98 | Commercial | No | Behind the Meter | Net-metered non-residential rooftop and canopy |  | None | Dynamic Energy Solutions, LLC | PSE&G | Accepted | 2019-02-22 | 2019-02-22 | 2021-10-30 | Chint Power Systems | CPS-SCA36KTL | Inverters | 36000 |  | 35 |  |  | 0.985 |  | Outside | N/A
NJSTRE1545382184 | NJSRRE1540378653 | Transition Incentive Program | Marlton | 8053 | 13 | 260.98 | Commercial | No | Behind the Meter | Net-metered non-residential rooftop and canopy |  | None | Dynamic Energy Solutions, LLC | PSE&G | Accepted | 2019-02-22 | 2019-02-22 | 2021-10-30 | JINKO | JINKO 365W | Solar Panels |  | 0.365 | 715 | 151.4 | 10 |  | Fixed | Roof
NJSTRE1545382187 | NJSRRE1540384126 | Transition Incentive Program | Marlton | 8053 | 13 | 224.48 | Commercial | No | Behind the Meter | Net-metered non-residential rooftop and canopy |  | None | Dynamic Energy Solutions, LLC | PSE&G | Accepted | 2019-02-22 | 2019-02-25 | 2021-10-30 | Chint Power Systems | CPS-SCA36KTL | Inverters | 36000 |  | 13 |  |  | 0.985 |  | Outdoor | N/A
NJSTRE1545382187 | NJSRRE1540384126 | Transition Incentive Program | Marlton | 8053 | 13 | 224.48 | Commercial | No | Behind the Meter | Net-metered non-residential rooftop and canopy |  | None | Dynamic Energy Solutions, LLC | PSE&G | Accepted | 2019-02-22 | 2019-02-25 | 2021-10-30 | JINKO | JINKO 365W | Solar Panels |  | 0.365 | 615 | 151.4 | 10 |  | Fixed | Roof
NJSTRE1545382188 | NJSRRE1541712566 | Transition Incentive Program | Salem | 8079 | 16 | 14.88 | Residential | Yes | Behind the Meter | Net-metered residential rooftop and canopy |  | None | Suntuity Solar LLC | AC Electric | Accepted | 2019-07-29 | 2019-08-01 | 2021-10-30 | Yingli Green Energy | YL310D-30b | Solar Panels |  | 0.31 | 48 | 180 | 20 |  | Fixed | Ground
NJSTRE1545382188 | NJSRRE1541712566 | Transition Incentive Program | Salem | 8079 | 16 | 14.88 | Residential | Yes | Behind the Meter | Net-metered residential rooftop and canopy |  | None | Suntuity Solar LLC | AC Electric | Accepted | 2019-07-29 | 2019-08-01 | 2021-10-30 | Enphase Energy | IQ7-60-2-US | Inverters | 240 |  | 48 |  |  | 0.97 |  | Outdoor | Behind the PV Modules
NJSTRE1545382189 | NJSRRE1541719258 | Transition Incentive Program | North Haledon | 7508 | 6 | 16.53 | Residential | Yes | Behind the Meter | Behind the Meter |  | None | Sunrun Installation Services, Inc. | PSE&G | Eligible for TI Program | 2019-07-30 | 2019-08-05 | 2021-10-30 | SolarEdge Technologies | SE7600H-USRGM | Inverters | 7600 |  | 1 |  |  | 0.96 |  | Outdoor | Next To Meter
NJSTRE1545382189 | NJSRRE1541719258 | Transition Incentive Program | North Haledon | 7508 | 6 | 16.53 | Residential | Yes | Behind the Meter | Behind the Meter |  | None | Sunrun Installation Services, Inc. | PSE&G | Eligible for TI Program | 2019-07-30 | 2019-08-05 | 2021-10-30 | SolarEdge Technologies | SE6000H-USRGM | Inverters | 6000 |  | 1 |  |  | 0.96 |  | Outdoor | Next To Meter
NJSTRE1545382189 | NJSRRE1541719258 | Transition Incentive Program | North Haledon | 7508 | 6 | 16.53 | Residential | Yes | Behind the Meter | Behind the Meter |  | None | Sunrun Installation Services, Inc. | PSE&G | Eligible for TI Program | 2019-07-30 | 2019-08-05 | 2021-10-30 | REC Solar | REC290TP2 BLK | Solar Panels |  | 0.29 | 20 | 169 | 18 |  | Fixed | Roof
NJSTRE1545382189 | NJSRRE1541719258 | Transition Incentive Program | North Haledon | 7508 | 6 | 16.53 | Residential | Yes | Behind the Meter | Behind the Meter |  | None | Sunrun Installation Services, Inc. | PSE&G | Eligible for TI Program | 2019-07-30 | 2019-08-05 | 2021-10-30 | REC Solar | REC290TP2 BLK | Solar Panels |  | 0.29 | 9 | 348 | 10 |  | Fixed | Roof
NJSTRE1545382189 | NJSRRE1541719258 | Transition Incentive Program | North Haledon | 7508 | 6 | 16.53 | Residential | Yes | Behind the Meter | Behind the Meter |  | None | Sunrun Installation Services, Inc. | PSE&G | Eligible for TI Program | 2019-07-30 | 2019-08-05 | 2021-10-30 | REC Solar | REC290TP2 BLK | Solar Panels |  | 0.29 | 8 | 77 | 37 |  | Fixed | Roof
NJSTRE1545382189 | NJSRRE1541719258 | Transition Incentive Program | North Haledon | 7508 | 6 | 16.53 | Residential | Yes | Behind the Meter | Behind the Meter |  | None | Sunrun Installation Services, Inc. | PSE&G | Eligible for TI Program | 2019-07-30 | 2019-08-05 | 2021-10-30 | REC Solar | REC290TP2 BLK | Solar Panels |  | 0.29 | 4 | 257 | 18 |  | Fixed | Roof
NJSTRE1545382189 | NJSRRE1541719258 | Transition Incentive Program | North Haledon | 7508 | 6 | 16.53 | Residential | Yes | Behind the Meter | Behind the Meter |  | None | Sunrun Installation Services, Inc. | PSE&G | Eligible for TI Program | 2019-07-30 | 2019-08-05 | 2021-10-30 | REC Solar | REC290TP2 BLK | Solar Panels |  | 0.29 | 16 | 350 | 18 |  | Fixed | Roof
NJSTRE1545382190 | NJSRRE1541717289 | Transition Incentive Program | Pittsgrove Township | 8318 | 16 | 6.51 | Residential | Yes | Behind the Meter | Net-metered residential rooftop and canopy |  | None | Suntuity Solar LLC | AC Electric | Accepted | 2019-07-30 | 2019-08-02 | 2021-10-30 | Enphase Energy | IQ7-60-2-US | Inverters | 240 |  | 21 |  |  | 0.97 |  | Outdoor | Behind the PV Modules
NJSTRE1545382190 | NJSRRE1541717289 | Transition Incentive Program | Pittsgrove Township | 8318 | 16 | 6.51 | Residential | Yes | Behind the Meter | Net-metered residential rooftop and canopy |  | None | Suntuity Solar LLC | AC Electric | Accepted | 2019-07-30 | 2019-08-02 | 2021-10-30 | Yingli Green Energy | YL310D-30b | Solar Panels |  | 0.31 | 21 | 203 | 21 |  | Fixed | Roof
NJSTRE1545382191 | NJSRRE1541136510 | Transition Incentive Program | Clermont | 8210 | 21 | 34.1 | Commercial | No | Behind the Meter | Behind the Meter |  | None | OCEAN SOLAR | AC Electric | Eligible for TI Program | 2019-06-12 | 2019-07-01 | 2021-10-30 | SOLAR EDGE | SE7600 | Inverters | 7600 |  | 3 |  |  | 0.99 |  | Outside | ON ARRAY
NJSTRE1545382191 | NJSRRE1541136510 | Transition Incentive Program | Clermont | 8210 | 21 | 34.1 | Commercial | No | Behind the Meter | Behind the Meter |  | None | OCEAN SOLAR | AC Electric | Eligible for TI Program | 2019-06-12 | 2019-07-01 | 2021-10-30 | SILFAB | 310 MONO | Solar Panels |  | 0.31 | 110 | 190 | 25 |  | Fixed | Ground
NJSTRE1545382192 | NJSRRE1541719280 | Transition Incentive Program | Erial | 8081 | 14 | 9.28 | Residential | Yes | Behind the Meter | Behind the Meter |  | None | Sunrun Installation Services, Inc. | AC Electric | Eligible for TI Program | 2019-07-30 | 2019-08-02 | 2021-10-30 | Ningbo Ginlong Technologies | Solis-1P7.6K-4G-US | Inverters | 7600 |  | 1 |  |  | 0.96 |  | Outdoor | Next To Meter
NJSTRE1545382192 | NJSRRE1541719280 | Transition Incentive Program | Erial | 8081 | 14 | 9.28 | Residential | Yes | Behind the Meter | Behind the Meter |  | None | Sunrun Installation Services, Inc. | AC Electric | Eligible for TI Program | 2019-07-30 | 2019-08-02 | 2021-10-30 | REC Solar | REC290TP2 BLK | Solar Panels |  | 0.29 | 32 | 191 | 30 |  | Fixed | Roof
NJSTRE1545382194 | NJSRRE1541446881 | Transition Incentive Program | Clermont | 8210 | 21 | 34.1 | Commercial | No | Behind the Meter | Behind the Meter |  | None | OCEAN SOLAR | AC Electric | Eligible for TI Program | 2019-06-22 | 2019-06-26 | 2021-10-30 | Solar edge | SE7600 | Inverters | 7600 |  | 3 |  |  | 0.99 |  | Outside | on array
NJSTRE1545382194 | NJSRRE1541446881 | Transition Incentive Program | Clermont | 8210 | 21 | 34.1 | Commercial | No | Behind the Meter | Behind the Meter |  | None | OCEAN SOLAR | AC Electric | Eligible for TI Program | 2019-06-22 | 2019-06-26 | 2021-10-30 | silfab | 310 mono | Solar Panels |  | 0.31 | 110 | 180 | 25 |  | Fixed | Ground
NJSTRE1545382196 | NJSRRE1540898173 | Transition Incentive Program | Bellmawr | 8031 | 14 | 1.5 | Residential | No | Behind the Meter | Net-metered residential rooftop and canopy |  | None | Advanced Renewable Solutions LLC | PSE&G | As-Built Incomplete - Review | 2019-04-26 | 2019-05-01 |  | TRINA SOLAR | TSM-DD05A.05 300 | Solar Panels |  | 0.3 | 5 | 147 | 35 |  | Fixed | Roof
NJSTRE1545382196 | NJSRRE1540898173 | Transition Incentive Program | Bellmawr | 8031 | 14 | 1.5 | Residential | No | Behind the Meter | Net-metered residential rooftop and canopy |  | None | Advanced Renewable Solutions LLC | PSE&G | As-Built Incomplete - Review | 2019-04-26 | 2019-05-01 |  | SOLAR EDGE | SE6000A-US | Inverters | 6000 |  | 1 |  |  | 0.983 |  | Outdoor | 'EXISTING' Inverter wall mounted adjacent to utility me
NJSTRE1545382196 | NJSRRE1540898173 | Transition Incentive Program | Bellmawr | 8031 | 14 | 1.5 | Residential | No | Behind the Meter | Net-metered residential rooftop and canopy |  | None | Advanced Renewable Solutions LLC | PSE&G | As-Built Incomplete - Review | 2019-04-26 | 2019-05-01 |  | Solar Edge | WN240 | Meters |  |  | 1 |  |  |  | Yes | Outdoor
NJSTRE1545382200 | NJSRRE1541708919 | Transition Incentive Program | Wallington Boro | 7057 | 7 | 7.04 | Residential | Yes | Behind the Meter | Behind the Meter |  | None | Skyline Solar, LLC | PSE&G | Eligible for TI Program | 2019-07-26 | 2019-07-31 | 2021-10-30 | SolarEdge | SE5000H-US | Inverters | 5000 |  | 1 |  |  | 0.99 |  | Outside | within ten feet of meter
NJSTRE1545382200 | NJSRRE1541708919 | Transition Incentive Program | Wallington Boro | 7057 | 7 | 7.04 | Residential | Yes | Behind the Meter | Behind the Meter |  | None | Skyline Solar, LLC | PSE&G | Eligible for TI Program | 2019-07-26 | 2019-07-31 | 2021-10-30 | Hanwha Q-Cells | Q.PEAK DUO-G5 320 | Solar Panels |  | 0.32 | 22 | 126 | 20 |  | Fixed | Roof
NJSTRE1545382202 | NJSRRE1541713319 | Transition Incentive Program | NORTHVALE | 7647 | 7 | 8.19 | Residential | Yes | Behind the Meter | Net-metered residential rooftop and canopy |  | None | Vivint Solar Developer, LLC | Orange Rockland Electric | Accepted | 2019-08-08 | 2019-08-22 | 2021-10-30 | SolarEdge | SE7600H-US | Inverters | 7600 |  | 1 |  |  | 0.992 |  | Outdoor | Near The Utility Meter
NJSTRE1545382202 | NJSRRE1541713319 | Transition Incentive Program | NORTHVALE | 7647 | 7 | 8.19 | Residential | Yes | Behind the Meter | Net-metered residential rooftop and canopy |  | None | Vivint Solar Developer, LLC | Orange Rockland Electric | Accepted | 2019-08-08 | 2019-08-22 | 2021-10-30 | Hanwha Solar | Q.PEAK BLK-G5 315 | Solar Panels |  | 0.315 | 26 | 117 | 27 |  | Fixed | Roof
NJSTRE1545382203 | NJSRRE1541673100 | Transition Incentive Program | ewing twp | 8638 | 12 | 9.16 | Residential | No | Behind the Meter | Net-metered residential rooftop and canopy |  | None | SunPower Capital LLC | PSE&G | As-Built Incomplete - Review | 2019-07-16 | 2019-07-18 |  | sunpower | e20-327-e-ac | Solar Panels |  | 0.327 | 5 | 131 | 4 |  | Fixed | Roof
NJSTRE1545382203 | NJSRRE1541673100 | Transition Incentive Program | ewing twp | 8638 | 12 | 9.16 | Residential | No | Behind the Meter | Net-metered residential rooftop and canopy |  | None | SunPower Capital LLC | PSE&G | As-Built Incomplete - Review | 2019-07-16 | 2019-07-18 |  | sunpower | e20-327-e-ac | Solar Panels |  | 0.327 | 7 | 131 | 27 |  | Fixed | Roof
NJSTRE1545382203 | NJSRRE1541673100 | Transition Incentive Program | ewing twp | 8638 | 12 | 9.16 | Residential | No | Behind the Meter | Net-metered residential rooftop and canopy |  | None | SunPower Capital LLC | PSE&G | As-Built Incomplete - Review | 2019-07-16 | 2019-07-18 |  | sunpower | e20-327-e-ac | Solar Panels |  | 0.327 | 4 | 311 | 27 |  | Fixed | Roof
NJSTRE1545382203 | NJSRRE1541673100 | Transition Incentive Program | ewing twp | 8638 | 12 | 9.16 | Residential | No | Behind the Meter | Net-metered residential rooftop and canopy |  | None | SunPower Capital LLC | PSE&G | As-Built Incomplete - Review | 2019-07-16 | 2019-07-18 |  | sunpower | e20-327-e-ac | Solar Panels |  | 0.327 | 4 | 41 | 23 |  | Fixed | Roof
NJSTRE1545382203 | NJSRRE1541673100 | Transition Incentive Program | ewing twp | 8638 | 12 | 9.16 | Residential | No | Behind the Meter | Net-metered residential rooftop and canopy |  | None | SunPower Capital LLC | PSE&G | As-Built Incomplete - Review | 2019-07-16 | 2019-07-18 |  | sunpower | e20-327-e-ac | Solar Panels |  | 0.327 | 8 | 41 | 4 |  | Fixed | Roof
NJSTRE1545382203 | NJSRRE1541673100 | Transition Incentive Program | ewing twp | 8638 | 12 | 9.16 | Residential | No | Behind the Meter | Net-metered residential rooftop and canopy |  | None | SunPower Capital LLC | PSE&G | As-Built Incomplete - Review | 2019-07-16 | 2019-07-18 |  | sunpower | e20-327-e-ac | Inverters | 320 |  | 28 |  |  | 0.96 |  | Other | behind panels
NJSTRE1545382204 | NJSRRE1541680417 | Transition Incentive Program | Willingboro | 8046 | 13 | 5.36 | Residential | No | Behind the Meter | Net-metered residential rooftop and canopy |  | None | Vivint Solar Developer, LLC | PSE&G | Accepted | 2019-07-18 | 2019-08-22 | 2021-10-30 | Solar Edge | SE3800H-US | Inverters | 3800 |  | 1 |  |  | 0.992 |  | Other | Near the Utility Meter
NJSTRE1545382204 | NJSRRE1541680417 | Transition Incentive Program | Willingboro | 8046 | 13 | 5.36 | Residential | No | Behind the Meter | Net-metered residential rooftop and canopy |  | None | Vivint Solar Developer, LLC | PSE&G | Accepted | 2019-07-18 | 2019-08-22 | 2021-10-30 | Hanwha Solar | Q.PEAK DUO BLK-G5 315 | Solar Panels |  | 0.315 | 17 | 172 | 19 |  | Fixed | Roof
NJSTRE1545382205 | NJSRRE1541699272 | Transition Incentive Program | Teaneck | 7666 | 7 | 6.67 | Residential | Yes | Behind the Meter | Net-metered residential rooftop and canopy |  | None | Sunrun Installation Services, Inc. | PSE&G | As-Built Incomplete - Review | 2019-07-24 | 2019-07-29 |  | REC Solar | REC290TP2 BLK | Solar Panels |  | 0.29 | 12 | 25 | 33 |  | Fixed | Roof
NJSTRE1545382205 | NJSRRE1541699272 | Transition Incentive Program | Teaneck | 7666 | 7 | 6.67 | Residential | Yes | Behind the Meter | Net-metered residential rooftop and canopy |  | None | Sunrun Installation Services, Inc. | PSE&G | As-Built Incomplete - Review | 2019-07-24 | 2019-07-29 |  | REC Solar | REC290TP2 BLK | Solar Panels |  | 0.29 | 8 | 204 | 27 |  | Fixed | Roof
NJSTRE1545382205 | NJSRRE1541699272 | Transition Incentive Program | Teaneck | 7666 | 7 | 6.67 | Residential | Yes | Behind the Meter | Net-metered residential rooftop and canopy |  | None | Sunrun Installation Services, Inc. | PSE&G | As-Built Incomplete - Review | 2019-07-24 | 2019-07-29 |  | REC Solar | REC290TP2 BLK | Solar Panels |  | 0.29 | 3 | 205 | 33 |  | Fixed | Roof
NJSTRE1545382205 | NJSRRE1541699272 | Transition Incentive Program | Teaneck | 7666 | 7 | 6.67 | Residential | Yes | Behind the Meter | Net-metered residential rooftop and canopy |  | None | Sunrun Installation Services, Inc. | PSE&G | As-Built Incomplete - Review | 2019-07-24 | 2019-07-29 |  | SolarEdge Technologies | SE6000H-USRGM | Inverters | 6000 |  | 1 |  |  | 0.96 |  | Outdoor | Next To Meter
NJSTRE1545382207 | NJSRRE1541722706 | Transition Incentive Program | Willingboro | 8046 | 13 | 4.65 | Residential | No | Behind the Meter | Net-metered residential rooftop and canopy |  | None | Palmetto Solar | PSE&G | Accepted | 2019-08-02 | 2019-08-05 | 2021-10-30 | Hanwha | 310W All Black Module | Solar Panels |  | 0.31 | 15 | 180 | 25 |  | Fixed | Roof
NJSTRE1545382207 | NJSRRE1541722706 | Transition Incentive Program | Willingboro | 8046 | 13 | 4.65 | Residential | No | Behind the Meter | Net-metered residential rooftop and canopy |  | None | Palmetto Solar | PSE&G | Accepted | 2019-08-02 | 2019-08-05 | 2021-10-30 | SolarEdge | SE3800H-US | Inverters | 3800 |  | 1 |  |  | 0.99 |  | Outdoor | Side of the house
NJSTRE1545382208 | NJSRRE1541705366 | Transition Incentive Program | Phillipsburg | 8865 | 2 | 22.63 | Residential | Yes | Behind the Meter | Net-metered residential rooftop and canopy |  | None | Suntuity Solar LLC | JCP&L | Accepted | 2019-07-26 | 2019-07-31 | 2021-10-30 | Enphase Energy | IQ7-60-2-US | Inverters | 240 |  | 73 |  |  | 0.97 |  | Outdoor | Behind the PV Modules
NJSTRE1545382208 | NJSRRE1541705366 | Transition Incentive Program | Phillipsburg | 8865 | 2 | 22.63 | Residential | Yes | Behind the Meter | Net-metered residential rooftop and canopy |  | None | Suntuity Solar LLC | JCP&L | Accepted | 2019-07-26 | 2019-07-31 | 2021-10-30 | Yingli Green Energy | YL310D-30b | Solar Panels |  | 0.31 | 28 | 54 | 18 |  | Fixed | Roof
NJSTRE1545382208 | NJSRRE1541705366 | Transition Incentive Program | Phillipsburg | 8865 | 2 | 22.63 | Residential | Yes | Behind the Meter | Net-metered residential rooftop and canopy |  | None | Suntuity Solar LLC | JCP&L | Accepted | 2019-07-26 | 2019-07-31 | 2021-10-30 | Yingli Green Energy | YL310D-30b | Solar Panels |  | 0.31 | 11 | 144 | 23 |  | Fixed | Roof
NJSTRE1545382208 | NJSRRE1541705366 | Transition Incentive Program | Phillipsburg | 8865 | 2 | 22.63 | Residential | Yes | Behind the Meter | Net-metered residential rooftop and canopy |  | None | Suntuity Solar LLC | JCP&L | Accepted | 2019-07-26 | 2019-07-31 | 2021-10-30 | Yingli Green Energy | YL310D-30b | Solar Panels |  | 0.31 | 19 | 234 | 18 |  | Fixed | Roof
NJSTRE1545382208 | NJSRRE1541705366 | Transition Incentive Program | Phillipsburg | 8865 | 2 | 22.63 | Residential | Yes | Behind the Meter | Net-metered residential rooftop and canopy |  | None | Suntuity Solar LLC | JCP&L | Accepted | 2019-07-26 | 2019-07-31 | 2021-10-30 | Yingli Green Energy | YL310D-30b | Solar Panels |  | 0.31 | 2 | 144 | 18 |  | Fixed | Roof
NJSTRE1545382208 | NJSRRE1541705366 | Transition Incentive Program | Phillipsburg | 8865 | 2 | 22.63 | Residential | Yes | Behind the Meter | Net-metered residential rooftop and canopy |  | None | Suntuity Solar LLC | JCP&L | Accepted | 2019-07-26 | 2019-07-31 | 2021-10-30 | Yingli Green Energy | YL310D-30b | Solar Panels |  | 0.31 | 13 | 234 | 18 |  | Fixed | Roof
NJSTRE1545382209 | NJSRRE1541712562 | Transition Incentive Program | Monroe Township | 8831 | 11 | 10.54 | Residential | No | Behind the Meter | Net-metered residential rooftop and canopy |  | None | Suntuity Solar LLC | JCP&L | Accepted | 2019-07-29 | 2019-08-01 | 2021-10-30 | Enphase Energy | IQ7-60-2-US | Inverters | 240 |  | 34 |  |  | 0.97 |  | Outdoor | Behind the PV Modules
NJSTRE1545382209 | NJSRRE1541712562 | Transition Incentive Program | Monroe Township | 8831 | 11 | 10.54 | Residential | No | Behind the Meter | Net-metered residential rooftop and canopy |  | None | Suntuity Solar LLC | JCP&L | Accepted | 2019-07-29 | 2019-08-01 | 2021-10-30 | Yingli Green Energy | YL310D-30b | Solar Panels |  | 0.31 | 31 | 162 | 22 |  | Fixed | Roof
NJSTRE1545382209 | NJSRRE1541712562 | Transition Incentive Program | Monroe Township | 8831 | 11 | 10.54 | Residential | No | Behind the Meter | Net-metered residential rooftop and canopy |  | None | Suntuity Solar LLC | JCP&L | Accepted | 2019-07-29 | 2019-08-01 | 2021-10-30 | Yingli Green Energy | YL310D-30b | Solar Panels |  | 0.31 | 3 | 342 | 22 |  | Fixed | Roof
NJSTRE1545382210 | NJSRRE1541708880 | Transition Incentive Program | Little Falls | 7424 | 6 | 17.4 | Residential | Yes | Behind the Meter | Behind the Meter |  | None | Sunrun Installation Services, Inc. | PSE&G | Eligible for TI Program | 2019-07-26 | 2019-07-31 | 2021-10-30 | REC Solar | REC290TP2 BLK | Solar Panels |  | 0.29 | 14 | 201 | 27 |  | Fixed | Roof
NJSTRE1545382210 | NJSRRE1541708880 | Transition Incentive Program | Little Falls | 7424 | 6 | 17.4 | Residential | Yes | Behind the Meter | Behind the Meter |  | None | Sunrun Installation Services, Inc. | PSE&G | Eligible for TI Program | 2019-07-26 | 2019-07-31 | 2021-10-30 | REC Solar | REC290TP2 BLK | Solar Panels |  | 0.29 | 22 | 111 | 27 |  | Fixed | Roof
NJSTRE1545382210 | NJSRRE1541708880 | Transition Incentive Program | Little Falls | 7424 | 6 | 17.4 | Residential | Yes | Behind the Meter | Behind the Meter |  | None | Sunrun Installation Services, Inc. | PSE&G | Eligible for TI Program | 2019-07-26 | 2019-07-31 | 2021-10-30 | SolarEdge Technologies | SE11400H-USRGM | Inverters | 11400 |  | 1 |  |  | 0.96 |  | Outdoor | Next To Meter
NJSTRE1545382210 | NJSRRE1541708880 | Transition Incentive Program | Little Falls | 7424 | 6 | 17.4 | Residential | Yes | Behind the Meter | Behind the Meter |  | None | Sunrun Installation Services, Inc. | PSE&G | Eligible for TI Program | 2019-07-26 | 2019-07-31 | 2021-10-30 | REC Solar | REC290TP2 BLK | Solar Panels |  | 0.29 | 8 | 21 | 27 |  | Fixed | Roof
NJSTRE1545382210 | NJSRRE1541708880 | Transition Incentive Program | Little Falls | 7424 | 6 | 17.4 | Residential | Yes | Behind the Meter | Behind the Meter |  | None | Sunrun Installation Services, Inc. | PSE&G | Eligible for TI Program | 2019-07-26 | 2019-07-31 | 2021-10-30 | REC Solar | REC290TP2 BLK | Solar Panels |  | 0.29 | 16 | 291 | 26 |  | Fixed | Roof
NJSTRE1545382212 | NJSRRE1541718153 | Transition Incentive Program | east orange | 7017 | 9 | 7.85 | Residential | Yes | Behind the Meter | Net-metered residential rooftop and canopy |  | None | Vision Solar LLC | PSE&G | Accepted | 2019-07-30 | 2019-08-02 | 2021-10-30 | sunpower | e20-327-e-ac | Inverters | 0.32 |  | 24 |  |  | 0.96 |  | Other | behind panels
NJSTRE1545382212 | NJSRRE1541718153 | Transition Incentive Program | east orange | 7017 | 9 | 7.85 | Residential | Yes | Behind the Meter | Net-metered residential rooftop and canopy |  | None | Vision Solar LLC | PSE&G | Accepted | 2019-07-30 | 2019-08-02 | 2021-10-30 | sunpower | e20-327-e-ac | Solar Panels |  | 0.327 | 14 | 186 | 23 |  | Fixed | Roof
NJSTRE1545382212 | NJSRRE1541718153 | Transition Incentive Program | east orange | 7017 | 9 | 7.85 | Residential | Yes | Behind the Meter | Net-metered residential rooftop and canopy |  | None | Vision Solar LLC | PSE&G | Accepted | 2019-07-30 | 2019-08-02 | 2021-10-30 | SUNPOWER | E20-327-E-AC | Solar Panels |  | 0.327 | 10 | 6 | 23 |  | Fixed | Roof
NJSTRE1545382214 | NJSRRE1540458610 | Transition Incentive Program | Millville | 8332 | 20 | 8.64 | Residential | No | Behind the Meter | Behind the Meter |  | None | DC Solar Integrators LLC | AC Electric | Eligible for TI Program | 2019-03-07 | 2019-03-11 | 2021-10-30 | SolarEdge | SE10000h-US | Inverters | 10000 |  | 1 |  |  | 0.98 |  | Outdoor | by meter
NJSTRE1545382214 | NJSRRE1540458610 | Transition Incentive Program | Millville | 8332 | 20 | 8.64 | Residential | No | Behind the Meter | Behind the Meter |  | None | DC Solar Integrators LLC | AC Electric | Eligible for TI Program | 2019-03-07 | 2019-03-11 | 2021-10-30 | Axitec | AC-360M/156-72S | Solar Panels |  | 0.36 | 24 | 194 | 20 |  | Fixed | Roof
NJSTRE1545382215 | NJSRRE1541705345 | Transition Incentive Program | South River | 8882 | 11 | 27.2 | Residential | Yes | Behind the Meter | Net-metered residential rooftop and canopy |  | None | SunPower Corporation, Systems | South River | Accepted | 2019-07-26 | 2019-07-31 | 2021-10-30 | SUNPOWER | SPR-A400-G-AC | Inverters | 320 |  | 68 |  |  | 0.97 |  | Other | under each panel
NJSTRE1545382215 | NJSRRE1541705345 | Transition Incentive Program | South River | 8882 | 11 | 27.2 | Residential | Yes | Behind the Meter | Net-metered residential rooftop and canopy |  | None | SunPower Corporation, Systems | South River | Accepted | 2019-07-26 | 2019-07-31 | 2021-10-30 | SUNPOWER | SPR-A400-G-AC | Solar Panels |  | 0.4 | 23 | 321 | 30 |  | Fixed | Roof
NJSTRE1545382215 | NJSRRE1541705345 | Transition Incentive Program | South River | 8882 | 11 | 27.2 | Residential | Yes | Behind the Meter | Net-metered residential rooftop and canopy |  | None | SunPower Corporation, Systems | South River | Accepted | 2019-07-26 | 2019-07-31 | 2021-10-30 | SUNPOWER | SPR-A400-G-AC | Solar Panels |  | 0.4 | 11 | 321 | 30 |  | Fixed | Roof
NJSTRE1545382215 | NJSRRE1541705345 | Transition Incentive Program | South River | 8882 | 11 | 27.2 | Residential | Yes | Behind the Meter | Net-metered residential rooftop and canopy |  | None | SunPower Corporation, Systems | South River | Accepted | 2019-07-26 | 2019-07-31 | 2021-10-30 | SUNPOWER | SPR-A400-G-AC | Solar Panels |  | 0.4 | 22 | 141 | 30 |  | Fixed | Roof
NJSTRE1545382215 | NJSRRE1541705345 | Transition Incentive Program | South River | 8882 | 11 | 27.2 | Residential | Yes | Behind the Meter | Net-metered residential rooftop and canopy |  | None | SunPower Corporation, Systems | South River | Accepted | 2019-07-26 | 2019-07-31 | 2021-10-30 | SUNPOWER | SPR-A400-G-AC | Solar Panels |  | 0.4 | 12 | 141 | 30 |  | Fixed | Roof
NJSTRE1545382216 | NJSRRE1540731357 | Transition Incentive Program | Sicklerville | 8081 | 14 | 18 | Residential | Yes | Behind the Meter | Net-metered residential rooftop and canopy |  | None | Vision Solar LLC | AC Electric | As-Built Incomplete - Review | 2019-03-26 | 2019-03-27 |  | sunpower | Spr-x22-360-E-Ac | Solar Panels |  | 0.36 | 16 | 40 | 19 |  | Fixed | Roof
NJSTRE1545382216 | NJSRRE1540731357 | Transition Incentive Program | Sicklerville | 8081 | 14 | 18 | Residential | Yes | Behind the Meter | Net-metered residential rooftop and canopy |  | None | Vision Solar LLC | AC Electric | As-Built Incomplete - Review | 2019-03-26 | 2019-03-27 |  | sunpower | Spr-x22-360-E-Ac | Solar Panels |  | 0.36 | 5 | 130 | 43 |  | Fixed | Roof
NJSTRE1545382216 | NJSRRE1540731357 | Transition Incentive Program | Sicklerville | 8081 | 14 | 18 | Residential | Yes | Behind the Meter | Net-metered residential rooftop and canopy |  | None | Vision Solar LLC | AC Electric | As-Built Incomplete - Review | 2019-03-26 | 2019-03-27 |  | sunpower | Spr-x22-360-E-Ac | Solar Panels |  | 0.36 | 15 | 310 | 43 |  | Fixed | Roof
NJSTRE1545382216 | NJSRRE1540731357 | Transition Incentive Program | Sicklerville | 8081 | 14 | 18 | Residential | Yes | Behind the Meter | Net-metered residential rooftop and canopy |  | None | Vision Solar LLC | AC Electric | As-Built Incomplete - Review | 2019-03-26 | 2019-03-27 |  | sunpower | Spr-x22-360-E-Ac | Solar Panels |  | 0.36 | 14 | 220 | 19 |  | Fixed | Roof
NJSTRE1545382216 | NJSRRE1540731357 | Transition Incentive Program | Sicklerville | 8081 | 14 | 18 | Residential | Yes | Behind the Meter | Net-metered residential rooftop and canopy |  | None | Vision Solar LLC | AC Electric | As-Built Incomplete - Review | 2019-03-26 | 2019-03-27 |  | sunpower | Spr-x22-360-E-Ac | Inverters | 320 |  | 50 |  |  | 0.96 |  | Other | behind panels
NJSTRE1545382216 | NJSRRE1540731357 | Transition Incentive Program | Sicklerville | 8081 | 14 | 18 | Residential | Yes | Behind the Meter | Net-metered residential rooftop and canopy |  | None | Vision Solar LLC | AC Electric | As-Built Incomplete - Review | 2019-03-26 | 2019-03-27 |  | sUNPOWER | PVS5 | Meters |  |  | 1 |  |  |  | Yes | Outdoor
NJSTRE1545382217 | NJSRRE1540857930 | Transition Incentive Program | Perth Amboy | 8861 | 11 | 6.41 | Residential | Yes | Behind the Meter | Behind the Meter |  | None | Skyline Solar, LLC | PSE&G | Eligible for TI Program | 2019-04-17 | 2019-04-17 |  | SunWorld | SunModule Plus SW 285 Mono | Solar Panels |  | 0.285 | 9 | 21 | 40 |  | Fixed | Roof
NJSTRE1545382217 | NJSRRE1540857930 | Transition Incentive Program | Perth Amboy | 8861 | 11 | 6.41 | Residential | Yes | Behind the Meter | Behind the Meter |  | None | Skyline Solar, LLC | PSE&G | Eligible for TI Program | 2019-04-17 | 2019-04-17 |  | SOLAR WORLD | SunModule Plus SW 285 Mono | Solar Panels |  | 0.32 | 12 | 201 | 40 |  | Fixed | Roof
NJSTRE1545382217 | NJSRRE1540857930 | Transition Incentive Program | Perth Amboy | 8861 | 11 | 6.41 | Residential | Yes | Behind the Meter | Behind the Meter |  | None | Skyline Solar, LLC | PSE&G | Eligible for TI Program | 2019-04-17 | 2019-04-17 |  | Solar Edge | SE3000A-USNNR | Inverters | 3000 |  | 1 |  |  | 0.99 |  | Outside | within five feet of meter
NJSTRE1545382217 | NJSRRE1540857930 | Transition Incentive Program | Perth Amboy | 8861 | 11 | 6.41 | Residential | Yes | Behind the Meter | Behind the Meter |  | None | Skyline Solar, LLC | PSE&G | Eligible for TI Program | 2019-04-17 | 2019-04-17 |  | SOLAR EDGE | SE5000H-US000NNC2 | Meters |  |  | 1 |  |  |  | Yes | Outdoor
NJSTRE1545382218 | NJSRRE1541158347 | Transition Incentive Program | Clermont | 8210 | 21 | 34.1 | Commercial | No | Behind the Meter | Behind the Meter |  | None | OCEAN SOLAR | AC Electric | Eligible for TI Program | 2019-06-12 | 2019-07-01 | 2021-10-30 | solar edge | se7600 | Inverters | 7600 |  | 3 |  |  | 0.99 |  | Outside | on array
NJSTRE1545382218 | NJSRRE1541158347 | Transition Incentive Program | Clermont | 8210 | 21 | 34.1 | Commercial | No | Behind the Meter | Behind the Meter |  | None | OCEAN SOLAR | AC Electric | Eligible for TI Program | 2019-06-12 | 2019-07-01 | 2021-10-30 | silfab | 310 mono | Solar Panels |  | 0.31 | 110 | 190 | 25 |  | Fixed | Ground
NJSTRE1545382219 | NJSRRE1541787786 | Transition Incentive Program | Monroeville | 8343 | 16 | 11.16 | Residential | Yes | Behind the Meter | Net-metered residential rooftop and canopy |  | None | Suntuity Solar LLC | AC Electric | Accepted | 2019-08-05 | 2019-08-07 | 2021-10-30 | Enphase Energy | IQ7-60-2-US | Inverters | 240 |  | 36 |  |  | 0.97 |  | Outdoor | Behind the PV Modules
NJSTRE1545382219 | NJSRRE1541787786 | Transition Incentive Program | Monroeville | 8343 | 16 | 11.16 | Residential | Yes | Behind the Meter | Net-metered residential rooftop and canopy |  | None | Suntuity Solar LLC | AC Electric | Accepted | 2019-08-05 | 2019-08-07 | 2021-10-30 | Yingli Green Energy | YL310D-30b | Solar Panels |  | 0.31 | 36 | 204 | 20 |  | Fixed | Ground
NJSTRE1545382222 | NJSRRE1541814160 | Transition Incentive Program | Plainfield | 7062 | 10 | 8.06 | Residential | Yes | Behind the Meter | Net-metered residential rooftop and canopy |  | None | Suntuity Solar LLC | PSE&G | Accepted | 2019-08-10 | 2019-08-23 | 2021-10-30 | Enphase Energy | IQ7-60-2-US | Inverters | 240 |  | 26 |  |  | 0.97 |  | Outdoor | Behind the PV Modules
NJSTRE1545382222 | NJSRRE1541814160 | Transition Incentive Program | Plainfield | 7062 | 10 | 8.06 | Residential | Yes | Behind the Meter | Net-metered residential rooftop and canopy |  | None | Suntuity Solar LLC | PSE&G | Accepted | 2019-08-10 | 2019-08-23 | 2021-10-30 | Yingli Green Energy | YL310D-30b | Solar Panels |  | 0.31 | 8 | 49 | 22 |  | Fixed | Roof
NJSTRE1545382222 | NJSRRE1541814160 | Transition Incentive Program | Plainfield | 7062 | 10 | 8.06 | Residential | Yes | Behind the Meter | Net-metered residential rooftop and canopy |  | None | Suntuity Solar LLC | PSE&G | Accepted | 2019-08-10 | 2019-08-23 | 2021-10-30 | Yingli Green Energy | YL310D-30b | Solar Panels |  | 0.31 | 7 | 229 | 22 |  | Fixed | Roof
NJSTRE1545382222 | NJSRRE1541814160 | Transition Incentive Program | Plainfield | 7062 | 10 | 8.06 | Residential | Yes | Behind the Meter | Net-metered residential rooftop and canopy |  | None | Suntuity Solar LLC | PSE&G | Accepted | 2019-08-10 | 2019-08-23 | 2021-10-30 | Yingli Green Energy | YL310D-30b | Solar Panels |  | 0.31 | 11 | 140 | 29 |  | Fixed | Roof
NJSTRE1545382223 | NJSRRE1541726616 | Transition Incentive Program | NEWARK | 7108 | 9 | 3.27 | Residential | No | Behind the Meter | Net-metered residential rooftop and canopy |  | None | SunPower Capital LLC | PSE&G | Accepted | 2019-08-01 | 2019-08-05 | 2021-10-30 | sunpower | e20-327-e-ac | Inverters | 0.32 |  | 10 |  |  | 0.96 |  | Other | behind panels
NJSTRE1545382223 | NJSRRE1541726616 | Transition Incentive Program | NEWARK | 7108 | 9 | 3.27 | Residential | No | Behind the Meter | Net-metered residential rooftop and canopy |  | None | SunPower Capital LLC | PSE&G | Accepted | 2019-08-01 | 2019-08-05 | 2021-10-30 | sunpower | e20-327-e-ac | Solar Panels |  | 0.327 | 3 | 197 | 37 |  | Fixed | Roof
NJSTRE1545382223 | NJSRRE1541726616 | Transition Incentive Program | NEWARK | 7108 | 9 | 3.27 | Residential | No | Behind the Meter | Net-metered residential rooftop and canopy |  | None | SunPower Capital LLC | PSE&G | Accepted | 2019-08-01 | 2019-08-05 | 2021-10-30 | sunpower | e20-327-e-ac | Solar Panels |  | 0.327 | 7 | 7 | 37 |  | Fixed | Roof
NJSTRE1545382224 | NJSRRE1541804172 | Transition Incentive Program | Shamong | 8088 | 13 | 7.52 | Residential | Yes | Behind the Meter | Net-metered residential rooftop and canopy |  | None | SunPower Capital | AC Electric | Accepted | 2019-08-08 | 2019-08-23 | 2021-10-30 | sunpower | e20-327-e-ac | Inverters | 0.32 |  | 23 |  |  | 0.96 |  | Other | behind panels
NJSTRE1545382224 | NJSRRE1541804172 | Transition Incentive Program | Shamong | 8088 | 13 | 7.52 | Residential | Yes | Behind the Meter | Net-metered residential rooftop and canopy |  | None | SunPower Capital | AC Electric | Accepted | 2019-08-08 | 2019-08-23 | 2021-10-30 | sunpower | e20-327-e-ac | Solar Panels |  | 0.327 | 16 | 101 | 23 |  | Fixed | Roof
NJSTRE1545382224 | NJSRRE1541804172 | Transition Incentive Program | Shamong | 8088 | 13 | 7.52 | Residential | Yes | Behind the Meter | Net-metered residential rooftop and canopy |  | None | SunPower Capital | AC Electric | Accepted | 2019-08-08 | 2019-08-23 | 2021-10-30 | sunpower | e20-327-e-ac | Solar Panels |  | 0.327 | 7 | 281 | 23 |  | Fixed | Roof
NJSTRE1545382225 | NJSRRE1541804506 | Transition Incentive Program | Rockaway | 7866 | 3 | 5.51 | Residential | Yes | Behind the Meter | Behind the Meter |  | None | Sunrun Installation Services, Inc. | JCP&L | Eligible for TI Program | 2019-08-08 | 2019-08-23 | 2021-10-30 | SolarEdge Technologies | SE5000H-USRGM | Inverters | 5000 |  | 1 |  |  | 0.96 |  | Outdoor | Next To Meter
NJSTRE1545382225 | NJSRRE1541804506 | Transition Incentive Program | Rockaway | 7866 | 3 | 5.51 | Residential | Yes | Behind the Meter | Behind the Meter |  | None | Sunrun Installation Services, Inc. | JCP&L | Eligible for TI Program | 2019-08-08 | 2019-08-23 | 2021-10-30 | REC Solar | REC290TP2 BLK | Solar Panels |  | 0.29 | 16 | 137 | 34 |  | Fixed | Roof
NJSTRE1545382225 | NJSRRE1541804506 | Transition Incentive Program | Rockaway | 7866 | 3 | 5.51 | Residential | Yes | Behind the Meter | Behind the Meter |  | None | Sunrun Installation Services, Inc. | JCP&L | Eligible for TI Program | 2019-08-08 | 2019-08-23 | 2021-10-30 | REC Solar | REC290TP2 BLK | Solar Panels |  | 0.29 | 3 | 317 | 34 |  | Fixed | Roof
NJSTRE1545382226 | NJSRRE1541845132 | Transition Incentive Program | Hamilton Twp Mer | 8610 | 12 | 4.35 | Residential | No | Behind the Meter | Behind the Meter |  | None | Sunrun Installation Services, Inc. | PSE&G | Eligible for TI Program | 2019-08-15 | 2019-08-23 | 2021-10-30 | REC Solar | REC290TP2 BLK | Solar Panels |  | 0.29 | 12 | 209 | 45 |  | Fixed | Roof
NJSTRE1545382226 | NJSRRE1541845132 | Transition Incentive Program | Hamilton Twp Mer | 8610 | 12 | 4.35 | Residential | No | Behind the Meter | Behind the Meter |  | None | Sunrun Installation Services, Inc. | PSE&G | Eligible for TI Program | 2019-08-15 | 2019-08-23 | 2021-10-30 | REC Solar | REC290TP2 BLK | Solar Panels |  | 0.29 | 3 | 118 | 45 |  | Fixed | Roof
NJSTRE1545382226 | NJSRRE1541845132 | Transition Incentive Program | Hamilton Twp Mer | 8610 | 12 | 4.35 | Residential | No | Behind the Meter | Behind the Meter |  | None | Sunrun Installation Services, Inc. | PSE&G | Eligible for TI Program | 2019-08-15 | 2019-08-23 | 2021-10-30 | SolarEdge Technologies | SE3800H-USRGM | Inverters | 3800 |  | 1 |  |  | 0.96 |  | Outdoor | Next To Meter
NJSTRE1545382227 | NJSRRE1541841220 | Transition Incentive Program | Woodbridge Twp | 7067 | 10 | 6.1 | Residential | No | Behind the Meter | Behind the Meter |  | None | Whitman Construction, LLC | PSE&G | Eligible for TI Program | 2019-08-15 | 2019-08-23 | 2021-10-30 | Enphase Energy | IQ7-60-2-US | Inverters | 0.24 |  | 20 |  |  | 0.976 |  | Outside | roof
NJSTRE1545382227 | NJSRRE1541841220 | Transition Incentive Program | Woodbridge Twp | 7067 | 10 | 6.1 | Residential | No | Behind the Meter | Behind the Meter |  | None | Whitman Construction, LLC | PSE&G | Eligible for TI Program | 2019-08-15 | 2019-08-23 | 2021-10-30 | Trina Solar | TSM-305DD5A | Solar Panels |  | 0.305 | 20 | 219 | 40 |  | Fixed | Roof
NJSTRE1545382228 | NJSRRE1541788142 | Transition Incentive Program | Maple shade twp | 8052 | 13 | 9.48 | Residential | No | Behind the Meter | Net-metered residential rooftop and canopy |  | None | SunPower Capital LLC | PSE&G | As-Built Incomplete - Review | 2019-08-05 | 2019-08-22 |  | sunpower | e20-327-e-ac | Solar Panels |  | 0.327 | 23 | 131 | 24 |  | Fixed | Roof
NJSTRE1545382228 | NJSRRE1541788142 | Transition Incentive Program | Maple shade twp | 8052 | 13 | 9.48 | Residential | No | Behind the Meter | Net-metered residential rooftop and canopy |  | None | SunPower Capital LLC | PSE&G | As-Built Incomplete - Review | 2019-08-05 | 2019-08-22 |  | sunpower | e20-327-e-ac | Solar Panels |  | 0.327 | 6 | 131 | 13 |  | Fixed | Roof
NJSTRE1545382228 | NJSRRE1541788142 | Transition Incentive Program | Maple shade twp | 8052 | 13 | 9.48 | Residential | No | Behind the Meter | Net-metered residential rooftop and canopy |  | None | SunPower Capital LLC | PSE&G | As-Built Incomplete - Review | 2019-08-05 | 2019-08-22 |  | sunpower | e20-327-e-ac | Inverters | 320 |  | 29 |  |  | 0.96 |  | Other | behind panels
NJSTRE1545382228 | NJSRRE1541788142 | Transition Incentive Program | Maple shade twp | 8052 | 13 | 9.48 | Residential | No | Behind the Meter | Net-metered residential rooftop and canopy |  | None | SunPower Capital LLC | PSE&G | As-Built Incomplete - Review | 2019-08-05 | 2019-08-22 |  | Sunpower | pvs6 | Meters |  |  | 1 |  |  |  | Yes | Outdoor
NJSTRE1545382231 | NJSRRE1541792866 | Transition Incentive Program | Weehawken | 7086 | 8 | 3.19 | Residential | No | Behind the Meter | Behind the Meter |  | None | Sunrun Installation Services, Inc. | PSE&G | Eligible for TI Program | 2019-08-06 | 2019-08-09 | 2021-10-30 | REC Solar | REC290TP2 BLK | Solar Panels |  | 0.29 | 11 | 185 | 18 |  | Fixed | Roof
NJSTRE1545382231 | NJSRRE1541792866 | Transition Incentive Program | Weehawken | 7086 | 8 | 3.19 | Residential | No | Behind the Meter | Behind the Meter |  | None | Sunrun Installation Services, Inc. | PSE&G | Eligible for TI Program | 2019-08-06 | 2019-08-09 | 2021-10-30 | SolarEdge Technologies | SE3000H-USRGM | Inverters | 3000 |  | 1 |  |  | 0.96 |  | Outdoor | Next To Meter
NJSTRE1545382232 | NJSRRE1541850865 | Transition Incentive Program | Burlington | 8016 | 13 | 10.85 | Residential | Yes | Behind the Meter | Net-metered residential rooftop and canopy |  | None | Suntuity Solar LLC | PSE&G | Accepted | 2019-08-16 | 2019-08-23 | 2021-10-30 | Enphase Energy | IQ7-60-2-US | Inverters | 240 |  | 35 |  |  | 0.97 |  | Outdoor | Behind the PV Modules
NJSTRE1545382232 | NJSRRE1541850865 | Transition Incentive Program | Burlington | 8016 | 13 | 10.85 | Residential | Yes | Behind the Meter | Net-metered residential rooftop and canopy |  | None | Suntuity Solar LLC | PSE&G | Accepted | 2019-08-16 | 2019-08-23 | 2021-10-30 | Yingli Green Energy | YL310D-30b | Solar Panels |  | 0.31 | 12 | 111 | 15 |  | Fixed | Roof
NJSTRE1545382232 | NJSRRE1541850865 | Transition Incentive Program | Burlington | 8016 | 13 | 10.85 | Residential | Yes | Behind the Meter | Net-metered residential rooftop and canopy |  | None | Suntuity Solar LLC | PSE&G | Accepted | 2019-08-16 | 2019-08-23 | 2021-10-30 | Yingli Green Energy | YL310D-30b | Solar Panels |  | 0.31 | 8 | 291 | 19 |  | Fixed | Roof
NJSTRE1545382232 | NJSRRE1541850865 | Transition Incentive Program | Burlington | 8016 | 13 | 10.85 | Residential | Yes | Behind the Meter | Net-metered residential rooftop and canopy |  | None | Suntuity Solar LLC | PSE&G | Accepted | 2019-08-16 | 2019-08-23 | 2021-10-30 | Yingli Green Energy | YL310D-30b | Solar Panels |  | 0.31 | 15 | 111 | 19 |  | Fixed | Roof
NJSTRE1545382233 | NJSRRE1541725648 | Transition Incentive Program | HIGH BRIDGE | 8829 | 4 | 5.67 | Residential | Yes | Behind the Meter | Net-metered residential rooftop and canopy |  | None | Vivint Solar Developer, LLC | JCP&L | Accepted | 2019-08-02 | 2019-08-05 | 2021-10-30 | SOLAREDGE | SE3800H-US | Inverters | 3800 |  | 1 |  |  | 0.992 |  | Outdoor | Near The Utility Meter
NJSTRE1545382233 | NJSRRE1541725648 | Transition Incentive Program | HIGH BRIDGE | 8829 | 4 | 5.67 | Residential | Yes | Behind the Meter | Net-metered residential rooftop and canopy |  | None | Vivint Solar Developer, LLC | JCP&L | Accepted | 2019-08-02 | 2019-08-05 | 2021-10-30 | HANWHA SOLAR | Q.PEAK BLK-G5 315 | Solar Panels |  | 0.315 | 10 | 257 | 15 |  | Fixed | Roof
NJSTRE1545382233 | NJSRRE1541725648 | Transition Incentive Program | HIGH BRIDGE | 8829 | 4 | 5.67 | Residential | Yes | Behind the Meter | Net-metered residential rooftop and canopy |  | None | Vivint Solar Developer, LLC | JCP&L | Accepted | 2019-08-02 | 2019-08-05 | 2021-10-30 | HANWHA SOLAR | Q.PEAK BLK-G5 315 | Solar Panels |  | 0.315 | 8 | 347 | 27 |  | Fixed | Roof
NJSTRE1545382235 | NJSRRE1541722880 | Transition Incentive Program | Paterson | 7514 | 6 | 14.34 | Residential | No | Behind the Meter | Behind the Meter |  | None | Whitman Construction, LLC | PSE&G | Eligible for TI Program | 2019-07-31 | 2019-08-05 | 2021-10-30 | Enphase Energy | IQ7-60-2-US | Inverters | 0.24 |  | 47 |  |  | 0.976 |  | Outside | roof
NJSTRE1545382235 | NJSRRE1541722880 | Transition Incentive Program | Paterson | 7514 | 6 | 14.34 | Residential | No | Behind the Meter | Behind the Meter |  | None | Whitman Construction, LLC | PSE&G | Eligible for TI Program | 2019-07-31 | 2019-08-05 | 2021-10-30 | Trina 305 | TSM-305DD05A | Solar Panels |  | 0.305 | 18 | 189 | 30 |  | Fixed | Roof
NJSTRE1545382235 | NJSRRE1541722880 | Transition Incentive Program | Paterson | 7514 | 6 | 14.34 | Residential | No | Behind the Meter | Behind the Meter |  | None | Whitman Construction, LLC | PSE&G | Eligible for TI Program | 2019-07-31 | 2019-08-05 | 2021-10-30 | Trina Solar | TSM-305DD05A | Solar Panels |  | 0.305 | 3 | 99 | 13 |  | Fixed | Roof
NJSTRE1545382235 | NJSRRE1541722880 | Transition Incentive Program | Paterson | 7514 | 6 | 14.34 | Residential | No | Behind the Meter | Behind the Meter |  | None | Whitman Construction, LLC | PSE&G | Eligible for TI Program | 2019-07-31 | 2019-08-05 | 2021-10-30 | Trina Solar | TSM-305DD05A | Solar Panels |  | 0.305 | 3 | 279 | 13 |  | Fixed | Roof
NJSTRE1545382235 | NJSRRE1541722880 | Transition Incentive Program | Paterson | 7514 | 6 | 14.34 | Residential | No | Behind the Meter | Behind the Meter |  | None | Whitman Construction, LLC | PSE&G | Eligible for TI Program | 2019-07-31 | 2019-08-05 | 2021-10-30 | Trina Solar | TSM-305DD05A | Solar Panels |  | 0.305 | 23 | 9 | 30 |  | Fixed | Roof
NJSTRE1545382236 | NJSRRE1541851062 | Transition Incentive Program | Wyckoff | 7481 | 7 | 8.06 | Residential | No | Behind the Meter | Behind the Meter |  | None | Green Power Energy | PSE&G | Eligible for TI Program | 2019-08-16 | 2019-08-23 | 2021-10-30 | Solar Edge | SE7600H-US | Inverters | 7600 |  | 1 |  |  | 0.97 |  | Outside | next to meter
NJSTRE1545382236 | NJSRRE1541851062 | Transition Incentive Program | Wyckoff | 7481 | 7 | 8.06 | Residential | No | Behind the Meter | Behind the Meter |  | None | Green Power Energy | PSE&G | Eligible for TI Program | 2019-08-16 | 2019-08-23 | 2021-10-30 | Silfab | SLA-M 310 | Solar Panels |  | 0.31 | 2 | 21 | 30 |  | Fixed | Roof
NJSTRE1545382236 | NJSRRE1541851062 | Transition Incentive Program | Wyckoff | 7481 | 7 | 8.06 | Residential | No | Behind the Meter | Behind the Meter |  | None | Green Power Energy | PSE&G | Eligible for TI Program | 2019-08-16 | 2019-08-23 | 2021-10-30 | Silfab | SLA-M 310 | Solar Panels |  | 0.31 | 2 | 209 | 30 |  | Fixed | Roof
NJSTRE1545382236 | NJSRRE1541851062 | Transition Incentive Program | Wyckoff | 7481 | 7 | 8.06 | Residential | No | Behind the Meter | Behind the Meter |  | None | Green Power Energy | PSE&G | Eligible for TI Program | 2019-08-16 | 2019-08-23 | 2021-10-30 | Silfab | SLA-M 310 | Solar Panels |  | 0.31 | 2 | 295 | 30 |  | Fixed | Roof
NJSTRE1545382236 | NJSRRE1541851062 | Transition Incentive Program | Wyckoff | 7481 | 7 | 8.06 | Residential | No | Behind the Meter | Behind the Meter |  | None | Green Power Energy | PSE&G | Eligible for TI Program | 2019-08-16 | 2019-08-23 | 2021-10-30 | Silfab | SLA-M 310 | Solar Panels |  | 0.31 | 1 | 296 | 30 |  | Fixed | Roof
NJSTRE1545382236 | NJSRRE1541851062 | Transition Incentive Program | Wyckoff | 7481 | 7 | 8.06 | Residential | No | Behind the Meter | Behind the Meter |  | None | Green Power Energy | PSE&G | Eligible for TI Program | 2019-08-16 | 2019-08-23 | 2021-10-30 | Silfab | SLA-M 310 | Solar Panels |  | 0.31 | 5 | 27 | 30 |  | Fixed | Roof
NJSTRE1545382236 | NJSRRE1541851062 | Transition Incentive Program | Wyckoff | 7481 | 7 | 8.06 | Residential | No | Behind the Meter | Behind the Meter |  | None | Green Power Energy | PSE&G | Eligible for TI Program | 2019-08-16 | 2019-08-23 | 2021-10-30 | Silfab | SLA-M 310 | Solar Panels |  | 0.31 | 2 | 291 | 30 |  | Fixed | Roof
NJSTRE1545382236 | NJSRRE1541851062 | Transition Incentive Program | Wyckoff | 7481 | 7 | 8.06 | Residential | No | Behind the Meter | Behind the Meter |  | None | Green Power Energy | PSE&G | Eligible for TI Program | 2019-08-16 | 2019-08-23 | 2021-10-30 | Silfab | SLA-M 310 | Solar Panels |  | 0.31 | 2 | 201 | 30 |  | Fixed | Roof
NJSTRE1545382236 | NJSRRE1541851062 | Transition Incentive Program | Wyckoff | 7481 | 7 | 8.06 | Residential | No | Behind the Meter | Behind the Meter |  | None | Green Power Energy | PSE&G | Eligible for TI Program | 2019-08-16 | 2019-08-23 | 2021-10-30 | Silfab | SLA-M 310 | Solar Panels |  | 0.31 | 10 | 294 | 30 |  | Fixed | Roof
NJSTRE1545382239 | NJSRRE1541847998 | Transition Incentive Program | Washington | 7882 | 2 | 19.43 | Residential | Yes | Behind the Meter | Behind the Meter |  | None | Sunrun Installation Services, Inc. | JCP&L | Eligible for TI Program | 2019-08-15 | 2019-08-23 | 2021-10-30 | Ningbo Ginlong Technologies | Solis-1P10K-4G-US | Inverters | 10000 |  | 2 |  |  | 0.96 |  | Outdoor | Next To Meter
NJSTRE1545382239 | NJSRRE1541847998 | Transition Incentive Program | Washington | 7882 | 2 | 19.43 | Residential | Yes | Behind the Meter | Behind the Meter |  | None | Sunrun Installation Services, Inc. | JCP&L | Eligible for TI Program | 2019-08-15 | 2019-08-23 | 2021-10-30 | REC Solar | REC290TP2 BLK | Solar Panels |  | 0.29 | 31 | 139 | 27 |  | Fixed | Roof
NJSTRE1545382239 | NJSRRE1541847998 | Transition Incentive Program | Washington | 7882 | 2 | 19.43 | Residential | Yes | Behind the Meter | Behind the Meter |  | None | Sunrun Installation Services, Inc. | JCP&L | Eligible for TI Program | 2019-08-15 | 2019-08-23 | 2021-10-30 | REC Solar | REC290TP2 BLK | Solar Panels |  | 0.29 | 36 | 228 | 30 |  | Fixed | Roof
NJSTRE1545382240 | NJSRRE1541851513 | Transition Incentive Program | Jersey City | 7306 | 8 | 5.22 | Residential | Yes | Behind the Meter | Behind the Meter |  | None | Sunrun Installation Services, Inc. | PSE&G | Eligible for TI Program | 2019-08-16 | 2019-08-23 | 2021-10-30 | Ningbo Ginlong Technologies | Solis-1P4K-4G-US | Inverters | 4000 |  | 1 |  |  | 0.96 |  | Outdoor | Next To Meter
NJSTRE1545382240 | NJSRRE1541851513 | Transition Incentive Program | Jersey City | 7306 | 8 | 5.22 | Residential | Yes | Behind the Meter | Behind the Meter |  | None | Sunrun Installation Services, Inc. | PSE&G | Eligible for TI Program | 2019-08-16 | 2019-08-23 | 2021-10-30 | REC Solar | REC290TP2 BLK | Solar Panels |  | 0.29 | 18 | 216 | 10 |  | Fixed | Roof
NJSTRE1545382241 | NJSRRE1541835669 | Transition Incentive Program | Perth Amboy | 8861 | 11 | 5.27 | Residential | No | Behind the Meter | Behind the Meter |  | None | New Jersey Suntech | PSE&G | Eligible for TI Program | 2019-08-14 | 2019-08-23 | 2021-10-30 | Solaredge | SE6000-US | Inverters | 6000 |  | 1 |  |  | 0.97 |  | Outdoor | Side of house adjacent to meter
NJSTRE1545382241 | NJSRRE1541835669 | Transition Incentive Program | Perth Amboy | 8861 | 11 | 5.27 | Residential | No | Behind the Meter | Behind the Meter |  | None | New Jersey Suntech | PSE&G | Eligible for TI Program | 2019-08-14 | 2019-08-23 | 2021-10-30 | Jinko | JKM310M-60 | Solar Panels |  | 0.31 | 17 | 160 | 20 |  | Fixed | Roof
NJSTRE1545382244 | NJSRRE1541730109 | Transition Incentive Program | Englishtown | 7726 | 17 | 8.41 | Residential | Yes | Behind the Meter | Behind the Meter |  | None | Sunrun Installation Services, Inc. | JCP&L | Eligible for TI Program | 2019-08-01 | 2019-08-06 | 2021-10-30 | SolarEdge Technologies | SE7600A-USS2RGM | Inverters | 7600 |  | 1 |  |  | 0.96 |  | Outdoor | Next To Meter
NJSTRE1545382244 | NJSRRE1541730109 | Transition Incentive Program | Englishtown | 7726 | 17 | 8.41 | Residential | Yes | Behind the Meter | Behind the Meter |  | None | Sunrun Installation Services, Inc. | JCP&L | Eligible for TI Program | 2019-08-01 | 2019-08-06 | 2021-10-30 | REC Solar | REC290TP2 BLK | Solar Panels |  | 0.29 | 21 | 135 | 30 |  | Fixed | Roof
NJSTRE1545382244 | NJSRRE1541730109 | Transition Incentive Program | Englishtown | 7726 | 17 | 8.41 | Residential | Yes | Behind the Meter | Behind the Meter |  | None | Sunrun Installation Services, Inc. | JCP&L | Eligible for TI Program | 2019-08-01 | 2019-08-06 | 2021-10-30 | REC Solar | REC290TP2 BLK | Solar Panels |  | 0.29 | 8 | 315 | 18 |  | Fixed | Roof
NJSTRE1545382245 | NJSRRE1541787991 | Transition Incentive Program | Pemberton | 8068 | 13 | 9.6 | Residential | Yes | Behind the Meter | Behind the Meter |  | None | Skyline Solar, LLC | JCP&L | Eligible for TI Program | 2019-08-05 | 2019-08-29 | 2021-10-30 | SolarEdge | SE7600H-US | Inverters | 7600 |  | 1 |  |  | 0.99 |  | Outside | within ten feet of meter
NJSTRE1545382245 | NJSRRE1541787991 | Transition Incentive Program | Pemberton | 8068 | 13 | 9.6 | Residential | Yes | Behind the Meter | Behind the Meter |  | None | Skyline Solar, LLC | JCP&L | Eligible for TI Program | 2019-08-05 | 2019-08-29 | 2021-10-30 | Hanwha Q-Cells | Q.PEAK DUO-G5 320 | Solar Panels |  | 0.32 | 30 | 177357 | 21 |  | Fixed | Roof
NJSTRE1545382247 | NJSRRE1541730106 | Transition Incentive Program | Oxford | 7863 | 2 | 12.76 | Residential | Yes | Behind the Meter | Behind the Meter |  | None | Sunrun Installation Services, Inc. | JCP&L | Eligible for TI Program | 2019-08-01 | 2019-08-06 | 2021-10-30 | SolarEdge Technologies | SE3800H-USRGM | Inverters | 3800 |  | 1 |  |  | 0.96 |  | Outdoor | Next To Meter
NJSTRE1545382247 | NJSRRE1541730106 | Transition Incentive Program | Oxford | 7863 | 2 | 12.76 | Residential | Yes | Behind the Meter | Behind the Meter |  | None | Sunrun Installation Services, Inc. | JCP&L | Eligible for TI Program | 2019-08-01 | 2019-08-06 | 2021-10-30 | REC Solar | REC290TP2 BLK | Solar Panels |  | 0.29 | 23 | 185 | 27 |  | Fixed | Roof
NJSTRE1545382247 | NJSRRE1541730106 | Transition Incentive Program | Oxford | 7863 | 2 | 12.76 | Residential | Yes | Behind the Meter | Behind the Meter |  | None | Sunrun Installation Services, Inc. | JCP&L | Eligible for TI Program | 2019-08-01 | 2019-08-06 | 2021-10-30 | SolarEdge Technologies | SE7600A-USS2RGM | Inverters | 7600 |  | 1 |  |  | 0.96 |  | Outdoor | Next To Meter
NJSTRE1545382247 | NJSRRE1541730106 | Transition Incentive Program | Oxford | 7863 | 2 | 12.76 | Residential | Yes | Behind the Meter | Behind the Meter |  | None | Sunrun Installation Services, Inc. | JCP&L | Eligible for TI Program | 2019-08-01 | 2019-08-06 | 2021-10-30 | REC Solar | REC290TP2 BLK | Solar Panels |  | 0.29 | 21 | 5 | 27 |  | Fixed | Roof
NJSTRE1545382249 | NJSRRE1541803413 | Transition Incentive Program | Newark | 7104 | 9 | 5.12 | Residential | Yes | Behind the Meter | Behind the Meter |  | None | Skyline Solar, LLC | PSE&G | Eligible for TI Program | 2019-08-09 | 2019-08-23 | 2021-10-30 | SolarEdge | SE3800H-US000NNC2 | Inverters | 3800 |  | 1 |  |  | 0.99 |  | Outside | within ten feet of meter
NJSTRE1545382249 | NJSRRE1541803413 | Transition Incentive Program | Newark | 7104 | 9 | 5.12 | Residential | Yes | Behind the Meter | Behind the Meter |  | None | Skyline Solar, LLC | PSE&G | Eligible for TI Program | 2019-08-09 | 2019-08-23 | 2021-10-30 | Hanwha Qcells | Q.PEAK DUO-G5 320 | Solar Panels |  | 0.32 | 16 | 184 | 10 |  | Fixed | Roof
NJSTRE1545382253 | NJSRRE1541790244 | Transition Incentive Program | Bayonne | 7002 | 8 | 3.06 | Residential | Yes | Behind the Meter | Net-metered residential rooftop and canopy |  | None | Pro Custom Solar dba Momentum Solar | PSE&G | Accepted | 2019-08-06 | 2019-08-08 | 2021-10-30 | Enphase Energy | IQ7-60-2-US | Inverters | 250 |  | 9 |  |  | 0.97 |  | Outdoor | Roof
NJSTRE1545382253 | NJSRRE1541790244 | Transition Incentive Program | Bayonne | 7002 | 8 | 3.06 | Residential | Yes | Behind the Meter | Net-metered residential rooftop and canopy |  | None | Pro Custom Solar dba Momentum Solar | PSE&G | Accepted | 2019-08-06 | 2019-08-08 | 2021-10-30 | LG ELECTRONICS | LG340N1C-V5 | Solar Panels |  | 0.34 | 9 | 123 | 37 |  | Fixed | Roof
NJSTRE1545382254 | NJSRRE1541731505 | Transition Incentive Program | Pittstown | 8867 | 4 | 12.6 | Residential | No | Behind the Meter | Behind the Meter |  | None | Green Power Energy | JCP&L | Eligible for TI Program | 2019-08-02 | 2019-08-07 | 2021-10-30 | Solar Edge | SE11400H-US | Inverters | 11400 |  | 1 |  |  | 0.97 |  | Outside | next to meter
NJSTRE1545382254 | NJSRRE1541731505 | Transition Incentive Program | Pittstown | 8867 | 4 | 12.6 | Residential | No | Behind the Meter | Behind the Meter |  | None | Green Power Energy | JCP&L | Eligible for TI Program | 2019-08-02 | 2019-08-07 | 2021-10-30 | S-Energy | SN360M-10 | Solar Panels |  | 0.36 | 4 | 183 | 27 |  | Fixed | Roof
NJSTRE1545382254 | NJSRRE1541731505 | Transition Incentive Program | Pittstown | 8867 | 4 | 12.6 | Residential | No | Behind the Meter | Behind the Meter |  | None | Green Power Energy | JCP&L | Eligible for TI Program | 2019-08-02 | 2019-08-07 | 2021-10-30 | S-Energy | SN360M-10 | Solar Panels |  | 0.36 | 31 | 185 | 27 |  | Fixed | Roof
NJSTRE1545382255 | NJSRRE1541802176 | Transition Incentive Program | oak ridge | 7438 | 6 | 11.77 | Residential | Yes | Behind the Meter | Net-metered residential rooftop and canopy |  | None | Vision Solar LLC | JCP&L | Accepted | 2019-08-07 | 2019-08-12 | 2021-10-30 | sunpower | e20-327-e-ac | Inverters | 0.32 |  | 36 |  |  | 0.96 |  | Other | behind panels
NJSTRE1545382255 | NJSRRE1541802176 | Transition Incentive Program | oak ridge | 7438 | 6 | 11.77 | Residential | Yes | Behind the Meter | Net-metered residential rooftop and canopy |  | None | Vision Solar LLC | JCP&L | Accepted | 2019-08-07 | 2019-08-12 | 2021-10-30 | sunpower | e20-327-e-aqc | Solar Panels |  | 0.327 | 36 | 134 | 22 |  | Fixed | Roof
NJSTRE1545382258 | NJSRRE1541851710 | Transition Incentive Program | Clifton City | 7013 | 6 | 22.77 | Residential | No | Behind the Meter | Behind the Meter |  | None | Sunrun Installation Services, Inc. | PSE&G | Eligible for TI Program | 2019-08-16 | 2019-08-23 | 2021-10-30 | SolarEdge Technologies | SE10000H-USRGM | Inverters | 10000 |  | 1 |  |  | 0.96 |  | Outdoor | Next To Meter
NJSTRE1545382258 | NJSRRE1541851710 | Transition Incentive Program | Clifton City | 7013 | 6 | 22.77 | Residential | No | Behind the Meter | Behind the Meter |  | None | Sunrun Installation Services, Inc. | PSE&G | Eligible for TI Program | 2019-08-16 | 2019-08-23 | 2021-10-30 | LG Electronics | LG330N1C-A5 | Solar Panels |  | 0.33 | 9 | 312 | 19 |  | Fixed | Roof
NJSTRE1545382258 | NJSRRE1541851710 | Transition Incentive Program | Clifton City | 7013 | 6 | 22.77 | Residential | No | Behind the Meter | Behind the Meter |  | None | Sunrun Installation Services, Inc. | PSE&G | Eligible for TI Program | 2019-08-16 | 2019-08-23 | 2021-10-30 | LG Electronics | LG330N1C-A5 | Solar Panels |  | 0.33 | 16 | 42 | 19 |  | Fixed | Roof
NJSTRE1545382258 | NJSRRE1541851710 | Transition Incentive Program | Clifton City | 7013 | 6 | 22.77 | Residential | No | Behind the Meter | Behind the Meter |  | None | Sunrun Installation Services, Inc. | PSE&G | Eligible for TI Program | 2019-08-16 | 2019-08-23 | 2021-10-30 | LG Electronics | LG330N1C-A5 | Solar Panels |  | 0.33 | 24 | 222 | 18 |  | Fixed | Roof
NJSTRE1545382258 | NJSRRE1541851710 | Transition Incentive Program | Clifton City | 7013 | 6 | 22.77 | Residential | No | Behind the Meter | Behind the Meter |  | None | Sunrun Installation Services, Inc. | PSE&G | Eligible for TI Program | 2019-08-16 | 2019-08-23 | 2021-10-30 | SolarEdge Technologies | SE7600H-USRGM | Inverters | 7600 |  | 1 |  |  | 0.96 |  | Outdoor | Next To Meter
NJSTRE1545382258 | NJSRRE1541851710 | Transition Incentive Program | Clifton City | 7013 | 6 | 22.77 | Residential | No | Behind the Meter | Behind the Meter |  | None | Sunrun Installation Services, Inc. | PSE&G | Eligible for TI Program | 2019-08-16 | 2019-08-23 | 2021-10-30 | LG Electronics | LG330N1C-A5 | Solar Panels |  | 0.33 | 14 | 133 | 18 |  | Fixed | Roof
NJSTRE1545382258 | NJSRRE1541851710 | Transition Incentive Program | Clifton City | 7013 | 6 | 22.77 | Residential | No | Behind the Meter | Behind the Meter |  | None | Sunrun Installation Services, Inc. | PSE&G | Eligible for TI Program | 2019-08-16 | 2019-08-23 | 2021-10-30 | LG Electronics | LG330N1C-A5 | Solar Panels |  | 0.33 | 6 | 42 | 19 |  | Fixed | Roof
NJSTRE1545382259 | NJSRRE1541851706 | Transition Incentive Program | Woodbury | 8096 | 15 | 4.64 | Residential | Yes | Behind the Meter | Behind the Meter |  | None | Sunrun Installation Services, Inc. | PSE&G | Eligible for TI Program | 2019-08-16 | 2019-08-23 | 2021-10-30 | REC Solar | REC290TP2 BLK | Solar Panels |  | 0.29 | 16 | 243 | 25 |  | Fixed | Roof
NJSTRE1545382259 | NJSRRE1541851706 | Transition Incentive Program | Woodbury | 8096 | 15 | 4.64 | Residential | Yes | Behind the Meter | Behind the Meter |  | None | Sunrun Installation Services, Inc. | PSE&G | Eligible for TI Program | 2019-08-16 | 2019-08-23 | 2021-10-30 | Ningbo Ginlong Technologies | Solis-1P3.6K-4G-US | Inverters | 3600 |  | 1 |  |  | 0.96 |  | Outdoor | Next To Meter
NJSTRE1545382260 | NJSRRE1541805540 | Transition Incentive Program | Forked River | 8731 | 18 | 20.01 | Residential | Yes | Behind the Meter | Behind the Meter |  | None | Sunrun Installation Services, Inc. | JCP&L | Eligible for TI Program | 2019-08-08 | 2019-08-23 | 2021-10-30 | Ningbo Ginlong Technologies | Solis-1P3K-4G-US | Inverters | 3000 |  | 1 |  |  | 0.96 |  | Outdoor | Next To Meter
NJSTRE1545382260 | NJSRRE1541805540 | Transition Incentive Program | Forked River | 8731 | 18 | 20.01 | Residential | Yes | Behind the Meter | Behind the Meter |  | None | Sunrun Installation Services, Inc. | JCP&L | Eligible for TI Program | 2019-08-08 | 2019-08-23 | 2021-10-30 | Ningbo Ginlong Technologies | Solis-1P10K-4G-US | Inverters | 10000 |  | 2 |  |  | 0.96 |  | Outdoor | Next To Meter
NJSTRE1545382260 | NJSRRE1541805540 | Transition Incentive Program | Forked River | 8731 | 18 | 20.01 | Residential | Yes | Behind the Meter | Behind the Meter |  | None | Sunrun Installation Services, Inc. | JCP&L | Eligible for TI Program | 2019-08-08 | 2019-08-23 | 2021-10-30 | REC Solar | REC290TP2 BLK | Solar Panels |  | 0.29 | 42 | 22 | 23 |  | Fixed | Roof
NJSTRE1545382260 | NJSRRE1541805540 | Transition Incentive Program | Forked River | 8731 | 18 | 20.01 | Residential | Yes | Behind the Meter | Behind the Meter |  | None | Sunrun Installation Services, Inc. | JCP&L | Eligible for TI Program | 2019-08-08 | 2019-08-23 | 2021-10-30 | REC Solar | REC290TP2 BLK | Solar Panels |  | 0.29 | 27 | 201 | 23 |  | Fixed | Roof
NJSTRE1545382261 | NJSRRE1541835511 | Transition Incentive Program | Trenton City | 8611 | 12 | 9.6 | Residential | Yes | Behind the Meter | Behind the Meter |  | None | Skyline Solar, LLC | PSE&G | Eligible for TI Program | 2019-08-14 | 2019-10-28 | 2021-10-30 | SolarEdge | SE7600H-US | Inverters | 7600 |  | 1 |  |  | 0.99 |  | Outside | within ten feet of meter
NJSTRE1545382261 | NJSRRE1541835511 | Transition Incentive Program | Trenton City | 8611 | 12 | 9.6 | Residential | Yes | Behind the Meter | Behind the Meter |  | None | Skyline Solar, LLC | PSE&G | Eligible for TI Program | 2019-08-14 | 2019-10-28 | 2021-10-30 | Hanwha Q-Cells | Q.PEAK DUO-G5 320 | Solar Panels |  | 0.32 | 30 | 51231141 | 13 |  | Fixed | Roof
NJSTRE1545382262 | NJSRRE1541787779 | Transition Incentive Program | New Brunswick | 8901 | 11 | 10.85 | Residential | Yes | Behind the Meter | Net-metered residential rooftop and canopy |  | None | Suntuity Solar LLC | PSE&G | Accepted | 2019-08-05 | 2019-08-07 | 2021-10-30 | Enphase Energy | IQ7-60-2-US | Inverters | 240 |  | 35 |  |  | 0.97 |  | Outdoor | Behind the PV Modules
NJSTRE1545382262 | NJSRRE1541787779 | Transition Incentive Program | New Brunswick | 8901 | 11 | 10.85 | Residential | Yes | Behind the Meter | Net-metered residential rooftop and canopy |  | None | Suntuity Solar LLC | PSE&G | Accepted | 2019-08-05 | 2019-08-07 | 2021-10-30 | Yingli Green Energy | YL310D-30b | Solar Panels |  | 0.31 | 15 | 308 | 40 |  | Fixed | Roof
NJSTRE1545382262 | NJSRRE1541787779 | Transition Incentive Program | New Brunswick | 8901 | 11 | 10.85 | Residential | Yes | Behind the Meter | Net-metered residential rooftop and canopy |  | None | Suntuity Solar LLC | PSE&G | Accepted | 2019-08-05 | 2019-08-07 | 2021-10-30 | Yingli Green Energy | YL310D-30b | Solar Panels |  | 0.31 | 20 | 128 | 40 |  | Fixed | Roof
NJSTRE1545382263 | NJSRRE1541805568 | Transition Incentive Program | Metuchen | 8840 | 11 | 6.96 | Residential | No | Behind the Meter | Behind the Meter |  | None | Sunrun Installation Services, Inc. | PSE&G | Eligible for TI Program | 2019-08-08 | 2019-08-23 | 2021-10-30 | REC Solar | REC290TP2 BLK | Solar Panels |  | 0.29 | 24 | 183 | 18 |  | Fixed | Roof
NJSTRE1545382263 | NJSRRE1541805568 | Transition Incentive Program | Metuchen | 8840 | 11 | 6.96 | Residential | No | Behind the Meter | Behind the Meter |  | None | Sunrun Installation Services, Inc. | PSE&G | Eligible for TI Program | 2019-08-08 | 2019-08-23 | 2021-10-30 | Ningbo Ginlong Technologies | Solis-1P6K-4G-US | Inverters | 6000 |  | 1 |  |  | 0.96 |  | Outdoor | Next To Meter
NJSTRE1545382264 | NJSRRE1541858907 | Transition Incentive Program | Franklin Township | 8873 | 5 | 8.7 | Residential | No | Behind the Meter | Behind the Meter |  | None | Sunrun Installation Services, Inc. | PSE&G | Eligible for TI Program | 2019-08-19 | 2019-08-23 | 2021-10-30 | REC Solar | REC290TP2 BLK | Solar Panels |  | 0.29 | 30 | 93 | 30 |  | Fixed | Roof
NJSTRE1545382264 | NJSRRE1541858907 | Transition Incentive Program | Franklin Township | 8873 | 5 | 8.7 | Residential | No | Behind the Meter | Behind the Meter |  | None | Sunrun Installation Services, Inc. | PSE&G | Eligible for TI Program | 2019-08-19 | 2019-08-23 | 2021-10-30 | Ningbo Ginlong Technologies | Solis-1P7.6K-4G-US | Inverters | 7600 |  | 1 |  |  | 0.96 |  | Outdoor | Next To Meter
NJSTRE1545382265 | NJSRRE1541841345 | Transition Incentive Program | Estell Manor | 8319 | 19 | 9.48 | Residential | Yes | Behind the Meter | Behind the Meter |  | None | GenRenew, LLC | AC Electric | Eligible for TI Program | 2019-08-15 | 2019-08-23 | 2021-10-30 | sunpower | SPR-E20-327-E-AC | Solar Panels |  | 0.327 | 21 | 89 | 40 |  | Fixed | Roof
NJSTRE1545382265 | NJSRRE1541841345 | Transition Incentive Program | Estell Manor | 8319 | 19 | 9.48 | Residential | Yes | Behind the Meter | Behind the Meter |  | None | GenRenew, LLC | AC Electric | Eligible for TI Program | 2019-08-15 | 2019-08-23 | 2021-10-30 | sunpower | MI-320-US208/240-10 | Inverters | 320 |  | 29 |  |  | 0.96 |  | Outdoor | microinverters located under modules
NJSTRE1545382265 | NJSRRE1541841345 | Transition Incentive Program | Estell Manor | 8319 | 19 | 9.48 | Residential | Yes | Behind the Meter | Behind the Meter |  | None | GenRenew, LLC | AC Electric | Eligible for TI Program | 2019-08-15 | 2019-08-23 | 2021-10-30 | sunpower | SPR-E20-327-E-AC | Solar Panels |  | 0.327 | 8 | 89 | 27 |  | Fixed | Roof
NJSTRE1545382266 | NJSRRE1541844559 | Transition Incentive Program | Forked River | 8731 | 18 | 15.75 | Residential | Yes | Behind the Meter | Net-metered residential rooftop and canopy |  | None | Vivint Solar Developer, LLC | JCP&L | Accepted | 2019-08-20 | 2019-08-23 | 2021-10-30 | SOLAREDGE | SE3800H-US | Inverters | 3800 |  | 1 |  |  | 0.992 |  | Outdoor | Near the utility Meter
NJSTRE1545382266 | NJSRRE1541844559 | Transition Incentive Program | Forked River | 8731 | 18 | 15.75 | Residential | Yes | Behind the Meter | Net-metered residential rooftop and canopy |  | None | Vivint Solar Developer, LLC | JCP&L | Accepted | 2019-08-20 | 2019-08-23 | 2021-10-30 | SOLAREDGE | SE7600H-US | Inverters | 7600 |  | 1 |  |  | 0.992 |  | Outdoor | near The Utility Meter
NJSTRE1545382266 | NJSRRE1541844559 | Transition Incentive Program | Forked River | 8731 | 18 | 15.75 | Residential | Yes | Behind the Meter | Net-metered residential rooftop and canopy |  | None | Vivint Solar Developer, LLC | JCP&L | Accepted | 2019-08-20 | 2019-08-23 | 2021-10-30 | HANWHA SOLAR | Q.PEAK BLK-G5 315 | Solar Panels |  | 0.315 | 27 | 112 | 17 |  | Fixed | Roof
NJSTRE1545382266 | NJSRRE1541844559 | Transition Incentive Program | Forked River | 8731 | 18 | 15.75 | Residential | Yes | Behind the Meter | Net-metered residential rooftop and canopy |  | None | Vivint Solar Developer, LLC | JCP&L | Accepted | 2019-08-20 | 2019-08-23 | 2021-10-30 | HANWHA SOLAR | Q.PEAK BLK-G5 315 | Solar Panels |  | 0.315 | 14 | 292 | 17 |  | Fixed | Roof
NJSTRE1545382266 | NJSRRE1541844559 | Transition Incentive Program | Forked River | 8731 | 18 | 15.75 | Residential | Yes | Behind the Meter | Net-metered residential rooftop and canopy |  | None | Vivint Solar Developer, LLC | JCP&L | Accepted | 2019-08-20 | 2019-08-23 | 2021-10-30 | HANWHA SOLAR | Q.PEAK BLK-G5 315 | Solar Panels |  | 0.315 | 9 | 292 | 17 |  | Fixed | Roof
NJSTRE1545382268 | NJSRRE1541788065 | Transition Incentive Program | HIGHLANDS | 7732 | 17 | 3.78 | Residential | Yes | Behind the Meter | Net-metered residential rooftop and canopy |  | None | Vivint Solar Developer, LLC | JCP&L | Accepted | 2019-08-05 | 2019-08-08 | 2021-10-30 | Solar Edge | SE3800H-US | Inverters | 3800 |  | 1 |  |  | 0.992 |  | Outdoor | Near the Utility Meter
NJSTRE1545382268 | NJSRRE1541788065 | Transition Incentive Program | HIGHLANDS | 7732 | 17 | 3.78 | Residential | Yes | Behind the Meter | Net-metered residential rooftop and canopy |  | None | Vivint Solar Developer, LLC | JCP&L | Accepted | 2019-08-05 | 2019-08-08 | 2021-10-30 | Hanwha Solar | Q.PEAK BLK-G5 315 | Solar Panels |  | 0.315 | 12 | 125 | 37 |  | Fixed | Roof
NJSTRE1545382269 | NJSRRE1541805466 | Transition Incentive Program | Freehold | 7728 | 17 | 9.24 | Residential | No | Behind the Meter | Behind the Meter |  | None | Sunrun Installation Services, Inc. | JCP&L | Eligible for TI Program | 2019-08-08 | 2019-08-23 | 2021-10-30 | LG Chem | RESU 10H SEG | Electric Storage Battery |  |  | 1 |  |  |  | Lithium Ion |  | outside
NJSTRE1545382269 | NJSRRE1541805466 | Transition Incentive Program | Freehold | 7728 | 17 | 9.24 | Residential | No | Behind the Meter | Behind the Meter |  | None | Sunrun Installation Services, Inc. | JCP&L | Eligible for TI Program | 2019-08-08 | 2019-08-23 | 2021-10-30 | LG Electronics | LG330N1C-A5 | Solar Panels |  | 0.33 | 28 | 197 | 43 |  | Fixed | Roof
NJSTRE1545382269 | NJSRRE1541805466 | Transition Incentive Program | Freehold | 7728 | 17 | 9.24 | Residential | No | Behind the Meter | Behind the Meter |  | None | Sunrun Installation Services, Inc. | JCP&L | Eligible for TI Program | 2019-08-08 | 2019-08-23 | 2021-10-30 | SolarEdge Technologies | SE7600A-USS2RGM | Inverters | 7600 |  | 1 |  |  | 0.96 |  | Outdoor | Next To Meter
NJSTRE1545382270 | NJSRRE1541732340 | Transition Incentive Program | Oakland | 7436 | 7 | 9.6 | Residential | Yes | Behind the Meter | Behind the Meter |  | None | Skyline Solar, LLC | Orange Rockland Electric | Eligible for TI Program | 2019-08-02 | 2019-08-07 | 2021-10-30 | SOLAREDGE | SE-RGMTR-1D-240C-A | Meters |  |  | 1 |  |  |  | Yes | Outdoor
NJSTRE1545382270 | NJSRRE1541732340 | Transition Incentive Program | Oakland | 7436 | 7 | 9.6 | Residential | Yes | Behind the Meter | Behind the Meter |  | None | Skyline Solar, LLC | Orange Rockland Electric | Eligible for TI Program | 2019-08-02 | 2019-08-07 | 2021-10-30 | SolarEdge | SE7600H-US000BNC4 | Inverters | 7600 |  | 1 |  |  | 0.99 |  | Outside | within ten feet of meter
NJSTRE1545382270 | NJSRRE1541732340 | Transition Incentive Program | Oakland | 7436 | 7 | 9.6 | Residential | Yes | Behind the Meter | Behind the Meter |  | None | Skyline Solar, LLC | Orange Rockland Electric | Eligible for TI Program | 2019-08-02 | 2019-08-07 | 2021-10-30 | Silfab | SIL-320BL | Solar Panels |  | 0.32 | 30 | 107 | 22 |  | Fixed | Roof
NJSTRE1545382271 | NJSRRE1541726665 | Transition Incentive Program | Loveladies | 8008 | 18 | 8.03 | Residential | No | Behind the Meter | Behind the Meter |  | None | Sunrun Installation Services, Inc. | AC Electric | Eligible for TI Program | 2019-08-01 | 2019-08-06 | 2021-10-30 | Ningbo Ginlong Technologies | Solis-1P7.6K-4G-US | Inverters | 7600 |  | 1 |  |  | 0.96 |  | Outdoor | Next To Meter
NJSTRE1545382271 | NJSRRE1541726665 | Transition Incentive Program | Loveladies | 8008 | 18 | 8.03 | Residential | No | Behind the Meter | Behind the Meter |  | None | Sunrun Installation Services, Inc. | AC Electric | Eligible for TI Program | 2019-08-01 | 2019-08-06 | 2021-10-30 | LG Electronics | LG365Q1C-V5 | Solar Panels |  | 0.365 | 17 | 201 | 27 |  | Fixed | Roof
NJSTRE1545382271 | NJSRRE1541726665 | Transition Incentive Program | Loveladies | 8008 | 18 | 8.03 | Residential | No | Behind the Meter | Behind the Meter |  | None | Sunrun Installation Services, Inc. | AC Electric | Eligible for TI Program | 2019-08-01 | 2019-08-06 | 2021-10-30 | LG Electronics | LG365Q1C-V5 | Solar Panels |  | 0.365 | 5 | 21 | 27 |  | Fixed | Roof
NJSTRE1545382272 | NJSRRE1541724014 | Transition Incentive Program | Lodi | 7644 | 7 | 5.36 | Residential | Yes | Behind the Meter | Net-metered residential rooftop and canopy |  | None | Vivint Solar Developer, LLC | PSE&G | Accepted | 2019-08-01 | 2019-08-05 | 2021-10-30 | Solar Edge | SE3800H-US | Inverters | 3800 |  | 1 |  |  | 0.992 |  | Outdoor | Near the Utility Meter
NJSTRE1545382272 | NJSRRE1541724014 | Transition Incentive Program | Lodi | 7644 | 7 | 5.36 | Residential | Yes | Behind the Meter | Net-metered residential rooftop and canopy |  | None | Vivint Solar Developer, LLC | PSE&G | Accepted | 2019-08-01 | 2019-08-05 | 2021-10-30 | Hanwha Solar | Q.PEAK BLK-G5 315 | Solar Panels |  | 0.315 | 4 | 11 | 30 |  | Fixed | Roof
NJSTRE1545382272 | NJSRRE1541724014 | Transition Incentive Program | Lodi | 7644 | 7 | 5.36 | Residential | Yes | Behind the Meter | Net-metered residential rooftop and canopy |  | None | Vivint Solar Developer, LLC | PSE&G | Accepted | 2019-08-01 | 2019-08-05 | 2021-10-30 | Hanwha Solar | Q.PEAK BLK-G5 315 | Solar Panels |  | 0.315 | 13 | 191 | 30 |  | Fixed | Roof
NJSTRE1545382273 | NJSRRE1541787780 | Transition Incentive Program | Pleasantville | 8232 | 19 | 11.47 | Residential | Yes | Behind the Meter | Net-metered residential rooftop and canopy |  | None | Suntuity Solar LLC | AC Electric | Accepted | 2019-08-05 | 2019-08-07 | 2021-10-30 | Enphase Energy | IQ7-60-2-US | Inverters | 240 |  | 37 |  |  | 0.97 |  | Outdoor | Behind the PV Modules
NJSTRE1545382273 | NJSRRE1541787780 | Transition Incentive Program | Pleasantville | 8232 | 19 | 11.47 | Residential | Yes | Behind the Meter | Net-metered residential rooftop and canopy |  | None | Suntuity Solar LLC | AC Electric | Accepted | 2019-08-05 | 2019-08-07 | 2021-10-30 | Yingli Green Energy | YL310D-30b | Solar Panels |  | 0.31 | 9 | 135 | 20 |  | Fixed | Roof
NJSTRE1545382273 | NJSRRE1541787780 | Transition Incentive Program | Pleasantville | 8232 | 19 | 11.47 | Residential | Yes | Behind the Meter | Net-metered residential rooftop and canopy |  | None | Suntuity Solar LLC | AC Electric | Accepted | 2019-08-05 | 2019-08-07 | 2021-10-30 | Yingli Green Energy | YL310D-30b | Solar Panels |  | 0.31 | 11 | 225 | 31 |  | Fixed | Roof
NJSTRE1545382273 | NJSRRE1541787780 | Transition Incentive Program | Pleasantville | 8232 | 19 | 11.47 | Residential | Yes | Behind the Meter | Net-metered residential rooftop and canopy |  | None | Suntuity Solar LLC | AC Electric | Accepted | 2019-08-05 | 2019-08-07 | 2021-10-30 | Yingli Green Energy | YL310D-30b | Solar Panels |  | 0.31 | 9 | 226 | 20 |  | Fixed | Roof
NJSTRE1545382273 | NJSRRE1541787780 | Transition Incentive Program | Pleasantville | 8232 | 19 | 11.47 | Residential | Yes | Behind the Meter | Net-metered residential rooftop and canopy |  | None | Suntuity Solar LLC | AC Electric | Accepted | 2019-08-05 | 2019-08-07 | 2021-10-30 | Yingli Green Energy | YL310D-30b | Solar Panels |  | 0.31 | 8 | 316 | 20 |  | Fixed | Roof
NJSTRE1545382276 | NJSRRE1541817874 | Transition Incentive Program | Manasquan | 8736 | 17 | 6.96 | Residential | Yes | Behind the Meter | Behind the Meter |  | None | Sunrun Installation Services, Inc. | JCP&L | Eligible for TI Program | 2019-08-12 | 2019-08-23 | 2021-10-30 | Ningbo Ginlong Technologies | Solis-1P6K-4G-US | Inverters | 6000 |  | 1 |  |  | 0.96 |  | Outdoor | Next To Meter
NJSTRE1545382276 | NJSRRE1541817874 | Transition Incentive Program | Manasquan | 8736 | 17 | 6.96 | Residential | Yes | Behind the Meter | Behind the Meter |  | None | Sunrun Installation Services, Inc. | JCP&L | Eligible for TI Program | 2019-08-12 | 2019-08-23 | 2021-10-30 | REC Solar | REC290TP2 BLK | Solar Panels |  | 0.29 | 15 | 105 | 14 |  | Fixed | Roof
NJSTRE1545382276 | NJSRRE1541817874 | Transition Incentive Program | Manasquan | 8736 | 17 | 6.96 | Residential | Yes | Behind the Meter | Behind the Meter |  | None | Sunrun Installation Services, Inc. | JCP&L | Eligible for TI Program | 2019-08-12 | 2019-08-23 | 2021-10-30 | REC Solar | REC290TP2 BLK | Solar Panels |  | 0.29 | 9 | 195 | 37 |  | Fixed | Roof
NJSTRE1545382279 | NJSRRE1541810033 | Transition Incentive Program | WESTAMPTON | 8060 | 13 | 6.62 | Residential | Yes | Behind the Meter | Net-metered residential rooftop and canopy |  | None | Vivint Solar Developer, LLC | PSE&G | Accepted | 2019-08-26 | 2019-08-26 | 2021-10-30 | SolarEdge | SE7600H-US | Inverters | 7600 |  | 1 |  |  | 0.992 |  | Outdoor | Near The Utility Meter
NJSTRE1545382279 | NJSRRE1541810033 | Transition Incentive Program | WESTAMPTON | 8060 | 13 | 6.62 | Residential | Yes | Behind the Meter | Net-metered residential rooftop and canopy |  | None | Vivint Solar Developer, LLC | PSE&G | Accepted | 2019-08-26 | 2019-08-26 | 2021-10-30 | Hanwhan Solar | Q.PEAK BLK-G5 315 | Solar Panels |  | 0.315 | 21 | 309 | 21 |  | Fixed | Roof
NJSTRE1545382280 | NJSRRE1541805442 | Transition Incentive Program | Atco | 8004 | 14 | 8.41 | Residential | Yes | Behind the Meter | Behind the Meter |  | None | Sunrun Installation Services, Inc. | AC Electric | Eligible for TI Program | 2019-08-08 | 2019-08-23 | 2021-10-30 | SolarEdge Technologies | SE7600H-USRGM | Inverters | 7600 |  | 1 |  |  | 0.96 |  | Outdoor | Next To Meter
NJSTRE1545382280 | NJSRRE1541805442 | Transition Incentive Program | Atco | 8004 | 14 | 8.41 | Residential | Yes | Behind the Meter | Behind the Meter |  | None | Sunrun Installation Services, Inc. | AC Electric | Eligible for TI Program | 2019-08-08 | 2019-08-23 | 2021-10-30 | REC Solar | REC290TP2 BLK | Solar Panels |  | 0.29 | 6 | 192 | 23 |  | Fixed | Roof
NJSTRE1545382280 | NJSRRE1541805442 | Transition Incentive Program | Atco | 8004 | 14 | 8.41 | Residential | Yes | Behind the Meter | Behind the Meter |  | None | Sunrun Installation Services, Inc. | AC Electric | Eligible for TI Program | 2019-08-08 | 2019-08-23 | 2021-10-30 | REC Solar | REC290TP2 BLK | Solar Panels |  | 0.29 | 20 | 282 | 23 |  | Fixed | Roof
NJSTRE1545382280 | NJSRRE1541805442 | Transition Incentive Program | Atco | 8004 | 14 | 8.41 | Residential | Yes | Behind the Meter | Behind the Meter |  | None | Sunrun Installation Services, Inc. | AC Electric | Eligible for TI Program | 2019-08-08 | 2019-08-23 | 2021-10-30 | REC Solar | REC290TP2 BLK | Solar Panels |  | 0.29 | 3 | 102 | 23 |  | Fixed | Roof
NJSTRE1545382282 | NJSRRE1541859592 | Transition Incentive Program | Lanoka Harbor | 8734 | 18 | 4.8 | Residential | Yes | Behind the Meter | Net-metered residential rooftop and canopy |  | None | Vision Solar LLC | JCP&L | As-Built Incomplete - Review | 2019-08-19 | 2019-08-23 |  | sunpower | e20-327-e-ac | Solar Panels |  | 0.32 | 15 | 184 | 45 |  | Fixed | Roof
NJSTRE1545382282 | NJSRRE1541859592 | Transition Incentive Program | Lanoka Harbor | 8734 | 18 | 4.8 | Residential | Yes | Behind the Meter | Net-metered residential rooftop and canopy |  | None | Vision Solar LLC | JCP&L | As-Built Incomplete - Review | 2019-08-19 | 2019-08-23 |  | sunpower | e20-327-e-ac | Inverters | 320 |  | 15 |  |  | 0.96 |  | Other | behind panels
NJSTRE1545382283 | NJSRRE1541787868 | Transition Incentive Program | Delran | 8075 | 13 | 8.5 | Residential | Yes | Behind the Meter | Net-metered residential rooftop and canopy |  | None | Vision Solar LLC | PSE&G | As-Built Incomplete | 2019-08-05 | 2019-08-07 | 2021-10-30 | SUNPOWER | E20-327-E-AC | Solar Panels |  | 0.327 | 12 | 127 | 37 |  | Fixed | Roof
NJSTRE1545382283 | NJSRRE1541787868 | Transition Incentive Program | Delran | 8075 | 13 | 8.5 | Residential | Yes | Behind the Meter | Net-metered residential rooftop and canopy |  | None | Vision Solar LLC | PSE&G | As-Built Incomplete | 2019-08-05 | 2019-08-07 | 2021-10-30 | SUNPOWER | E20-327-E-AC | Solar Panels |  | 0.327 | 7 | 127 | 27 |  | Fixed | Roof
NJSTRE1545382283 | NJSRRE1541787868 | Transition Incentive Program | Delran | 8075 | 13 | 8.5 | Residential | Yes | Behind the Meter | Net-metered residential rooftop and canopy |  | None | Vision Solar LLC | PSE&G | As-Built Incomplete | 2019-08-05 | 2019-08-07 | 2021-10-30 | sunpower | e20-327-e-ac | Solar Panels |  | 0.327 | 7 | 217 | 27 |  | Fixed | Roof
NJSTRE1545382283 | NJSRRE1541787868 | Transition Incentive Program | Delran | 8075 | 13 | 8.5 | Residential | Yes | Behind the Meter | Net-metered residential rooftop and canopy |  | None | Vision Solar LLC | PSE&G | As-Built Incomplete | 2019-08-05 | 2019-08-07 | 2021-10-30 | sunpower | e20-327-e-ac | Inverters | 0.32 |  | 26 |  |  | 0.96 |  | Other | behind panels
NJSTRE1545382286 | NJSRRE1541815205 | Transition Incentive Program | LITTLE EGG HARBOR TWP | 8087 | 18 | 2.52 | Residential | Yes | Behind the Meter | Net-metered residential rooftop and canopy |  | None | Vivint Solar Developer, LLC | AC Electric | Accepted | 2019-08-13 | 2019-09-03 | 2021-10-30 | Solar Edge | SE3800H-US | Inverters | 3800 |  | 1 |  |  | 0.992 |  | Outdoor | Near the Utility Meter
NJSTRE1545382286 | NJSRRE1541815205 | Transition Incentive Program | LITTLE EGG HARBOR TWP | 8087 | 18 | 2.52 | Residential | Yes | Behind the Meter | Net-metered residential rooftop and canopy |  | None | Vivint Solar Developer, LLC | AC Electric | Accepted | 2019-08-13 | 2019-09-03 | 2021-10-30 | Hanwha Solar | Q.PEAK BLK-G5 315 | Solar Panels |  | 0.315 | 8 | 119 | 11 |  | Fixed | Roof
NJSTRE1545382287 | NJSRRE1541790195 | Transition Incentive Program | Pennsauken Township | 8109 | 14 | 3.41 | Residential | Yes | Behind the Meter | Net-metered residential rooftop and canopy |  | None | Suntuity Solar LLC | PSE&G | Accepted | 2019-08-06 | 2019-08-08 | 2021-10-30 | Enphase Energy | IQ7-60-2-US | Inverters | 240 |  | 11 |  |  | 0.97 |  | Outdoor | Behind the PV modules
NJSTRE1545382287 | NJSRRE1541790195 | Transition Incentive Program | Pennsauken Township | 8109 | 14 | 3.41 | Residential | Yes | Behind the Meter | Net-metered residential rooftop and canopy |  | None | Suntuity Solar LLC | PSE&G | Accepted | 2019-08-06 | 2019-08-08 | 2021-10-30 | Yingli Solar | YL310D-30b | Solar Panels |  | 0.31 | 11 | 172 | 27 |  | Fixed | Roof
NJSTRE1545382288 | NJSRRE1541732312 | Transition Incentive Program | Hamilton Township | 8610 | 12 | 8.7 | Residential | Yes | Behind the Meter | Behind the Meter |  | None | Sunrun Installation Services, Inc. | PSE&G | Eligible for TI Program | 2019-08-02 | 2019-08-07 | 2021-10-30 | REC Solar | REC290TP2 BLK | Solar Panels |  | 0.29 | 15 | 297 | 40 |  | Fixed | Roof
NJSTRE1545382288 | NJSRRE1541732312 | Transition Incentive Program | Hamilton Township | 8610 | 12 | 8.7 | Residential | Yes | Behind the Meter | Behind the Meter |  | None | Sunrun Installation Services, Inc. | PSE&G | Eligible for TI Program | 2019-08-02 | 2019-08-07 | 2021-10-30 | Ningbo Ginlong Technologies | Solis-1P9K-4G-US | Inverters | 9000 |  | 1 |  |  | 0.96 |  | Outdoor | Next To Meter
NJSTRE1545382288 | NJSRRE1541732312 | Transition Incentive Program | Hamilton Township | 8610 | 12 | 8.7 | Residential | Yes | Behind the Meter | Behind the Meter |  | None | Sunrun Installation Services, Inc. | PSE&G | Eligible for TI Program | 2019-08-02 | 2019-08-07 | 2021-10-30 | REC Solar | REC290TP2 BLK | Solar Panels |  | 0.29 | 15 | 117 | 40 |  | Fixed | Roof
NJSTRE1545382289 | NJSRRE1541804354 | Transition Incentive Program | HOWELL | 7731 | 17 | 20.6 | Residential | Yes | Behind the Meter | Behind the Meter |  | None | Sea Bright Solar, LLC | JCP&L | Eligible for TI Program | 2019-08-08 | 2019-08-23 | 2021-10-30 | SUNPOWER | SPR-E20-327-C-AC | Inverters | 320 |  | 63 |  |  | 0.97 |  | Outside | BENEATH ARRAY
NJSTRE1545382289 | NJSRRE1541804354 | Transition Incentive Program | HOWELL | 7731 | 17 | 20.6 | Residential | Yes | Behind the Meter | Behind the Meter |  | None | Sea Bright Solar, LLC | JCP&L | Eligible for TI Program | 2019-08-08 | 2019-08-23 | 2021-10-30 | SUNPOWER | SPR-E20-327-C-AC | Solar Panels |  | 0.327 | 63 | 180 | 30 |  | Fixed | Ground | YARD
NJSTRE1545382290 | NJSRRE1541859649 | Transition Incentive Program | Giddbstown | 8021 | 14 | 9.45 | Residential | Yes | Behind the Meter | Net-metered residential rooftop and canopy |  | None | Vivint Solar Developer, LLC | AC Electric | Accepted | 2019-08-26 | 2019-08-27 | 2021-10-30 | SE7600H-US | SE7600 | Inverters | 7600 |  | 1 |  |  | 0.992 |  | Other | near the utility meter
NJSTRE1545382290 | NJSRRE1541859649 | Transition Incentive Program | Giddbstown | 8021 | 14 | 9.45 | Residential | Yes | Behind the Meter | Net-metered residential rooftop and canopy |  | None | Vivint Solar Developer, LLC | AC Electric | Accepted | 2019-08-26 | 2019-08-27 | 2021-10-30 | Hanwha | Q.Peak Duo BLK G5 315 | Solar Panels |  | 0.315 | 20 | 240 | 21 |  | Fixed | Roof
NJSTRE1545382290 | NJSRRE1541859649 | Transition Incentive Program | Giddbstown | 8021 | 14 | 9.45 | Residential | Yes | Behind the Meter | Net-metered residential rooftop and canopy |  | None | Vivint Solar Developer, LLC | AC Electric | Accepted | 2019-08-26 | 2019-08-27 | 2021-10-30 | Hanwha | Q.PEak DUO BLK G5 315 | Solar Panels |  | 0.315 | 10 | 240 | 21 |  | Fixed | Roof
NJSTRE1545382293 | NJSRRE1541726643 | Transition Incentive Program | Newark | 7106 | 9 | 8.7 | Residential | Yes | Behind the Meter | Behind the Meter |  | None | Sunrun Installation Services, Inc. | PSE&G | Eligible for TI Program | 2019-08-01 | 2019-08-06 | 2021-10-30 | Ningbo Ginlong Technologies | Solis-1P7.6K-4G-US | Inverters | 7600 |  | 1 |  |  | 0.96 |  | Outdoor | Next To Meter
NJSTRE1545382293 | NJSRRE1541726643 | Transition Incentive Program | Newark | 7106 | 9 | 8.7 | Residential | Yes | Behind the Meter | Behind the Meter |  | None | Sunrun Installation Services, Inc. | PSE&G | Eligible for TI Program | 2019-08-01 | 2019-08-06 | 2021-10-30 | REC Solar | REC290TP2 BLK | Solar Panels |  | 0.29 | 18 | 294 | 23 |  | Fixed | Roof
NJSTRE1545382293 | NJSRRE1541726643 | Transition Incentive Program | Newark | 7106 | 9 | 8.7 | Residential | Yes | Behind the Meter | Behind the Meter |  | None | Sunrun Installation Services, Inc. | PSE&G | Eligible for TI Program | 2019-08-01 | 2019-08-06 | 2021-10-30 | REC Solar | REC290TP2 BLK | Solar Panels |  | 0.29 | 12 | 114 | 23 |  | Fixed | Roof
NJSTRE1545382295 | NJSRRE1541793658 | Transition Incentive Program | Jersey City | 7307 | 8 | 6.38 | Residential | No | Behind the Meter | Behind the Meter |  | None | Sunrun Installation Services, Inc. | PSE&G | Eligible for TI Program | 2019-08-06 | 2019-08-09 | 2021-10-30 | Ningbo Ginlong Technologies | Solis-1P5K-4G-US | Inverters | 5000 |  | 1 |  |  | 0.96 |  | Outdoor | Next To Meter
NJSTRE1545382295 | NJSRRE1541793658 | Transition Incentive Program | Jersey City | 7307 | 8 | 6.38 | Residential | No | Behind the Meter | Behind the Meter |  | None | Sunrun Installation Services, Inc. | PSE&G | Eligible for TI Program | 2019-08-06 | 2019-08-09 | 2021-10-30 | REC Solar | REC290TP2 BLK | Solar Panels |  | 0.29 | 22 | 206 | 10 |  | Fixed | Roof
NJSTRE1545382298 | NJSRRE1541722889 | Transition Incentive Program | Woodbridge Township | 7067 | 10 | 10.15 | Residential | No | Behind the Meter | Behind the Meter |  | None | Sunrun Installation Services, Inc. | PSE&G | Eligible for TI Program | 2019-07-31 | 2019-08-05 | 2021-10-30 | Ningbo Ginlong Technologies | Solis-1P9K-4G-US | Inverters | 9000 |  | 1 |  |  | 0.96 |  | Outdoor | Next To Meter
NJSTRE1545382298 | NJSRRE1541722889 | Transition Incentive Program | Woodbridge Township | 7067 | 10 | 10.15 | Residential | No | Behind the Meter | Behind the Meter |  | None | Sunrun Installation Services, Inc. | PSE&G | Eligible for TI Program | 2019-07-31 | 2019-08-05 | 2021-10-30 | REC Solar | REC290TP2 BLK | Solar Panels |  | 0.29 | 26 | 208 | 23 |  | Fixed | Roof
NJSTRE1545382298 | NJSRRE1541722889 | Transition Incentive Program | Woodbridge Township | 7067 | 10 | 10.15 | Residential | No | Behind the Meter | Behind the Meter |  | None | Sunrun Installation Services, Inc. | PSE&G | Eligible for TI Program | 2019-07-31 | 2019-08-05 | 2021-10-30 | REC Solar | REC290TP2 BLK | Solar Panels |  | 0.29 | 9 | 28 | 23 |  | Fixed | Roof
NJSTRE1545382299 | NJSRRE1541820853 | Transition Incentive Program | Westampton Twp | 8060 | 13 | 6.96 | Residential | Yes | Behind the Meter | Behind the Meter |  | None | Sunrun Installation Services, Inc. | PSE&G | Eligible for TI Program | 2019-08-13 | 2019-08-23 | 2021-10-30 | Ginlong | Solis-1P6K-4G-US | Inverters | 6000 |  | 1 |  |  | 0.96 |  | Outside | Next to Meter
NJSTRE1545382299 | NJSRRE1541820853 | Transition Incentive Program | Westampton Twp | 8060 | 13 | 6.96 | Residential | Yes | Behind the Meter | Behind the Meter |  | None | Sunrun Installation Services, Inc. | PSE&G | Eligible for TI Program | 2019-08-13 | 2019-08-23 | 2021-10-30 | REC Solar | REC290TP2 BLK | Solar Panels |  | 0.29 | 10 | 199 | 23 |  | Fixed | Roof
NJSTRE1545382299 | NJSRRE1541820853 | Transition Incentive Program | Westampton Twp | 8060 | 13 | 6.96 | Residential | Yes | Behind the Meter | Behind the Meter |  | None | Sunrun Installation Services, Inc. | PSE&G | Eligible for TI Program | 2019-08-13 | 2019-08-23 | 2021-10-30 | REC Solar | REC290TP2 BLK | Solar Panels |  | 0.29 | 10 | 19 | 23 |  | Fixed | Roof
NJSTRE1545382299 | NJSRRE1541820853 | Transition Incentive Program | Westampton Twp | 8060 | 13 | 6.96 | Residential | Yes | Behind the Meter | Behind the Meter |  | None | Sunrun Installation Services, Inc. | PSE&G | Eligible for TI Program | 2019-08-13 | 2019-08-23 | 2021-10-30 | REC Solar | REC290TP2 BLK | Solar Panels |  | 0.29 | 4 | 199 | 14 |  | Fixed | Roof
NJSTRE1545382301 | NJSRRE1541821177 | Transition Incentive Program | Englewood City | 7631 | 7 | 6.38 | Residential | Yes | Behind the Meter | Behind the Meter |  | None | Sunrun Installation Services, Inc. | PSE&G | Eligible for TI Program | 2019-08-13 | 2019-08-23 | 2021-10-30 | REC Solar | REC290TP2 BLK | Solar Panels |  | 0.29 | 3 | 285 | 34 |  | Fixed | Roof
NJSTRE1545382301 | NJSRRE1541821177 | Transition Incentive Program | Englewood City | 7631 | 7 | 6.38 | Residential | Yes | Behind the Meter | Behind the Meter |  | None | Sunrun Installation Services, Inc. | PSE&G | Eligible for TI Program | 2019-08-13 | 2019-08-23 | 2021-10-30 | SolarEdge Technologies | SE5000H-USRGM | Inverters | 5000 |  | 1 |  |  | 0.96 |  | Outdoor | Next To Meter
NJSTRE1545382301 | NJSRRE1541821177 | Transition Incentive Program | Englewood City | 7631 | 7 | 6.38 | Residential | Yes | Behind the Meter | Behind the Meter |  | None | Sunrun Installation Services, Inc. | PSE&G | Eligible for TI Program | 2019-08-13 | 2019-08-23 | 2021-10-30 | REC Solar | REC290TP2 BLK | Solar Panels |  | 0.29 | 19 | 195 | 30 |  | Fixed | Roof
NJSTRE1545382302 | NJSRRE1541804586 | Transition Incentive Program | Rahway | 7065 | 10 | 8.19 | Residential | Yes | Behind the Meter | Net-metered residential rooftop and canopy |  | None | Vivint Solar Developer, LLC | PSE&G | Accepted | 2019-08-13 | 2019-08-23 | 2021-10-30 | SOLAREDGE | SE7600H-US000BNC4 | Inverters | 7600 |  | 1 |  |  | 0.992 |  | Outdoor | Near The Utility Meter
NJSTRE1545382302 | NJSRRE1541804586 | Transition Incentive Program | Rahway | 7065 | 10 | 8.19 | Residential | Yes | Behind the Meter | Net-metered residential rooftop and canopy |  | None | Vivint Solar Developer, LLC | PSE&G | Accepted | 2019-08-13 | 2019-08-23 | 2021-10-30 | HANWHA SOLAR | Q.PEAK BLK-G5 315 | Solar Panels |  | 0.315 | 15 | 221 | 28 |  | Fixed | Roof
NJSTRE1545382302 | NJSRRE1541804586 | Transition Incentive Program | Rahway | 7065 | 10 | 8.19 | Residential | Yes | Behind the Meter | Net-metered residential rooftop and canopy |  | None | Vivint Solar Developer, LLC | PSE&G | Accepted | 2019-08-13 | 2019-08-23 | 2021-10-30 | HANWHA SOLAR | Q.PEAK BLK-G5 315 | Solar Panels |  | 0.315 | 11 | 41 | 28 |  | Fixed | Roof
NJSTRE1545382304 | NJSRRE1541787862 | Transition Incentive Program | North Caldwell | 7006 | 9 | 10.56 | Residential | No | Behind the Meter | Behind the Meter |  | None | Green Power Energy | PSE&G | Eligible for TI Program | 2019-08-05 | 2019-08-07 | 2021-10-30 | Solar Edge | SE10000H-US | Inverters | 10000 |  | 1 |  |  | 0.97 |  | Outside | next to meter
NJSTRE1545382304 | NJSRRE1541787862 | Transition Incentive Program | North Caldwell | 7006 | 9 | 10.56 | Residential | No | Behind the Meter | Behind the Meter |  | None | Green Power Energy | PSE&G | Eligible for TI Program | 2019-08-05 | 2019-08-07 | 2021-10-30 | Panasonic | VBHN330SA17 | Solar Panels |  | 0.33 | 32 | 215 | 23 |  | Fixed | Roof
NJSTRE1545382305 | NJSRRE1541810057 | Transition Incentive Program | Franklin Township | 8540 | 12 | 10.56 | Residential | No | Behind the Meter | Net-metered residential rooftop and canopy |  | None | NJ Solar Power, LLC | PSE&G | Accepted | 2019-08-09 | 2019-08-23 | 2021-10-30 | Solaredge | SE10000H-US | Inverters | 10000 |  | 1 |  |  | 0.99 |  | Indoor | garage
NJSTRE1545382305 | NJSRRE1541810057 | Transition Incentive Program | Franklin Township | 8540 | 12 | 10.56 | Residential | No | Behind the Meter | Net-metered residential rooftop and canopy |  | None | NJ Solar Power, LLC | PSE&G | Accepted | 2019-08-09 | 2019-08-23 | 2021-10-30 | Panasonic | VBHN330SA17 | Solar Panels |  | 0.33 | 32 | 176 | 37 |  | Fixed | Roof
NJSTRE1545382306 | NJSRRE1541804102 | Transition Incentive Program | Monroe Township | 8831 | 11 | 10.85 | Residential | No | Behind the Meter | Net-metered residential rooftop and canopy |  | None | Suntuity Solar LLC | JCP&L | Accepted | 2019-08-08 | 2019-08-23 | 2021-10-30 | Enphase Energy | IQ7-60-2-US | Inverters | 240 |  | 35 |  |  | 0.97 |  | Outdoor | Behind the PV modules
NJSTRE1545382306 | NJSRRE1541804102 | Transition Incentive Program | Monroe Township | 8831 | 11 | 10.85 | Residential | No | Behind the Meter | Net-metered residential rooftop and canopy |  | None | Suntuity Solar LLC | JCP&L | Accepted | 2019-08-08 | 2019-08-23 | 2021-10-30 | Yingli Solar | YL310D-30b | Solar Panels |  | 0.31 | 10 | 197 | 37 |  | Fixed | Roof
NJSTRE1545382306 | NJSRRE1541804102 | Transition Incentive Program | Monroe Township | 8831 | 11 | 10.85 | Residential | No | Behind the Meter | Net-metered residential rooftop and canopy |  | None | Suntuity Solar LLC | JCP&L | Accepted | 2019-08-08 | 2019-08-23 | 2021-10-30 | Yingli Solar | YL310D-30b | Solar Panels |  | 0.31 | 15 | 107 | 37 |  | Fixed | Roof
NJSTRE1545382306 | NJSRRE1541804102 | Transition Incentive Program | Monroe Township | 8831 | 11 | 10.85 | Residential | No | Behind the Meter | Net-metered residential rooftop and canopy |  | None | Suntuity Solar LLC | JCP&L | Accepted | 2019-08-08 | 2019-08-23 | 2021-10-30 | Yingli Solar | YL310D-30b | Solar Panels |  | 0.31 | 10 | 287 | 37 |  | Fixed | Roof
NJSTRE1545382307 | NJSRRE1541788299 | Transition Incentive Program | Little Falls | 7424 | 6 | 2.61 | Residential | No | Behind the Meter | Behind the Meter |  | None | Sunrun Installation Services, Inc. | PSE&G | Eligible for TI Program | 2019-08-05 | 2019-08-08 | 2021-10-30 | REC Solar | REC290TP2 BLK | Solar Panels |  | 0.29 | 9 | 118 | 40 |  | Fixed | Roof
NJSTRE1545382307 | NJSRRE1541788299 | Transition Incentive Program | Little Falls | 7424 | 6 | 2.61 | Residential | No | Behind the Meter | Behind the Meter |  | None | Sunrun Installation Services, Inc. | PSE&G | Eligible for TI Program | 2019-08-05 | 2019-08-08 | 2021-10-30 | Ningbo Ginlong Technologies | Solis-1P3K-4G-US | Inverters | 3000 |  | 1 |  |  | 0.96 |  | Outdoor | Next To Meter
NJSTRE1545382308 | NJSRRE1541802533 | Transition Incentive Program | Paterson | 7501 | 6 | 91.02 | Commercial | No | Behind the Meter | Net-metered non-residential rooftop and canopy |  | None | Ampericon | PSE&G | Accepted | 2019-08-07 | 2019-08-27 | 2021-10-30 | EnPhase | IQ7 | Inverters | 250 |  | 246 |  |  | 0.965 |  | Outside | Roof
NJSTRE1545382308 | NJSRRE1541802533 | Transition Incentive Program | Paterson | 7501 | 6 | 91.02 | Commercial | No | Behind the Meter | Net-metered non-residential rooftop and canopy |  | None | Ampericon | PSE&G | Accepted | 2019-08-07 | 2019-08-27 | 2021-10-30 | Silfab | SLA-M-370 | Solar Panels |  | 0.37 | 123 | 190 | 10 |  | Fixed | Roof
NJSTRE1545382308 | NJSRRE1541802533 | Transition Incentive Program | Paterson | 7501 | 6 | 91.02 | Commercial | No | Behind the Meter | Net-metered non-residential rooftop and canopy |  | None | Ampericon | PSE&G | Accepted | 2019-08-07 | 2019-08-27 | 2021-10-30 | Silfab | SLA-M-370 | Solar Panels |  | 0.37 | 123 | 10 | 10 |  | Fixed | Roof
NJSTRE1545382309 | NJSRRE1541820818 | Transition Incentive Program | Toms River | 8755 | 18 | 15 | Residential | No | Behind the Meter | Net-metered residential rooftop and canopy |  | None | Powerlutions | JCP&L | Accepted | 2019-08-13 | 2019-08-23 | 2021-10-30 | SolarEdge | SE6000H-US | Inverters | 6 |  | 1 |  |  | 0.99 |  | Outdoor | Near Meter
NJSTRE1545382309 | NJSRRE1541820818 | Transition Incentive Program | Toms River | 8755 | 18 | 15 | Residential | No | Behind the Meter | Net-metered residential rooftop and canopy |  | None | Powerlutions | JCP&L | Accepted | 2019-08-13 | 2019-08-23 | 2021-10-30 | Trina | TSM-375DEG14 | Solar Panels |  | 0.375 | 40 | 171 | 30 |  | Fixed | Roof
NJSTRE1545382310 | NJSRRE1541809913 | Transition Incentive Program | NUTLEY | 7110 | 9 | 5.04 | Residential | Yes | Behind the Meter | Net-metered residential rooftop and canopy |  | None | Vivint Solar Developer, LLC | PSE&G | Accepted | 2019-08-13 | 2019-08-23 | 2021-10-30 | Hanwha Solar | Q.PEAK BLK-G5 315 | Solar Panels |  | 0.315 | 10 | 30 | 37 |  | Fixed | Roof
NJSTRE1545382310 | NJSRRE1541809913 | Transition Incentive Program | NUTLEY | 7110 | 9 | 5.04 | Residential | Yes | Behind the Meter | Net-metered residential rooftop and canopy |  | None | Vivint Solar Developer, LLC | PSE&G | Accepted | 2019-08-13 | 2019-08-23 | 2021-10-30 | Hanwha Solar | Q.PEAK BLK-G5 315 | Solar Panels |  | 0.315 | 6 | 30 | 17 |  | Fixed | Roof
NJSTRE1545382310 | NJSRRE1541809913 | Transition Incentive Program | NUTLEY | 7110 | 9 | 5.04 | Residential | Yes | Behind the Meter | Net-metered residential rooftop and canopy |  | None | Vivint Solar Developer, LLC | PSE&G | Accepted | 2019-08-13 | 2019-08-23 | 2021-10-30 | SolarEdge | SE3800H-US | Inverters | 3800 |  | 1 |  |  | 0.992 |  | Outdoor | Near The Utility Meter
NJSTRE1545382311 | NJSRRE1541858853 | Transition Incentive Program | Warren | 7059 | 5 | 6.96 | Residential | No | Behind the Meter | Behind the Meter |  | None | Sunrun Installation Services, Inc. | PSE&G | Eligible for TI Program | 2019-08-19 | 2019-08-23 | 2021-10-30 | LG Chem | RESU 10H SEG | Electric Storage Battery |  |  | 1 |  |  |  | Lithium Ion |  | outside
NJSTRE1545382311 | NJSRRE1541858853 | Transition Incentive Program | Warren | 7059 | 5 | 6.96 | Residential | No | Behind the Meter | Behind the Meter |  | None | Sunrun Installation Services, Inc. | PSE&G | Eligible for TI Program | 2019-08-19 | 2019-08-23 | 2021-10-30 | SolarEdge Technologies | SE7600A-USS2RGM | Inverters | 7600 |  | 1 |  |  | 0.96 |  | Outdoor | Next To Meter
NJSTRE1545382311 | NJSRRE1541858853 | Transition Incentive Program | Warren | 7059 | 5 | 6.96 | Residential | No | Behind the Meter | Behind the Meter |  | None | Sunrun Installation Services, Inc. | PSE&G | Eligible for TI Program | 2019-08-19 | 2019-08-23 | 2021-10-30 | REC Solar | REC290TP2 BLK | Solar Panels |  | 0.29 | 24 | 173 | 34 |  | Fixed | Roof
NJSTRE1545382312 | NJSRRE1541851306 | Transition Incentive Program | North Caldwell | 7006 | 9 | 112.5 | Non Profit | Yes | Behind the Meter | Net-metered non-residential rooftop and canopy |  | None | Green Energy Construction & Consulting | PSE&G | Accepted | 2019-08-16 | 2019-09-03 | 2021-10-30 | Chint Power Systems | SCA36KTL | Inverters | 36000 |  | 3 |  |  | 0.95 |  | Outside | Next to Meter
NJSTRE1545382312 | NJSRRE1541851306 | Transition Incentive Program | North Caldwell | 7006 | 9 | 112.5 | Non Profit | Yes | Behind the Meter | Net-metered non-residential rooftop and canopy |  | None | Green Energy Construction & Consulting | PSE&G | Accepted | 2019-08-16 | 2019-09-03 | 2021-10-30 | GCL | GCL M6/72H 375 | Solar Panels |  | 0.375 | 136 | 270 | 19 |  | Fixed | Roof
NJSTRE1545382312 | NJSRRE1541851306 | Transition Incentive Program | North Caldwell | 7006 | 9 | 112.5 | Non Profit | Yes | Behind the Meter | Net-metered non-residential rooftop and canopy |  | None | Green Energy Construction & Consulting | PSE&G | Accepted | 2019-08-16 | 2019-09-03 | 2021-10-30 | GCL | GCL M6/72H 375 | Solar Panels |  | 0.375 | 164 | 90 | 19 |  | Fixed | Roof
NJSTRE1545382314 | NJSRRE1541841318 | Transition Incentive Program | MANAHAWKIN | 8050 | 18 | 6.62 | Residential | Yes | Behind the Meter | Net-metered residential rooftop and canopy |  | None | Vivint Solar Developer, LLC | AC Electric | Accepted | 2019-08-20 | 2019-08-23 | 2021-10-30 | SOLAR EDGE | SE7600H-US | Inverters | 7600 |  | 1 |  |  | 0.992 |  | Outdoor | Near the Utility Meter
NJSTRE1545382314 | NJSRRE1541841318 | Transition Incentive Program | MANAHAWKIN | 8050 | 18 | 6.62 | Residential | Yes | Behind the Meter | Net-metered residential rooftop and canopy |  | None | Vivint Solar Developer, LLC | AC Electric | Accepted | 2019-08-20 | 2019-08-23 | 2021-10-30 | HANWHA SOLAR | Q.PEAK BLK-G5 315 | Solar Panels |  | 0.315 | 11 | 32 | 22 |  | Fixed | Roof
NJSTRE1545382314 | NJSRRE1541841318 | Transition Incentive Program | MANAHAWKIN | 8050 | 18 | 6.62 | Residential | Yes | Behind the Meter | Net-metered residential rooftop and canopy |  | None | Vivint Solar Developer, LLC | AC Electric | Accepted | 2019-08-20 | 2019-08-23 | 2021-10-30 | HANWHA SOLAR | Q.PEAK BLK-G5 315 | Solar Panels |  | 0.315 | 10 | 212 | 22 |  | Fixed | Roof
NJSTRE1545382315 | NJSRRE1541815547 | Transition Incentive Program | DOVER | 7801 | 3 | 7.88 | Residential | Yes | Behind the Meter | Net-metered residential rooftop and canopy |  | None | Vivint Solar Developer, LLC | JCP&L | Accepted | 2019-08-13 | 2019-08-23 | 2021-10-30 | Solar Edge | SE7600H-US | Inverters | 7600 |  | 1 |  |  | 0.992 |  | Outdoor | Near the Utility Meter
NJSTRE1545382315 | NJSRRE1541815547 | Transition Incentive Program | DOVER | 7801 | 3 | 7.88 | Residential | Yes | Behind the Meter | Net-metered residential rooftop and canopy |  | None | Vivint Solar Developer, LLC | JCP&L | Accepted | 2019-08-13 | 2019-08-23 | 2021-10-30 | Hanwha Solar | Q.PEAK BLK-G5 315 | Solar Panels |  | 0.315 | 9 | 236 | 21 |  | Fixed | Roof
NJSTRE1545382315 | NJSRRE1541815547 | Transition Incentive Program | DOVER | 7801 | 3 | 7.88 | Residential | Yes | Behind the Meter | Net-metered residential rooftop and canopy |  | None | Vivint Solar Developer, LLC | JCP&L | Accepted | 2019-08-13 | 2019-08-23 | 2021-10-30 | Hanwha Solar | Q.PEAK BLK-G5 315 | Solar Panels |  | 0.315 | 2 | 56 | 46 |  | Fixed | Roof
NJSTRE1545382315 | NJSRRE1541815547 | Transition Incentive Program | DOVER | 7801 | 3 | 7.88 | Residential | Yes | Behind the Meter | Net-metered residential rooftop and canopy |  | None | Vivint Solar Developer, LLC | JCP&L | Accepted | 2019-08-13 | 2019-08-23 | 2021-10-30 | Hanwha Solar | Q.PEAK BLK-G5 315 | Solar Panels |  | 0.315 | 14 | 236 | 46 |  | Fixed | Roof
NJSTRE1545382320 | NJSRRE1541790644 | Transition Incentive Program | Berlin | 8009 | 14 | 11.12 | Residential | No | Behind the Meter | Net-metered residential rooftop and canopy |  | None | SunPower Corporation, Systems | AC Electric | Accepted | 2019-08-07 | 2019-08-09 | 2021-10-30 | SUNPOWER | SPR-E20-327-E-AC | Inverters | 320 |  | 34 |  |  | 0.96 |  | Other | under each panel
NJSTRE1545382320 | NJSRRE1541790644 | Transition Incentive Program | Berlin | 8009 | 14 | 11.12 | Residential | No | Behind the Meter | Net-metered residential rooftop and canopy |  | None | SunPower Corporation, Systems | AC Electric | Accepted | 2019-08-07 | 2019-08-09 | 2021-10-30 | SUNPOWER | SPR-E20-327-E-AC | Solar Panels |  | 0.327 | 17 | 99 | 33 |  | Fixed | Roof
NJSTRE1545382320 | NJSRRE1541790644 | Transition Incentive Program | Berlin | 8009 | 14 | 11.12 | Residential | No | Behind the Meter | Net-metered residential rooftop and canopy |  | None | SunPower Corporation, Systems | AC Electric | Accepted | 2019-08-07 | 2019-08-09 | 2021-10-30 | SUNPOWER | SPR-E20-327-E-AC | Solar Panels |  | 0.327 | 17 | 279 | 33 |  | Fixed | Roof
NJSTRE1545382321 | NJSRRE1541788034 | Transition Incentive Program | Camden City | 8105 | 14 | 5.12 | Residential | Yes | Behind the Meter | Behind the Meter |  | None | Skyline Solar, LLC | PSE&G | Eligible for TI Program | 2019-08-05 | 2019-08-08 | 2021-10-30 | SolarEdge | SE3800H-US | Inverters | 3800 |  | 1 |  |  | 0.99 |  | Outside | within ten feet of meter
NJSTRE1545382321 | NJSRRE1541788034 | Transition Incentive Program | Camden City | 8105 | 14 | 5.12 | Residential | Yes | Behind the Meter | Behind the Meter |  | None | Skyline Solar, LLC | PSE&G | Eligible for TI Program | 2019-08-05 | 2019-08-08 | 2021-10-30 | Hanwha Q-Cells | Q.PEAK DUO-G5 320 | Solar Panels |  | 0.32 | 16 | 160 | 10 |  | Fixed | Roof
NJSTRE1545382322 | NJSRRE1541835488 | Transition Incentive Program | Pennsville | 8070 | 16 | 9.6 | Residential | Yes | Behind the Meter | Behind the Meter |  | None | Skyline Solar, LLC | AC Electric | Eligible for TI Program | 2019-08-14 | 2019-08-23 | 2021-10-30 | SolarEdge | SE7600H-US | Inverters | 7600 |  | 1 |  |  | 0.99 |  | Outside | within ten feet of meter
NJSTRE1545382322 | NJSRRE1541835488 | Transition Incentive Program | Pennsville | 8070 | 16 | 9.6 | Residential | Yes | Behind the Meter | Behind the Meter |  | None | Skyline Solar, LLC | AC Electric | Eligible for TI Program | 2019-08-14 | 2019-08-23 | 2021-10-30 | Hanwha Q-Cells | Q.PEAK DUO-G5 320 | Solar Panels |  | 0.32 | 30 | 134314 | 35 |  | Fixed | Roof
NJSTRE1545382324 | NJSRRE1541845137 | Transition Incentive Program | Hackettstown | 7840 | 2 | 17.69 | Residential | Yes | Behind the Meter | Behind the Meter |  | None | Sunrun Installation Services, Inc. | JCP&L | Eligible for TI Program | 2019-08-15 | 2019-08-23 | 2021-10-30 | Ningbo Ginlong Technologies | Solis-1P9K-4G-US | Inverters | 9000 |  | 1 |  |  | 0.96 |  | Outdoor | Next To Meter
NJSTRE1545382324 | NJSRRE1541845137 | Transition Incentive Program | Hackettstown | 7840 | 2 | 17.69 | Residential | Yes | Behind the Meter | Behind the Meter |  | None | Sunrun Installation Services, Inc. | JCP&L | Eligible for TI Program | 2019-08-15 | 2019-08-23 | 2021-10-30 | Ningbo Ginlong Technologies | Solis-1P10K-4G-US | Inverters | 10000 |  | 1 |  |  | 0.96 |  | Outdoor | Next To Meter
NJSTRE1545382324 | NJSRRE1541845137 | Transition Incentive Program | Hackettstown | 7840 | 2 | 17.69 | Residential | Yes | Behind the Meter | Behind the Meter |  | None | Sunrun Installation Services, Inc. | JCP&L | Eligible for TI Program | 2019-08-15 | 2019-08-23 | 2021-10-30 | REC Solar | REC290TP2 BLK | Solar Panels |  | 0.29 | 36 | 152 | 27 |  | Fixed | Roof
NJSTRE1545382324 | NJSRRE1541845137 | Transition Incentive Program | Hackettstown | 7840 | 2 | 17.69 | Residential | Yes | Behind the Meter | Behind the Meter |  | None | Sunrun Installation Services, Inc. | JCP&L | Eligible for TI Program | 2019-08-15 | 2019-08-23 | 2021-10-30 | REC Solar | REC290TP2 BLK | Solar Panels |  | 0.29 | 17 | 332 | 18 |  | Fixed | Roof
NJSTRE1545382324 | NJSRRE1541845137 | Transition Incentive Program | Hackettstown | 7840 | 2 | 17.69 | Residential | Yes | Behind the Meter | Behind the Meter |  | None | Sunrun Installation Services, Inc. | JCP&L | Eligible for TI Program | 2019-08-15 | 2019-08-23 | 2021-10-30 | REC Solar | REC290TP2 BLK | Solar Panels |  | 0.29 | 8 | 332 | 27 |  | Fixed | Roof
NJSTRE1545382326 | NJSRRE1541845120 | Transition Incentive Program | Plainfield City | 7062 | 10 | 7.25 | Residential | Yes | Behind the Meter | Behind the Meter |  | None | Sunrun Installation Services, Inc. | PSE&G | Eligible for TI Program | 2019-08-15 | 2019-08-23 | 2021-10-30 | REC Solar | REC290TP2 BLK | Solar Panels |  | 0.29 | 13 | 167 | 27 |  | Fixed | Roof
NJSTRE1545382326 | NJSRRE1541845120 | Transition Incentive Program | Plainfield City | 7062 | 10 | 7.25 | Residential | Yes | Behind the Meter | Behind the Meter |  | None | Sunrun Installation Services, Inc. | PSE&G | Eligible for TI Program | 2019-08-15 | 2019-08-23 | 2021-10-30 | REC Solar | REC290TP2 BLK | Solar Panels |  | 0.29 | 12 | 347 | 27 |  | Fixed | Roof
NJSTRE1545382326 | NJSRRE1541845120 | Transition Incentive Program | Plainfield City | 7062 | 10 | 7.25 | Residential | Yes | Behind the Meter | Behind the Meter |  | None | Sunrun Installation Services, Inc. | PSE&G | Eligible for TI Program | 2019-08-15 | 2019-08-23 | 2021-10-30 | Ningbo Ginlong Technologies | Solis-1P6K-4G-US | Inverters | 6000 |  | 1 |  |  | 0.96 |  | Outdoor | Next To Meter
NJSTRE1545382327 | NJSRRE1541791327 | Transition Incentive Program | Hamilton Twp Mer | 8609 | 12 | 3.96 | Residential | Yes | Behind the Meter | Behind the Meter |  | None | Sunrun Installation Services, Inc. | PSE&G | Eligible for TI Program | 2019-08-06 | 2019-08-09 | 2021-10-30 | Ningbo Ginlong Technologies | Solis-1P3K-4G-US | Inverters | 3000 |  | 1 |  |  | 0.96 |  | Outdoor | Next To Meter
NJSTRE1545382327 | NJSRRE1541791327 | Transition Incentive Program | Hamilton Twp Mer | 8609 | 12 | 3.96 | Residential | Yes | Behind the Meter | Behind the Meter |  | None | Sunrun Installation Services, Inc. | PSE&G | Eligible for TI Program | 2019-08-06 | 2019-08-09 | 2021-10-30 | LG Electronics | LG330N1C-A5 | Solar Panels |  | 0.33 | 12 | 320 | 27 |  | Fixed | Roof
NJSTRE1545382328 | NJSRRE1541815273 | Transition Incentive Program | CAPE MAY COURT HOUSE | 8210 | 21 | 20.48 | Residential | Yes | Behind the Meter | Net-metered residential rooftop and canopy |  | None | Vivint Solar Developer, LLC | AC Electric | Accepted | 2019-08-13 | 2019-08-23 | 2021-10-30 | Solar Edge | SE7600H-US | Inverters | 7600 |  | 2 |  |  | 0.992 |  | Outdoor | Near the Utility Meter
NJSTRE1545382328 | NJSRRE1541815273 | Transition Incentive Program | CAPE MAY COURT HOUSE | 8210 | 21 | 20.48 | Residential | Yes | Behind the Meter | Net-metered residential rooftop and canopy |  | None | Vivint Solar Developer, LLC | AC Electric | Accepted | 2019-08-13 | 2019-08-23 | 2021-10-30 | Hanwha Solar | Q.PEAK BLK-G5 315 | Solar Panels |  | 0.315 | 35 | 198 | 24 |  | Fixed | Roof
NJSTRE1545382328 | NJSRRE1541815273 | Transition Incentive Program | CAPE MAY COURT HOUSE | 8210 | 21 | 20.48 | Residential | Yes | Behind the Meter | Net-metered residential rooftop and canopy |  | None | Vivint Solar Developer, LLC | AC Electric | Accepted | 2019-08-13 | 2019-08-23 | 2021-10-30 | Hanwha Solar | Q.PEAK BLK-G5 315 | Solar Panels |  | 0.315 | 30 | 18 | 24 |  | Fixed | Roof
NJSTRE1545382329 | NJSRRE1541787866 | Transition Incentive Program | Newark City | 7112 | 9 | 7.04 | Residential | Yes | Behind the Meter | Behind the Meter |  | None | Skyline Solar, LLC | PSE&G | Eligible for TI Program | 2019-08-05 | 2019-08-07 | 2021-10-30 | SolarEdge | SE5000H-US | Inverters | 5000 |  | 1 |  |  | 0.99 |  | Outside | within ten feet of meter
NJSTRE1545382329 | NJSRRE1541787866 | Transition Incentive Program | Newark City | 7112 | 9 | 7.04 | Residential | Yes | Behind the Meter | Behind the Meter |  | None | Skyline Solar, LLC | PSE&G | Eligible for TI Program | 2019-08-05 | 2019-08-07 | 2021-10-30 | Hanwha Q-Cells | Q.PEAK DUO-G5 320 | Solar Panels |  | 0.32 | 22 | 129 | 20 |  | Fixed | Roof
NJSTRE1545382330 | NJSRRE1541814161 | Transition Incentive Program | Sicklerville | 8081 | 14 | 12.4 | Residential | Yes | Behind the Meter | Net-metered residential rooftop and canopy |  | None | Suntuity Solar LLC | AC Electric | Accepted | 2019-08-10 | 2019-08-23 | 2021-10-30 | Enphase Energy | IQ7-60-2-US | Inverters | 240 |  | 40 |  |  | 0.97 |  | Outdoor | Behind the PV Modules
NJSTRE1545382330 | NJSRRE1541814161 | Transition Incentive Program | Sicklerville | 8081 | 14 | 12.4 | Residential | Yes | Behind the Meter | Net-metered residential rooftop and canopy |  | None | Suntuity Solar LLC | AC Electric | Accepted | 2019-08-10 | 2019-08-23 | 2021-10-30 | Yingli Green Energy | YL310D-30b | Solar Panels |  | 0.31 | 12 | 92 | 35 |  | Fixed | Roof
NJSTRE1545382330 | NJSRRE1541814161 | Transition Incentive Program | Sicklerville | 8081 | 14 | 12.4 | Residential | Yes | Behind the Meter | Net-metered residential rooftop and canopy |  | None | Suntuity Solar LLC | AC Electric | Accepted | 2019-08-10 | 2019-08-23 | 2021-10-30 | Yingli Green Energy | YL310D-30b | Solar Panels |  | 0.31 | 7 | 92 | 35 |  | Fixed | Roof
NJSTRE1545382330 | NJSRRE1541814161 | Transition Incentive Program | Sicklerville | 8081 | 14 | 12.4 | Residential | Yes | Behind the Meter | Net-metered residential rooftop and canopy |  | None | Suntuity Solar LLC | AC Electric | Accepted | 2019-08-10 | 2019-08-23 | 2021-10-30 | Yingli Green Energy | YL310D-30b | Solar Panels |  | 0.31 | 21 | 272 | 35 |  | Fixed | Roof
NJSTRE1545382332 | NJSRRE1541788249 | Transition Incentive Program | Whippany | 7981 | 3 | 6.6 | Residential | Yes | Behind the Meter | Behind the Meter |  | None | Sunrun Installation Services, Inc. | JCP&L | Eligible for TI Program | 2019-08-05 | 2019-08-08 | 2021-10-30 | LG Chem | RESU 10H SEG | Electric Storage Battery |  |  | 1 |  |  |  | Lithium Ion |  | outside
NJSTRE1545382332 | NJSRRE1541788249 | Transition Incentive Program | Whippany | 7981 | 3 | 6.6 | Residential | Yes | Behind the Meter | Behind the Meter |  | None | Sunrun Installation Services, Inc. | JCP&L | Eligible for TI Program | 2019-08-05 | 2019-08-08 | 2021-10-30 | SolarEdge Technologies | SE7600A-USS2RGM | Inverters | 7600 |  | 1 |  |  | 0.96 |  | Outdoor | Next To Meter
NJSTRE1545382332 | NJSRRE1541788249 | Transition Incentive Program | Whippany | 7981 | 3 | 6.6 | Residential | Yes | Behind the Meter | Behind the Meter |  | None | Sunrun Installation Services, Inc. | JCP&L | Eligible for TI Program | 2019-08-05 | 2019-08-08 | 2021-10-30 | LG Electronics | LG330N1C-A5 | Solar Panels |  | 0.33 | 20 | 225 | 23 |  | Fixed | Roof
NJSTRE1545382335 | NJSRRE1541805452 | Transition Incentive Program | CLINTON | 8809 | 4 | 2.84 | Residential | Yes | Behind the Meter | Net-metered residential rooftop and canopy |  | None | Vivint Solar Developer, LLC | JCP&L | Accepted | 2019-08-13 | 2019-08-23 | 2021-10-30 | SOLAREDGE | SE3800H-US000BNC4 | Inverters | 3800 |  | 1 |  |  | 0.992 |  | Outdoor | Neat the Utility Meter
NJSTRE1545382335 | NJSRRE1541805452 | Transition Incentive Program | CLINTON | 8809 | 4 | 2.84 | Residential | Yes | Behind the Meter | Net-metered residential rooftop and canopy |  | None | Vivint Solar Developer, LLC | JCP&L | Accepted | 2019-08-13 | 2019-08-23 | 2021-10-30 | HANWHA SOLAR | Q.PEAK BLK-G5 315 | Solar Panels |  | 0.315 | 4 | 59 | 21 |  | Fixed | Roof
NJSTRE1545382335 | NJSRRE1541805452 | Transition Incentive Program | CLINTON | 8809 | 4 | 2.84 | Residential | Yes | Behind the Meter | Net-metered residential rooftop and canopy |  | None | Vivint Solar Developer, LLC | JCP&L | Accepted | 2019-08-13 | 2019-08-23 | 2021-10-30 | HANWHA SOLAR | Q.PEAK BLK-G5 315 | Solar Panels |  | 0.315 | 5 | 59 | 23 |  | Fixed | Roof
NJSTRE1545382336 | NJSRRE1541732017 | Transition Incentive Program | Dover | 7801 | 3 | 9.6 | Residential | Yes | Behind the Meter | Behind the Meter |  | None | Skyline Solar, LLC | JCP&L | Eligible for TI Program | 2019-08-02 | 2019-08-07 | 2021-10-30 | SolarEdge | SE7600H-US | Inverters | 7600 |  | 1 |  |  | 0.99 |  | Outside | within ten feet of meter
NJSTRE1545382336 | NJSRRE1541732017 | Transition Incentive Program | Dover | 7801 | 3 | 9.6 | Residential | Yes | Behind the Meter | Behind the Meter |  | None | Skyline Solar, LLC | JCP&L | Eligible for TI Program | 2019-08-02 | 2019-08-07 | 2021-10-30 | Hanwha Q-Cells | Q.PEAK DUO-G5 320 | Solar Panels |  | 0.32 | 30 | 198,198,108,108,18 | 20 |  | Fixed | Roof
NJSTRE1545382339 | NJSRRE1541820377 | Transition Incentive Program | Kinnelon | 7405 | 3 | 20.15 | Residential | No | Behind the Meter | Behind the Meter |  | None | Green Power Energy | JCP&L | Eligible for TI Program | 2019-08-13 | 2019-08-23 | 2021-10-30 | Solar Edge | SE10000H-US | Inverters | 10000 |  | 2 |  |  | 0.97 |  | Outside | next to meter
NJSTRE1545382339 | NJSRRE1541820377 | Transition Incentive Program | Kinnelon | 7405 | 3 | 20.15 | Residential | No | Behind the Meter | Behind the Meter |  | None | Green Power Energy | JCP&L | Eligible for TI Program | 2019-08-13 | 2019-08-23 | 2021-10-30 | Panasonic | VBHN325KA03 | Solar Panels |  | 0.325 | 19 | 21 | 23 |  | Fixed | Roof
NJSTRE1545382339 | NJSRRE1541820377 | Transition Incentive Program | Kinnelon | 7405 | 3 | 20.15 | Residential | No | Behind the Meter | Behind the Meter |  | None | Green Power Energy | JCP&L | Eligible for TI Program | 2019-08-13 | 2019-08-23 | 2021-10-30 | Panasonic | VBHN325KA03 | Solar Panels |  | 0.325 | 21 | 294 | 27 |  | Fixed | Roof
NJSTRE1545382339 | NJSRRE1541820377 | Transition Incentive Program | Kinnelon | 7405 | 3 | 20.15 | Residential | No | Behind the Meter | Behind the Meter |  | None | Green Power Energy | JCP&L | Eligible for TI Program | 2019-08-13 | 2019-08-23 | 2021-10-30 | Panasonic | VBHN325KA03 | Solar Panels |  | 0.325 | 4 | 291 | 27 |  | Fixed | Roof
NJSTRE1545382339 | NJSRRE1541820377 | Transition Incentive Program | Kinnelon | 7405 | 3 | 20.15 | Residential | No | Behind the Meter | Behind the Meter |  | None | Green Power Energy | JCP&L | Eligible for TI Program | 2019-08-13 | 2019-08-23 | 2021-10-30 | Panasonic | VBHN325KA03 | Solar Panels |  | 0.325 | 18 | 109 | 27 |  | Fixed | Roof
NJSTRE1545382340 | NJSRRE1541732370 | Transition Incentive Program | Phillipsburg | 8865 | 2 | 7.25 | Residential | Yes | Behind the Meter | Behind the Meter |  | None | Sunrun Installation Services, Inc. | JCP&L | Eligible for TI Program | 2019-08-02 | 2019-08-07 | 2021-10-30 | SolarEdge Technologies | SE7600H-USRGM | Inverters | 7600 |  | 1 |  |  | 0.96 |  | Outdoor | Next To Meter
NJSTRE1545382340 | NJSRRE1541732370 | Transition Incentive Program | Phillipsburg | 8865 | 2 | 7.25 | Residential | Yes | Behind the Meter | Behind the Meter |  | None | Sunrun Installation Services, Inc. | JCP&L | Eligible for TI Program | 2019-08-02 | 2019-08-07 | 2021-10-30 | REC Solar | REC290TP2 BLK | Solar Panels |  | 0.29 | 4 | 203 | 18 |  | Fixed | Roof
NJSTRE1545382340 | NJSRRE1541732370 | Transition Incentive Program | Phillipsburg | 8865 | 2 | 7.25 | Residential | Yes | Behind the Meter | Behind the Meter |  | None | Sunrun Installation Services, Inc. | JCP&L | Eligible for TI Program | 2019-08-02 | 2019-08-07 | 2021-10-30 | REC Solar | REC290TP2 BLK | Solar Panels |  | 0.29 | 21 | 203 | 9 |  | Fixed | Roof
NJSTRE1545382341 | NJSRRE1541859595 | Transition Incentive Program | UNION BEACH | 7735 | 17 | 8.82 | Residential | Yes | Behind the Meter | Net-metered residential rooftop and canopy |  | None | Vivint Solar Developer, LLC | JCP&L | Accepted | 2019-08-20 | 2019-08-23 | 2021-10-30 | Solar Edge | SE7600H-US | Inverters | 7600 |  | 1 |  |  | 0.992 |  | Other | Near the utility meter
NJSTRE1545382341 | NJSRRE1541859595 | Transition Incentive Program | UNION BEACH | 7735 | 17 | 8.82 | Residential | Yes | Behind the Meter | Net-metered residential rooftop and canopy |  | None | Vivint Solar Developer, LLC | JCP&L | Accepted | 2019-08-20 | 2019-08-23 | 2021-10-30 | Hanwha | Q.Peak Duo BLK_G% 315 | Solar Panels |  | 0.315 | 16 | 266 | 25 |  | Fixed | Roof
NJSTRE1545382341 | NJSRRE1541859595 | Transition Incentive Program | UNION BEACH | 7735 | 17 | 8.82 | Residential | Yes | Behind the Meter | Net-metered residential rooftop and canopy |  | None | Vivint Solar Developer, LLC | JCP&L | Accepted | 2019-08-20 | 2019-08-23 | 2021-10-30 | Hanwha | Q.Peak Duo BLK G5 315 | Solar Panels |  | 0.315 | 12 | 86 | 25 |  | Fixed | Roof
NJSTRE1545382343 | NJSRRE1541747677 | Transition Incentive Program | Glen Rock | 7452 | 7 | 11.7 | Residential | No | Behind the Meter | Behind the Meter |  | None | NJ Solar Power, LLC | PSE&G | Eligible for TI Program | 2019-08-02 | 2019-08-07 | 2021-10-30 | Hanwha | Q Peak Duo g-5, 325 | Solar Panels |  | 0.325 | 26 | 113 | 23 |  | Fixed | Roof
NJSTRE1545382343 | NJSRRE1541747677 | Transition Incentive Program | Glen Rock | 7452 | 7 | 11.7 | Residential | No | Behind the Meter | Behind the Meter |  | None | NJ Solar Power, LLC | PSE&G | Eligible for TI Program | 2019-08-02 | 2019-08-07 | 2021-10-30 | Solaredge | SE10000H-US | Inverters | 10000 |  | 1 |  |  | 0.99 |  | Indoor | garage
NJSTRE1545382343 | NJSRRE1541747677 | Transition Incentive Program | Glen Rock | 7452 | 7 | 11.7 | Residential | No | Behind the Meter | Behind the Meter |  | None | NJ Solar Power, LLC | PSE&G | Eligible for TI Program | 2019-08-02 | 2019-08-07 | 2021-10-30 | Hanwha | Q Peak Duo G-5, 325 | Solar Panels |  | 0.325 | 10 | 203 | 23 |  | Fixed | Roof
NJSTRE1545382345 | NJSRRE1541841339 | Transition Incentive Program | Camden City | 8105 | 14 | 9.6 | Residential | Yes | Behind the Meter | Behind the Meter |  | None | Skyline Solar, LLC | PSE&G | Eligible for TI Program | 2019-08-15 | 2019-08-23 | 2021-10-30 | SolarEdge | SE7600H-US | Inverters | 7600 |  | 1 |  |  | 0.99 |  | Outside | within ten feet of meter
NJSTRE1545382345 | NJSRRE1541841339 | Transition Incentive Program | Camden City | 8105 | 14 | 9.6 | Residential | Yes | Behind the Meter | Behind the Meter |  | None | Skyline Solar, LLC | PSE&G | Eligible for TI Program | 2019-08-15 | 2019-08-23 | 2021-10-30 | Hanwha Q-Cells | Q.PEAK DUO-G5 320 | Solar Panels |  | 0.32 | 30 | 239,59 | 33 |  | Fixed | Roof
NJSTRE1545382348 | NJSRRE1541820301 | Transition Incentive Program | Millville | 8332 | 20 | 15.5 | Residential | Yes | Behind the Meter | Net-metered residential rooftop and canopy |  | None | Suntuity Solar LLC | AC Electric | Accepted | 2019-08-13 | 2019-08-23 | 2021-10-30 | Enphase Energy | IQ7-60-2-US | Inverters | 240 |  | 50 |  |  | 0.97 |  | Outdoor | Behind the PV Modules
NJSTRE1545382348 | NJSRRE1541820301 | Transition Incentive Program | Millville | 8332 | 20 | 15.5 | Residential | Yes | Behind the Meter | Net-metered residential rooftop and canopy |  | None | Suntuity Solar LLC | AC Electric | Accepted | 2019-08-13 | 2019-08-23 | 2021-10-30 | Yingli Green Energy | YL310D-30b | Solar Panels |  | 0.31 | 25 | 279 | 20 |  | Fixed | Roof
NJSTRE1545382348 | NJSRRE1541820301 | Transition Incentive Program | Millville | 8332 | 20 | 15.5 | Residential | Yes | Behind the Meter | Net-metered residential rooftop and canopy |  | None | Suntuity Solar LLC | AC Electric | Accepted | 2019-08-13 | 2019-08-23 | 2021-10-30 | Yingli Green Energy | YL310D-30b | Solar Panels |  | 0.31 | 25 | 99 | 20 |  | Fixed | Roof
NJSTRE1545382349 | NJSRRE1541844499 | Transition Incentive Program | Pitman | 8071 | 15 | 9.81 | Residential | Yes | Behind the Meter | Net-metered residential rooftop and canopy |  | None | Vision Solar LLC | AC Electric | As-Built Incomplete | 2019-08-15 | 2019-08-23 | 2021-10-30 | sunpower | e20-327-e-ac | Solar Panels |  | 0.327 | 3 | 157 | 37 |  | Fixed | Roof
NJSTRE1545382349 | NJSRRE1541844499 | Transition Incentive Program | Pitman | 8071 | 15 | 9.81 | Residential | Yes | Behind the Meter | Net-metered residential rooftop and canopy |  | None | Vision Solar LLC | AC Electric | As-Built Incomplete | 2019-08-15 | 2019-08-23 | 2021-10-30 | sunpower | e20-327-e-ac | Solar Panels |  | 0.327 | 13 | 67 | 37 |  | Fixed | Roof
NJSTRE1545382349 | NJSRRE1541844499 | Transition Incentive Program | Pitman | 8071 | 15 | 9.81 | Residential | Yes | Behind the Meter | Net-metered residential rooftop and canopy |  | None | Vision Solar LLC | AC Electric | As-Built Incomplete | 2019-08-15 | 2019-08-23 | 2021-10-30 | sunpower | e20-327-e-ac | Solar Panels |  | 0.327 | 10 | 247 | 37 |  | Fixed | Roof
NJSTRE1545382349 | NJSRRE1541844499 | Transition Incentive Program | Pitman | 8071 | 15 | 9.81 | Residential | Yes | Behind the Meter | Net-metered residential rooftop and canopy |  | None | Vision Solar LLC | AC Electric | As-Built Incomplete | 2019-08-15 | 2019-08-23 | 2021-10-30 | sunpower | e20-327-e-ac | Solar Panels |  | 0.327 | 4 | 67 | 17 |  | Fixed | Roof
NJSTRE1545382349 | NJSRRE1541844499 | Transition Incentive Program | Pitman | 8071 | 15 | 9.81 | Residential | Yes | Behind the Meter | Net-metered residential rooftop and canopy |  | None | Vision Solar LLC | AC Electric | As-Built Incomplete | 2019-08-15 | 2019-08-23 | 2021-10-30 | sunpower | e20-327-e-ac | Inverters | 0.32 |  | 30 |  |  | 0.96 |  | Other | behind panels
NJSTRE1545382350 | NJSRRE1541821196 | Transition Incentive Program | Union Twp Uni | 7083 | 10 | 7.92 | Residential | No | Behind the Meter | Behind the Meter |  | None | Sunrun Installation Services, Inc. | PSE&G | Eligible for TI Program | 2019-08-13 | 2019-08-23 | 2021-10-30 | Ningbo Ginlong Technologies | Solis-1P6K-4G-US | Inverters | 6000 |  | 1 |  |  | 0.96 |  | Outdoor | Next To Meter
NJSTRE1545382350 | NJSRRE1541821196 | Transition Incentive Program | Union Twp Uni | 7083 | 10 | 7.92 | Residential | No | Behind the Meter | Behind the Meter |  | None | Sunrun Installation Services, Inc. | PSE&G | Eligible for TI Program | 2019-08-13 | 2019-08-23 | 2021-10-30 | LG Electronics | LG330N1C-A5 | Solar Panels |  | 0.33 | 12 | 126 | 37 |  | Fixed | Roof
NJSTRE1545382350 | NJSRRE1541821196 | Transition Incentive Program | Union Twp Uni | 7083 | 10 | 7.92 | Residential | No | Behind the Meter | Behind the Meter |  | None | Sunrun Installation Services, Inc. | PSE&G | Eligible for TI Program | 2019-08-13 | 2019-08-23 | 2021-10-30 | LG Electronics | LG330N1C-A5 | Solar Panels |  | 0.33 | 12 | 126 | 14 |  | Fixed | Roof
NJSTRE1545382351 | NJSRRE1541845109 | Transition Incentive Program | Lakewood | 8701 | 18 | 11.31 | Residential | Yes | Behind the Meter | Behind the Meter |  | None | Sunrun Installation Services, Inc. | JCP&L | Eligible for TI Program | 2019-08-15 | 2019-08-23 | 2021-10-30 | Ningbo Ginlong Technologies | Solis-1P9K-4G-US | Inverters | 9000 |  | 1 |  |  | 0.96 |  | Outdoor | Next To Meter
NJSTRE1545382351 | NJSRRE1541845109 | Transition Incentive Program | Lakewood | 8701 | 18 | 11.31 | Residential | Yes | Behind the Meter | Behind the Meter |  | None | Sunrun Installation Services, Inc. | JCP&L | Eligible for TI Program | 2019-08-15 | 2019-08-23 | 2021-10-30 | REC Solar | REC290TP2 BLK | Solar Panels |  | 0.29 | 23 | 269 | 23 |  | Fixed | Roof
NJSTRE1545382351 | NJSRRE1541845109 | Transition Incentive Program | Lakewood | 8701 | 18 | 11.31 | Residential | Yes | Behind the Meter | Behind the Meter |  | None | Sunrun Installation Services, Inc. | JCP&L | Eligible for TI Program | 2019-08-15 | 2019-08-23 | 2021-10-30 | REC Solar | REC290TP2 BLK | Solar Panels |  | 0.29 | 16 | 89 | 23 |  | Fixed | Roof
NJSTRE1545382352 | NJSRRE1541815036 | Transition Incentive Program | Asbury Park | 7712 | 17 | 15.75 | Residential | Yes | Behind the Meter | Net-metered residential rooftop and canopy |  | None | Vivint Solar Developer, LLC | JCP&L | Accepted | 2019-09-05 | 2019-09-06 | 2021-10-30 | Solar Edge | SE3800H-US | Inverters | 3800 |  | 1 |  |  | 0.992 |  | Outdoor | Near the Utility Meter
NJSTRE1545382352 | NJSRRE1541815036 | Transition Incentive Program | Asbury Park | 7712 | 17 | 15.75 | Residential | Yes | Behind the Meter | Net-metered residential rooftop and canopy |  | None | Vivint Solar Developer, LLC | JCP&L | Accepted | 2019-09-05 | 2019-09-06 | 2021-10-30 | Solar Edge | SE7600H-US | Inverters | 7600 |  | 1 |  |  | 0.992 |  | Outdoor | Near the Utility Meter
NJSTRE1545382352 | NJSRRE1541815036 | Transition Incentive Program | Asbury Park | 7712 | 17 | 15.75 | Residential | Yes | Behind the Meter | Net-metered residential rooftop and canopy |  | None | Vivint Solar Developer, LLC | JCP&L | Accepted | 2019-09-05 | 2019-09-06 | 2021-10-30 | Hanwha Solar | Q.PEAK BLK-G5 315 | Solar Panels |  | 0.315 | 31 | 198 | 19 |  | Fixed | Roof
NJSTRE1545382352 | NJSRRE1541815036 | Transition Incentive Program | Asbury Park | 7712 | 17 | 15.75 | Residential | Yes | Behind the Meter | Net-metered residential rooftop and canopy |  | None | Vivint Solar Developer, LLC | JCP&L | Accepted | 2019-09-05 | 2019-09-06 | 2021-10-30 | Hanwha Solar | Q.PEAK BLK-G5 315 | Solar Panels |  | 0.315 | 19 | 198 | 19 |  | Fixed | Roof
NJSTRE1545382354 | NJSRRE1541809851 | Transition Incentive Program | Bloomfield | 7003 | 9 | 7.85 | Residential | Yes | Behind the Meter | Net-metered residential rooftop and canopy |  | None | SunPower Corporation, Systems | PSE&G | Accepted | 2019-08-09 | 2019-09-03 | 2021-10-30 | SUNPOWER | SPR-E20-327-E-AC | Inverters | 320 |  | 24 |  |  | 0.96 |  | Other | under each panel
NJSTRE1545382354 | NJSRRE1541809851 | Transition Incentive Program | Bloomfield | 7003 | 9 | 7.85 | Residential | Yes | Behind the Meter | Net-metered residential rooftop and canopy |  | None | SunPower Corporation, Systems | PSE&G | Accepted | 2019-08-09 | 2019-09-03 | 2021-10-30 | SUNPOWER | SPR-E20-327-E-AC | Solar Panels |  | 0.327 | 4 | 105 | 33 |  | Fixed | Roof
NJSTRE1545382354 | NJSRRE1541809851 | Transition Incentive Program | Bloomfield | 7003 | 9 | 7.85 | Residential | Yes | Behind the Meter | Net-metered residential rooftop and canopy |  | None | SunPower Corporation, Systems | PSE&G | Accepted | 2019-08-09 | 2019-09-03 | 2021-10-30 | SUNPOWER | SPR-E20-327-E-AC | Solar Panels |  | 0.327 | 8 | 285 | 33 |  | Fixed | Roof
NJSTRE1545382354 | NJSRRE1541809851 | Transition Incentive Program | Bloomfield | 7003 | 9 | 7.85 | Residential | Yes | Behind the Meter | Net-metered residential rooftop and canopy |  | None | SunPower Corporation, Systems | PSE&G | Accepted | 2019-08-09 | 2019-09-03 | 2021-10-30 | SUNPOWER | SPR-E20-327-E-AC | Solar Panels |  | 0.327 | 4 | 285 | 8 |  | Fixed | Roof
NJSTRE1545382354 | NJSRRE1541809851 | Transition Incentive Program | Bloomfield | 7003 | 9 | 7.85 | Residential | Yes | Behind the Meter | Net-metered residential rooftop and canopy |  | None | SunPower Corporation, Systems | PSE&G | Accepted | 2019-08-09 | 2019-09-03 | 2021-10-30 | SUNPOWER | SPR-E20-327-E-AC | Solar Panels |  | 0.327 | 8 | 105 | 8 |  | Fixed | Roof
NJSTRE1545382356 | NJSRRE1541841232 | Transition Incentive Program | Linden | 7036 | 10 | 6.1 | Residential | No | Behind the Meter | Behind the Meter |  | None | Whitman Construction, LLC | PSE&G | Eligible for TI Program | 2019-08-15 | 2019-08-23 | 2021-10-30 | Enphase Energy | IQ7-60-2-US | Inverters | 0.24 |  | 20 |  |  | 0.976 |  | Outside | roof
NJSTRE1545382356 | NJSRRE1541841232 | Transition Incentive Program | Linden | 7036 | 10 | 6.1 | Residential | No | Behind the Meter | Behind the Meter |  | None | Whitman Construction, LLC | PSE&G | Eligible for TI Program | 2019-08-15 | 2019-08-23 | 2021-10-30 | Trina Solar | TSM-305DD05A | Solar Panels |  | 0.305 | 20 | 218 | 29 |  | Fixed | Roof
NJSTRE1545382359 | NJSRRE1541835427 | Transition Incentive Program | Pleasantville | 8232 | 19 | 9.6 | Residential | Yes | Behind the Meter | Behind the Meter |  | None | Skyline Solar, LLC | AC Electric | Eligible for TI Program | 2019-08-14 | 2019-08-23 | 2021-10-30 | SolarEdge | SE7600H-US | Inverters | 7600 |  | 1 |  |  | 0.99 |  | Outside | within ten feet of meter
NJSTRE1545382359 | NJSRRE1541835427 | Transition Incentive Program | Pleasantville | 8232 | 19 | 9.6 | Residential | Yes | Behind the Meter | Behind the Meter |  | None | Skyline Solar, LLC | AC Electric | Eligible for TI Program | 2019-08-14 | 2019-08-23 | 2021-10-30 | Hanwha Q-Cells | Q.PEAK DUO-G5 320 | Solar Panels |  | 0.32 | 30 | 116/296 | 34 |  | Fixed | Roof
NJSTRE1545382360 | NJSRRE1541841333 | Transition Incentive Program | Elizabeth | 7201 | 10 | 6.71 | Residential | No | Behind the Meter | Behind the Meter |  | None | Whitman Construction, LLC | PSE&G | Eligible for TI Program | 2019-08-15 | 2019-08-23 | 2021-10-30 | Enphase Energy | IQ7-60-2-US | Inverters | 0.24 |  | 22 |  |  | 0.976 |  | Outside | roof
NJSTRE1545382360 | NJSRRE1541841333 | Transition Incentive Program | Elizabeth | 7201 | 10 | 6.71 | Residential | No | Behind the Meter | Behind the Meter |  | None | Whitman Construction, LLC | PSE&G | Eligible for TI Program | 2019-08-15 | 2019-08-23 | 2021-10-30 | Trina Solar | TSM-305DD05A | Solar Panels |  | 0.305 | 22 | 110 | 35 |  | Fixed | Roof
NJSTRE1545382361 | NJSRRE1541725690 | Transition Incentive Program | New Brunswick | 8901 | 11 | 9.57 | Residential | No | Behind the Meter | Behind the Meter |  | None | Green Power Energy | PSE&G | Eligible for TI Program | 2019-08-01 | 2019-08-05 | 2021-10-30 | Solar Edge | SE7600H-US | Inverters | 7600 |  | 1 |  |  | 0.97 |  | Outside | next to meter
NJSTRE1545382361 | NJSRRE1541725690 | Transition Incentive Program | New Brunswick | 8901 | 11 | 9.57 | Residential | No | Behind the Meter | Behind the Meter |  | None | Green Power Energy | PSE&G | Eligible for TI Program | 2019-08-01 | 2019-08-05 | 2021-10-30 | Panasonic | VBHN330SA17 | Solar Panels |  | 0.33 | 15 | 308 | 30 |  | Fixed | Roof
NJSTRE1545382361 | NJSRRE1541725690 | Transition Incentive Program | New Brunswick | 8901 | 11 | 9.57 | Residential | No | Behind the Meter | Behind the Meter |  | None | Green Power Energy | PSE&G | Eligible for TI Program | 2019-08-01 | 2019-08-05 | 2021-10-30 | Panasonic | VBHN330SA17 | Solar Panels |  | 0.33 | 14 | 130 | 30 |  | Fixed | Roof
NJSTRE1545382362 | NJSRRE1541727629 | Transition Incentive Program | Dunellen | 8812 | 11 | 6.21 | Residential | No | Behind the Meter | Behind the Meter |  | None | Sunrun Installation Services, Inc. | PSE&G | Eligible for TI Program | 2019-08-01 | 2019-08-06 | 2021-10-30 | Ningbo Ginlong Technologies | Solis-1P5K-4G-US | Inverters | 5000 |  | 1 |  |  | 0.96 |  | Outdoor | Next To Meter
NJSTRE1545382362 | NJSRRE1541727629 | Transition Incentive Program | Dunellen | 8812 | 11 | 6.21 | Residential | No | Behind the Meter | Behind the Meter |  | None | Sunrun Installation Services, Inc. | PSE&G | Eligible for TI Program | 2019-08-01 | 2019-08-06 | 2021-10-30 | LG Electronics | LG365Q1C-V5 | Solar Panels |  | 0.365 | 17 | 168 | 23 |  | Fixed | Roof
NJSTRE1545382363 | NJSRRE1541815069 | Transition Incentive Program | Keyport | 7735 | 17 | 6.3 | Residential | Yes | Behind the Meter | Net-metered residential rooftop and canopy |  | None | Vivint Solar Developer, LLC | JCP&L | Accepted | 2019-08-13 | 2019-08-23 | 2021-10-30 | Hanwha Solar | Q.PEAK BLK-G5 315 | Solar Panels |  | 0.315 | 20 | 29 | 42 |  | Fixed | Roof
NJSTRE1545382363 | NJSRRE1541815069 | Transition Incentive Program | Keyport | 7735 | 17 | 6.3 | Residential | Yes | Behind the Meter | Net-metered residential rooftop and canopy |  | None | Vivint Solar Developer, LLC | JCP&L | Accepted | 2019-08-13 | 2019-08-23 | 2021-10-30 | Solar Edge | SE7600H-US | Inverters | 7600 |  | 1 |  |  | 0.992 |  | Outdoor | Near the Utility Meter
NJSTRE1545382367 | NJSRRE1541788006 | Transition Incentive Program | Pemberton | 8068 | 13 | 4.56 | Residential | Yes | Behind the Meter | Behind the Meter |  | None | Skyline Solar, LLC | JCP&L | Eligible for TI Program | 2019-08-05 | 2019-08-29 | 2021-10-30 | SolarEdge | SE3800H-US | Inverters | 3800 |  | 1 |  |  | 0.99 |  | Outside | within ten feet of meter
NJSTRE1545382367 | NJSRRE1541788006 | Transition Incentive Program | Pemberton | 8068 | 13 | 4.56 | Residential | Yes | Behind the Meter | Behind the Meter |  | None | Skyline Solar, LLC | JCP&L | Eligible for TI Program | 2019-08-05 | 2019-08-29 | 2021-10-30 | SolarWorld | SunModule Plus SW 285 Mono | Solar Panels |  | 0.285 | 16 | 177 | 29 |  | Fixed | Roof
NJSTRE1545382368 | NJSRRE1541725533 | Transition Incentive Program | Vineland | 8360 | 20 | 9.61 | Residential | No | Behind the Meter | Net-metered residential rooftop and canopy |  | None | Suntuity Solar LLC | AC Electric | Accepted | 2019-08-01 | 2019-08-05 | 2021-10-30 | Enphase Energy | IQ7-60-2-US | Inverters | 240 |  | 31 |  |  | 0.97 |  | Outdoor | Behind the PV Modules
NJSTRE1545382368 | NJSRRE1541725533 | Transition Incentive Program | Vineland | 8360 | 20 | 9.61 | Residential | No | Behind the Meter | Net-metered residential rooftop and canopy |  | None | Suntuity Solar LLC | AC Electric | Accepted | 2019-08-01 | 2019-08-05 | 2021-10-30 | Yingli Green Energy | YL310D-30b | Solar Panels |  | 0.31 | 31 | 183 | 20 |  | Fixed | Roof
NJSTRE1545382369 | NJSRRE1541820865 | Transition Incentive Program | Stafford Township | 8050 | 18 | 18.97 | Residential | Yes | Behind the Meter | Behind the Meter |  | None | Ad Energy | AC Electric | Eligible for TI Program | 2019-08-13 | 2019-08-23 | 2021-10-30 | Sunpower | SPR-E20-327-E-AC | Inverters | 320 |  | 58 |  |  | 0.97 |  | Outdoor | at each panel
NJSTRE1545382369 | NJSRRE1541820865 | Transition Incentive Program | Stafford Township | 8050 | 18 | 18.97 | Residential | Yes | Behind the Meter | Behind the Meter |  | None | Ad Energy | AC Electric | Eligible for TI Program | 2019-08-13 | 2019-08-23 | 2021-10-30 | Sunpower | SPR-E20-327-E-AC | Solar Panels |  | 0.327 | 11 | 227 | 34 |  | Fixed | Roof
NJSTRE1545382369 | NJSRRE1541820865 | Transition Incentive Program | Stafford Township | 8050 | 18 | 18.97 | Residential | Yes | Behind the Meter | Behind the Meter |  | None | Ad Energy | AC Electric | Eligible for TI Program | 2019-08-13 | 2019-08-23 | 2021-10-30 | Sunpower | SPR-E20-327-E-AC | Solar Panels |  | 0.327 | 11 | 137 | 45 |  | Fixed | Roof
NJSTRE1545382369 | NJSRRE1541820865 | Transition Incentive Program | Stafford Township | 8050 | 18 | 18.97 | Residential | Yes | Behind the Meter | Behind the Meter |  | None | Ad Energy | AC Electric | Eligible for TI Program | 2019-08-13 | 2019-08-23 | 2021-10-30 | Sunpower | SPR-E20-327-E-AC | Solar Panels |  | 0.327 | 5 | 137 | 45 |  | Fixed | Roof
NJSTRE1545382369 | NJSRRE1541820865 | Transition Incentive Program | Stafford Township | 8050 | 18 | 18.97 | Residential | Yes | Behind the Meter | Behind the Meter |  | None | Ad Energy | AC Electric | Eligible for TI Program | 2019-08-13 | 2019-08-23 | 2021-10-30 | Sunpower | SPR-E20-327-E-AC | Solar Panels |  | 0.327 | 10 | 227 | 34 |  | Fixed | Roof
NJSTRE1545382369 | NJSRRE1541820865 | Transition Incentive Program | Stafford Township | 8050 | 18 | 18.97 | Residential | Yes | Behind the Meter | Behind the Meter |  | None | Ad Energy | AC Electric | Eligible for TI Program | 2019-08-13 | 2019-08-23 | 2021-10-30 | Sunpower | SPR-E20-327-E-AC | Solar Panels |  | 0.327 | 7 | 227 | 34 |  | Fixed | Roof
NJSTRE1545382369 | NJSRRE1541820865 | Transition Incentive Program | Stafford Township | 8050 | 18 | 18.97 | Residential | Yes | Behind the Meter | Behind the Meter |  | None | Ad Energy | AC Electric | Eligible for TI Program | 2019-08-13 | 2019-08-23 | 2021-10-30 | Sunpower | SPR-E20-327-E-AC | Solar Panels |  | 0.327 | 6 | 47 | 34 |  | Fixed | Roof
NJSTRE1545382369 | NJSRRE1541820865 | Transition Incentive Program | Stafford Township | 8050 | 18 | 18.97 | Residential | Yes | Behind the Meter | Behind the Meter |  | None | Ad Energy | AC Electric | Eligible for TI Program | 2019-08-13 | 2019-08-23 | 2021-10-30 | Sunpower | SPR-E20-327-E-AC | Solar Panels |  | 0.327 | 8 | 137 | 45 |  | Fixed | Roof
NJSTRE1545382373 | NJSRRE1541858727 | Transition Incentive Program | North Plainfield | 7060 | 10 | 5.51 | Residential | Yes | Behind the Meter | Behind the Meter |  | None | Sunrun Installation Services, Inc. | PSE&G | Eligible for TI Program | 2019-08-19 | 2019-08-23 | 2021-10-30 | REC Solar | REC290TP2 BLK | Solar Panels |  | 0.29 | 11 | 222 | 34 |  | Fixed | Roof
NJSTRE1545382373 | NJSRRE1541858727 | Transition Incentive Program | North Plainfield | 7060 | 10 | 5.51 | Residential | Yes | Behind the Meter | Behind the Meter |  | None | Sunrun Installation Services, Inc. | PSE&G | Eligible for TI Program | 2019-08-19 | 2019-08-23 | 2021-10-30 | REC Solar | REC290TP2 BLK | Solar Panels |  | 0.29 | 8 | 132 | 40 |  | Fixed | Roof
NJSTRE1545382373 | NJSRRE1541858727 | Transition Incentive Program | North Plainfield | 7060 | 10 | 5.51 | Residential | Yes | Behind the Meter | Behind the Meter |  | None | Sunrun Installation Services, Inc. | PSE&G | Eligible for TI Program | 2019-08-19 | 2019-08-23 | 2021-10-30 | Ningbo Ginlong Technologies | Solis-1P4.6K-4G-US | Inverters | 4600 |  | 1 |  |  | 0.96 |  | Outdoor | Next To Meter
NJSTRE1545382374 | NJSRRE1541725709 | Transition Incentive Program | NEWARK | 7108 | 9 | 5.89 | Residential | No | Behind the Meter | Net-metered residential rooftop and canopy |  | None | SunPower Capital LLC | PSE&G | Accepted | 2019-08-01 | 2019-08-05 | 2021-10-30 | SUNPOWER | E20-327-E-AC | Inverters | 0.32 |  | 18 |  |  | 0.96 |  | Other | BEHIND PANELS
NJSTRE1545382374 | NJSRRE1541725709 | Transition Incentive Program | NEWARK | 7108 | 9 | 5.89 | Residential | No | Behind the Meter | Net-metered residential rooftop and canopy |  | None | SunPower Capital LLC | PSE&G | Accepted | 2019-08-01 | 2019-08-05 | 2021-10-30 | SUNPOWER | E20-327-E-AC | Solar Panels |  | 0.327 | 9 | 7 | 37 |  | Fixed | Roof
NJSTRE1545382374 | NJSRRE1541725709 | Transition Incentive Program | NEWARK | 7108 | 9 | 5.89 | Residential | No | Behind the Meter | Net-metered residential rooftop and canopy |  | None | SunPower Capital LLC | PSE&G | Accepted | 2019-08-01 | 2019-08-05 | 2021-10-30 | SUNPOWER | E20-327-E-AC | Solar Panels |  | 0.327 | 9 | 197 | 37 |  | Fixed | Roof
NJSTRE1545382376 | NJSRRE1541790384 | Transition Incentive Program | Dumont | 7628 | 7 | 8.19 | Residential | Yes | Behind the Meter | Net-metered residential rooftop and canopy |  | None | Vivint Solar Developer, LLC | PSE&G | Accepted | 2019-08-07 | 2019-08-08 | 2021-10-30 | SolarEdge | SE7600H-US | Inverters | 7600 |  | 1 |  |  | 0.992 |  | Outdoor | Near the Utility Meter
NJSTRE1545382376 | NJSRRE1541790384 | Transition Incentive Program | Dumont | 7628 | 7 | 8.19 | Residential | Yes | Behind the Meter | Net-metered residential rooftop and canopy |  | None | Vivint Solar Developer, LLC | PSE&G | Accepted | 2019-08-07 | 2019-08-08 | 2021-10-30 | Hanwha Solar | Q.PEAK BLK-G5 315 | Solar Panels |  | 0.315 | 11 | 270 | 13 |  | Fixed | Roof
NJSTRE1545382376 | NJSRRE1541790384 | Transition Incentive Program | Dumont | 7628 | 7 | 8.19 | Residential | Yes | Behind the Meter | Net-metered residential rooftop and canopy |  | None | Vivint Solar Developer, LLC | PSE&G | Accepted | 2019-08-07 | 2019-08-08 | 2021-10-30 | Hanwha Solar | Q.PEAK BLK-G5 315 | Solar Panels |  | 0.315 | 15 | 90 | 36 |  | Fixed | Roof
NJSTRE1545382377 | NJSRRE1541814650 | Transition Incentive Program | Clifton City | 7011 | 6 | 4.93 | Residential | No | Behind the Meter | Behind the Meter |  | None | Sunrun Installation Services, Inc. | PSE&G | Eligible for TI Program | 2019-08-11 | 2019-08-23 | 2021-10-30 | Ningbo Ginlong Technologies | Solis-1P4K-4G-US | Inverters | 4000 |  | 1 |  |  | 0.96 |  | Outdoor | Next To Meter
NJSTRE1545382377 | NJSRRE1541814650 | Transition Incentive Program | Clifton City | 7011 | 6 | 4.93 | Residential | No | Behind the Meter | Behind the Meter |  | None | Sunrun Installation Services, Inc. | PSE&G | Eligible for TI Program | 2019-08-11 | 2019-08-23 | 2021-10-30 | REC Solar | REC290TP2 BLK | Solar Panels |  | 0.29 | 17 | 250 | 43 |  | Fixed | Roof
NJSTRE1545382378 | NJSRRE1541793592 | Transition Incentive Program | Hopewell Twp Mer | 8540 | 12 | 25.52 | Residential | No | Behind the Meter | Behind the Meter |  | None | Sunrun Installation Services, Inc. | PSE&G | Eligible for TI Program | 2019-08-06 | 2019-08-09 | 2021-10-30 | Ningbo Ginlong Technologies | Solis-1P10K-4G-US | Inverters | 10000 |  | 2 |  |  | 0.96 |  | Outdoor | Next To Meter
NJSTRE1545382378 | NJSRRE1541793592 | Transition Incentive Program | Hopewell Twp Mer | 8540 | 12 | 25.52 | Residential | No | Behind the Meter | Behind the Meter |  | None | Sunrun Installation Services, Inc. | PSE&G | Eligible for TI Program | 2019-08-06 | 2019-08-09 | 2021-10-30 | Ningbo Ginlong Technologies | Solis-1P4.6K-4G-US | Inverters | 4600 |  | 1 |  |  | 0.96 |  | Outdoor | Next To Meter
NJSTRE1545382378 | NJSRRE1541793592 | Transition Incentive Program | Hopewell Twp Mer | 8540 | 12 | 25.52 | Residential | No | Behind the Meter | Behind the Meter |  | None | Sunrun Installation Services, Inc. | PSE&G | Eligible for TI Program | 2019-08-06 | 2019-08-09 | 2021-10-30 | REC Solar | REC290TP2 BLK | Solar Panels |  | 0.29 | 88 | 180 | 30 |  | Fixed | Roof
NJSTRE1545382380 | NJSRRE1541791312 | Transition Incentive Program | Raritan Boro | 8869 | 5 | 4.64 | Residential | Yes | Behind the Meter | Behind the Meter |  | None | Sunrun Installation Services, Inc. | PSE&G | Eligible for TI Program | 2019-08-06 | 2019-08-09 | 2021-10-30 | Ningbo Ginlong Technologies | Solis-1P3.6K-4G-US | Inverters | 3600 |  | 1 |  |  | 0.96 |  | Outdoor | Next To Meter
NJSTRE1545382380 | NJSRRE1541791312 | Transition Incentive Program | Raritan Boro | 8869 | 5 | 4.64 | Residential | Yes | Behind the Meter | Behind the Meter |  | None | Sunrun Installation Services, Inc. | PSE&G | Eligible for TI Program | 2019-08-06 | 2019-08-09 | 2021-10-30 | REC Solar | REC290TP2 BLK | Solar Panels |  | 0.29 | 16 | 176 | 40 |  | Fixed | Roof
NJSTRE1545382383 | NJSRRE1541835335 | Transition Incentive Program | Bloomfield | 7003 | 9 | 7.54 | Residential | No | Behind the Meter | Behind the Meter |  | None | Sunrun Installation Services, Inc. | PSE&G | Eligible for TI Program | 2019-08-14 | 2019-08-23 | 2021-10-30 | Ningbo Ginlong Technologies | Solis-1P6K-4G-US | Inverters | 6000 |  | 1 |  |  | 0.96 |  | Outdoor | Next To Meter
NJSTRE1545382383 | NJSRRE1541835335 | Transition Incentive Program | Bloomfield | 7003 | 9 | 7.54 | Residential | No | Behind the Meter | Behind the Meter |  | None | Sunrun Installation Services, Inc. | PSE&G | Eligible for TI Program | 2019-08-14 | 2019-08-23 | 2021-10-30 | REC Solar | REC290TP2 BLK | Solar Panels |  | 0.29 | 11 | 280 | 27 |  | Fixed | Roof
NJSTRE1545382383 | NJSRRE1541835335 | Transition Incentive Program | Bloomfield | 7003 | 9 | 7.54 | Residential | No | Behind the Meter | Behind the Meter |  | None | Sunrun Installation Services, Inc. | PSE&G | Eligible for TI Program | 2019-08-14 | 2019-08-23 | 2021-10-30 | REC Solar | REC290TP2 BLK | Solar Panels |  | 0.29 | 15 | 100 | 27 |  | Fixed | Roof
NJSTRE1545382384 | NJSRRE1541803674 | Transition Incentive Program | Trenton | 8638 | 12 | 5.12 | Residential | Yes | Behind the Meter | Behind the Meter |  | None | Skyline Solar, LLC | PSE&G | Eligible for TI Program | 2019-08-09 | 2019-08-23 | 2021-10-30 | SolarEdge | SE3800H-US000NNC2 | Inverters | 3800 |  | 1 |  |  | 0.99 |  | Outside | within ten feet of meter
NJSTRE1545382384 | NJSRRE1541803674 | Transition Incentive Program | Trenton | 8638 | 12 | 5.12 | Residential | Yes | Behind the Meter | Behind the Meter |  | None | Skyline Solar, LLC | PSE&G | Eligible for TI Program | 2019-08-09 | 2019-08-23 | 2021-10-30 | Hanwha Qcells | Q.PEAK DUO-G5 320 | Solar Panels |  | 0.32 | 16 | 241 | 20 |  | Fixed | Roof
NJSTRE1545382385 | NJSRRE1541791289 | Transition Incentive Program | Ocean City | 8226 | 21 | 3.48 | Residential | Yes | Behind the Meter | Behind the Meter |  | None | Sunrun, Inc | AC Electric | Eligible for TI Program | 2019-08-06 | 2019-08-09 | 2021-10-30 | Ningbo Ginlong Technologies | Solis-1P3K-4G-US | Inverters | 3000 |  | 1 |  |  | 0.96 |  | Outdoor | Next To Meter
NJSTRE1545382385 | NJSRRE1541791289 | Transition Incentive Program | Ocean City | 8226 | 21 | 3.48 | Residential | Yes | Behind the Meter | Behind the Meter |  | None | Sunrun, Inc | AC Electric | Eligible for TI Program | 2019-08-06 | 2019-08-09 | 2021-10-30 | REC Solar | REC290TP2 BLK | Solar Panels |  | 0.29 | 12 | 134 | 18 |  | Fixed | Roof
NJSTRE1545382386 | NJSRRE1541809856 | Transition Incentive Program | North Bergen | 7047 | 8 | 11.06 | Residential | No | Behind the Meter | Behind the Meter |  | None | Maier Solar Engineering dba Solar Me | PSE&G | Eligible for TI Program | 2019-08-09 | 2019-08-23 | 2021-10-30 | Enphase | IQ7+ | Inverters | 290 |  | 13 |  |  | 0.96 |  | Outside | Next to meter
NJSTRE1545382386 | NJSRRE1541809856 | Transition Incentive Program | North Bergen | 7047 | 8 | 11.06 | Residential | No | Behind the Meter | Behind the Meter |  | None | Maier Solar Engineering dba Solar Me | PSE&G | Eligible for TI Program | 2019-08-09 | 2019-08-23 | 2021-10-30 | LG | LG335N1C-A5 | Solar Panels |  | 0.335 | 33 | 212 | 5 |  | Fixed | Roof
NJSTRE1545382387 | NJSRRE1541817850 | Transition Incentive Program | Wayne | 7470 | 6 | 8.41 | Residential | Yes | Behind the Meter | Behind the Meter |  | None | Sunrun Installation Services, Inc. | PSE&G | Eligible for TI Program | 2019-08-12 | 2019-08-23 | 2021-10-30 | Ningbo Ginlong Technologies | Solis-1P7.6K-4G-US | Inverters | 7600 |  | 1 |  |  | 0.96 |  | Outdoor | Next To Meter
NJSTRE1545382387 | NJSRRE1541817850 | Transition Incentive Program | Wayne | 7470 | 6 | 8.41 | Residential | Yes | Behind the Meter | Behind the Meter |  | None | Sunrun Installation Services, Inc. | PSE&G | Eligible for TI Program | 2019-08-12 | 2019-08-23 | 2021-10-30 | REC Solar | REC290TP2 BLK | Solar Panels |  | 0.29 | 13 | 260 | 23 |  | Fixed | Roof
NJSTRE1545382387 | NJSRRE1541817850 | Transition Incentive Program | Wayne | 7470 | 6 | 8.41 | Residential | Yes | Behind the Meter | Behind the Meter |  | None | Sunrun Installation Services, Inc. | PSE&G | Eligible for TI Program | 2019-08-12 | 2019-08-23 | 2021-10-30 | REC Solar | REC290TP2 BLK | Solar Panels |  | 0.29 | 16 | 80 | 23 |  | Fixed | Roof
NJSTRE1545382390 | NJSRRE1541727532 | Transition Incentive Program | Manahawkin | 8050 | 18 | 9.86 | Residential | No | Behind the Meter | Behind the Meter |  | None | Sunrun Installation Services, Inc. | AC Electric | Eligible for TI Program | 2019-08-01 | 2019-08-06 | 2021-10-30 | Ningbo Ginlong Technologies | Solis-1P9K-4G-US | Inverters | 9000 |  | 1 |  |  | 0.96 |  | Outdoor | Next To Meter
NJSTRE1545382390 | NJSRRE1541727532 | Transition Incentive Program | Manahawkin | 8050 | 18 | 9.86 | Residential | No | Behind the Meter | Behind the Meter |  | None | Sunrun Installation Services, Inc. | AC Electric | Eligible for TI Program | 2019-08-01 | 2019-08-06 | 2021-10-30 | REC Solar | REC290TP2 BLK | Solar Panels |  | 0.29 | 18 | 18 | 18 |  | Fixed | Roof
NJSTRE1545382390 | NJSRRE1541727532 | Transition Incentive Program | Manahawkin | 8050 | 18 | 9.86 | Residential | No | Behind the Meter | Behind the Meter |  | None | Sunrun Installation Services, Inc. | AC Electric | Eligible for TI Program | 2019-08-01 | 2019-08-06 | 2021-10-30 | REC Solar | REC290TP2 BLK | Solar Panels |  | 0.29 | 16 | 199 | 34 |  | Fixed | Roof
NJSTRE1545382391 | NJSRRE1541723986 | Transition Incentive Program | Cranbury | 8512 | 11 | 7.83 | Residential | No | Behind the Meter | Behind the Meter |  | None | Sunrun Installation Services, Inc. | PSE&G | Eligible for TI Program | 2019-07-31 | 2019-08-05 | 2021-10-30 | Ningbo Ginlong Technologies | Solis-1P6K-4G-US | Inverters | 6000 |  | 1 |  |  | 0.96 |  | Outdoor | Next To Meter
NJSTRE1545382391 | NJSRRE1541723986 | Transition Incentive Program | Cranbury | 8512 | 11 | 7.83 | Residential | No | Behind the Meter | Behind the Meter |  | None | Sunrun Installation Services, Inc. | PSE&G | Eligible for TI Program | 2019-07-31 | 2019-08-05 | 2021-10-30 | REC Solar | REC290TP2 BLK | Solar Panels |  | 0.29 | 27 | 91 | 18 |  | Fixed | Roof
NJSTRE1545382392 | NJSRRE1541851300 | Transition Incentive Program | Newark | 7107 | 9 | 94.88 | School Other | Yes | Behind the Meter | Net-metered non-residential rooftop and canopy |  | None | Green Energy Construction & Consulting | PSE&G | Accepted | 2019-08-16 | 2019-09-03 | 2021-10-30 | Chint Power Systems | SCA23KTL | Inverters | 23000 |  | 3 |  |  | 0.95 |  | Outside | next to meter
NJSTRE1545382392 | NJSRRE1541851300 | Transition Incentive Program | Newark | 7107 | 9 | 94.88 | School Other | Yes | Behind the Meter | Net-metered non-residential rooftop and canopy |  | None | Green Energy Construction & Consulting | PSE&G | Accepted | 2019-08-16 | 2019-09-03 | 2021-10-30 | GCL | GCL M6/72H 375 | Solar Panels |  | 0.375 | 253 | 200 | 10 |  | Fixed | Roof
NJSTRE1545382394 | NJSRRE1541820871 | Transition Incentive Program | Farmingdale | 7727 | 17 | 13.92 | Residential | Yes | Behind the Meter | Behind the Meter |  | None | Sunrun Installation Services, Inc. | JCP&L | Eligible for TI Program | 2019-08-13 | 2019-08-23 | 2021-10-30 | Ningbo Ginlong Technologies | Solis-1P3K-4G-US | Inverters | 3000 |  | 1 |  |  | 0.96 |  | Outdoor | Next To Meter
NJSTRE1545382394 | NJSRRE1541820871 | Transition Incentive Program | Farmingdale | 7727 | 17 | 13.92 | Residential | Yes | Behind the Meter | Behind the Meter |  | None | Sunrun Installation Services, Inc. | JCP&L | Eligible for TI Program | 2019-08-13 | 2019-08-23 | 2021-10-30 | Ningbo Ginlong Technologies | Solis-1P10K-4G-US | Inverters | 10000 |  | 1 |  |  | 0.96 |  | Outdoor | Next To Meter
NJSTRE1545382394 | NJSRRE1541820871 | Transition Incentive Program | Farmingdale | 7727 | 17 | 13.92 | Residential | Yes | Behind the Meter | Behind the Meter |  | None | Sunrun Installation Services, Inc. | JCP&L | Eligible for TI Program | 2019-08-13 | 2019-08-23 | 2021-10-30 | REC Solar | REC290TP2 BLK | Solar Panels |  | 0.29 | 25 | 114 | 30 |  | Fixed | Roof
NJSTRE1545382394 | NJSRRE1541820871 | Transition Incentive Program | Farmingdale | 7727 | 17 | 13.92 | Residential | Yes | Behind the Meter | Behind the Meter |  | None | Sunrun Installation Services, Inc. | JCP&L | Eligible for TI Program | 2019-08-13 | 2019-08-23 | 2021-10-30 | REC Solar | REC290TP2 BLK | Solar Panels |  | 0.29 | 10 | 204 | 45 |  | Fixed | Roof
NJSTRE1545382394 | NJSRRE1541820871 | Transition Incentive Program | Farmingdale | 7727 | 17 | 13.92 | Residential | Yes | Behind the Meter | Behind the Meter |  | None | Sunrun Installation Services, Inc. | JCP&L | Eligible for TI Program | 2019-08-13 | 2019-08-23 | 2021-10-30 | REC Solar | REC290TP2 BLK | Solar Panels |  | 0.29 | 13 | 294 | 30 |  | Fixed | Roof
NJSTRE1545382395 | NJSRRE1541790196 | Transition Incentive Program | Toms River | 8755 | 18 | 6.2 | Residential | No | Behind the Meter | Net-metered residential rooftop and canopy |  | None | Suntuity Solar LLC | JCP&L | Accepted | 2019-08-06 | 2019-08-08 | 2021-10-30 | Enphase Energy | IQ7-60-2-US | Inverters | 240 |  | 20 |  |  | 0.97 |  | Outdoor | Behind the PV modules
NJSTRE1545382395 | NJSRRE1541790196 | Transition Incentive Program | Toms River | 8755 | 18 | 6.2 | Residential | No | Behind the Meter | Net-metered residential rooftop and canopy |  | None | Suntuity Solar LLC | JCP&L | Accepted | 2019-08-06 | 2019-08-08 | 2021-10-30 | Yingli Solar | YL310D-30b | Solar Panels |  | 0.31 | 20 | 126 | 19 |  | Fixed | Roof
NJSTRE1545382396 | NJSRRE1541731999 | Transition Incentive Program | Elizabeth City | 7202 | 10 | 5.12 | Residential | Yes | Behind the Meter | Behind the Meter |  | None | Skyline Solar, LLC | PSE&G | Eligible for TI Program | 2019-08-02 | 2019-08-07 | 2021-10-30 | SOLAREDGE | SE-RGMTR-1D-240C-A | Meters |  |  | 1 |  |  |  | Yes | Outdoor
NJSTRE1545382396 | NJSRRE1541731999 | Transition Incentive Program | Elizabeth City | 7202 | 10 | 5.12 | Residential | Yes | Behind the Meter | Behind the Meter |  | None | Skyline Solar, LLC | PSE&G | Eligible for TI Program | 2019-08-02 | 2019-08-07 | 2021-10-30 | SolarEdge | SE3800H-US000BNC4 | Inverters | 3800 |  | 1 |  |  | 0.99 |  | Outside | within ten feet of meter
NJSTRE1545382396 | NJSRRE1541731999 | Transition Incentive Program | Elizabeth City | 7202 | 10 | 5.12 | Residential | Yes | Behind the Meter | Behind the Meter |  | None | Skyline Solar, LLC | PSE&G | Eligible for TI Program | 2019-08-02 | 2019-08-07 | 2021-10-30 | REC | REC320TP2M | Solar Panels |  | 0.32 | 16 | 222 | 36 |  | Fixed | Roof
NJSTRE1545382397 | NJSRRE1541787785 | Transition Incentive Program | Toms River | 8753 | 18 | 5.58 | Residential | Yes | Behind the Meter | Net-metered residential rooftop and canopy |  | None | Suntuity Solar LLC | JCP&L | Accepted | 2019-08-05 | 2019-08-07 | 2021-10-30 | Enphase Energy | IQ7-60-2-US | Inverters | 240 |  | 18 |  |  | 0.97 |  | Outdoor | Behind the PV Modules
NJSTRE1545382397 | NJSRRE1541787785 | Transition Incentive Program | Toms River | 8753 | 18 | 5.58 | Residential | Yes | Behind the Meter | Net-metered residential rooftop and canopy |  | None | Suntuity Solar LLC | JCP&L | Accepted | 2019-08-05 | 2019-08-07 | 2021-10-30 | Yingli Green Energy | YL310D-30b | Solar Panels |  | 0.31 | 18 | 186 | 25 |  | Fixed | Roof
NJSTRE1545382398 | NJSRRE1541724030 | Transition Incentive Program | DENVILLE | 7834 | 3 | 12.29 | Residential | Yes | Behind the Meter | Net-metered residential rooftop and canopy |  | None | Vivint Solar Developer, LLC | JCP&L | Accepted | 2019-08-04 | 2019-08-05 | 2021-10-30 | Solar Edge | SE10000H-US | Inverters | 10000 |  | 1 |  |  | 0.992 |  | Other | Near the Utility Meter
NJSTRE1545382398 | NJSRRE1541724030 | Transition Incentive Program | DENVILLE | 7834 | 3 | 12.29 | Residential | Yes | Behind the Meter | Net-metered residential rooftop and canopy |  | None | Vivint Solar Developer, LLC | JCP&L | Accepted | 2019-08-04 | 2019-08-05 | 2021-10-30 | Hanwha Solar | Q.PEAK BLK-G5 315 | Solar Panels |  | 0.315 | 21 | 267 | 34 |  | Fixed | Roof
NJSTRE1545382398 | NJSRRE1541724030 | Transition Incentive Program | DENVILLE | 7834 | 3 | 12.29 | Residential | Yes | Behind the Meter | Net-metered residential rooftop and canopy |  | None | Vivint Solar Developer, LLC | JCP&L | Accepted | 2019-08-04 | 2019-08-05 | 2021-10-30 | Hanwha Solar | Q.PEAK BLK-G5 315 | Solar Panels |  | 0.315 | 6 | 177 | 34 |  | Fixed | Roof
NJSTRE1545382398 | NJSRRE1541724030 | Transition Incentive Program | DENVILLE | 7834 | 3 | 12.29 | Residential | Yes | Behind the Meter | Net-metered residential rooftop and canopy |  | None | Vivint Solar Developer, LLC | JCP&L | Accepted | 2019-08-04 | 2019-08-05 | 2021-10-30 | Hanwha Solar | Q.PEAK BLK-G5 315 | Solar Panels |  | 0.315 | 12 | 267 | 33 |  | Fixed | Roof
NJSTRE1545382400 | NJSRRE1541821192 | Transition Incentive Program | Nutley Town | 7110 | 9 | 5.8 | Residential | Yes | Behind the Meter | Behind the Meter |  | None | Sunrun Installation Services, Inc. | PSE&G | Eligible for TI Program | 2019-08-13 | 2019-08-23 | 2021-10-30 | Ningbo Ginlong Technologies | Solis-1P6K-4G-US | Inverters | 6000 |  | 1 |  |  | 0.96 |  | Outdoor | Next To Meter
NJSTRE1545382400 | NJSRRE1541821192 | Transition Incentive Program | Nutley Town | 7110 | 9 | 5.8 | Residential | Yes | Behind the Meter | Behind the Meter |  | None | Sunrun Installation Services, Inc. | PSE&G | Eligible for TI Program | 2019-08-13 | 2019-08-23 | 2021-10-30 | REC Solar | REC290TP2 BLK | Solar Panels |  | 0.29 | 15 | 133 | 23 |  | Fixed | Roof
NJSTRE1545382400 | NJSRRE1541821192 | Transition Incentive Program | Nutley Town | 7110 | 9 | 5.8 | Residential | Yes | Behind the Meter | Behind the Meter |  | None | Sunrun Installation Services, Inc. | PSE&G | Eligible for TI Program | 2019-08-13 | 2019-08-23 | 2021-10-30 | REC Solar | REC290TP2 BLK | Solar Panels |  | 0.29 | 5 | 222 | 23 |  | Fixed | Roof
NJSTRE1545382401 | NJSRRE1541851707 | Transition Incentive Program | Franklin Township | 8873 | 5 | 8.41 | Residential | No | Behind the Meter | Behind the Meter |  | None | Sunrun Installation Services, Inc. | PSE&G | Eligible for TI Program | 2019-08-16 | 2019-08-23 | 2021-10-30 | Ningbo Ginlong Technologies | Solis-1P7.6K-4G-US | Inverters | 7600 |  | 1 |  |  | 0.96 |  | Outdoor | Next To Meter
NJSTRE1545382401 | NJSRRE1541851707 | Transition Incentive Program | Franklin Township | 8873 | 5 | 8.41 | Residential | No | Behind the Meter | Behind the Meter |  | None | Sunrun Installation Services, Inc. | PSE&G | Eligible for TI Program | 2019-08-16 | 2019-08-23 | 2021-10-30 | REC Solar | REC290TP2 BLK | Solar Panels |  | 0.29 | 29 | 171 | 9 |  | Fixed | Roof
NJSTRE1545382404 | NJSRRE1541820294 | Transition Incentive Program | Burlington | 8016 | 13 | 14.26 | Residential | No | Behind the Meter | Net-metered residential rooftop and canopy |  | None | Suntuity Solar LLC | PSE&G | Accepted | 2019-08-13 | 2019-08-23 | 2021-10-30 | Enphase Energy | IQ7-60-2-US | Inverters | 240 |  | 46 |  |  | 0.97 |  | Outdoor | Behind the PV Modules
NJSTRE1545382404 | NJSRRE1541820294 | Transition Incentive Program | Burlington | 8016 | 13 | 14.26 | Residential | No | Behind the Meter | Net-metered residential rooftop and canopy |  | None | Suntuity Solar LLC | PSE&G | Accepted | 2019-08-13 | 2019-08-23 | 2021-10-30 | Yingli Green Energy | YL310D-30b | Solar Panels |  | 0.31 | 24 | 51 | 34 |  | Fixed | Roof
NJSTRE1545382404 | NJSRRE1541820294 | Transition Incentive Program | Burlington | 8016 | 13 | 14.26 | Residential | No | Behind the Meter | Net-metered residential rooftop and canopy |  | None | Suntuity Solar LLC | PSE&G | Accepted | 2019-08-13 | 2019-08-23 | 2021-10-30 | Yingli Green Energy | YL310D-30b | Solar Panels |  | 0.31 | 22 | 231 | 34 |  | Fixed | Roof
NJSTRE1545382406 | NJSRRE1541820541 | Transition Incentive Program | Wood-Ridge | 7075 | 7 | 10.79 | Residential | Yes | Behind the Meter | Net-metered residential rooftop and canopy |  | None | SunPower Corporation, Systems | PSE&G | Accepted | 2019-08-13 | 2019-08-23 | 2021-10-30 | SUNPOWER | SPR-E20-327-E-AC | Solar Panels |  | 0.327 | 12 | 217 | 30 |  | Fixed | Roof
NJSTRE1545382406 | NJSRRE1541820541 | Transition Incentive Program | Wood-Ridge | 7075 | 7 | 10.79 | Residential | Yes | Behind the Meter | Net-metered residential rooftop and canopy |  | None | SunPower Corporation, Systems | PSE&G | Accepted | 2019-08-13 | 2019-08-23 | 2021-10-30 | SUNPOWER | SPR-E20-327-E-AC | Solar Panels |  | 0.327 | 9 | 37 | 30 |  | Fixed | Roof
NJSTRE1545382406 | NJSRRE1541820541 | Transition Incentive Program | Wood-Ridge | 7075 | 7 | 10.79 | Residential | Yes | Behind the Meter | Net-metered residential rooftop and canopy |  | None | SunPower Corporation, Systems | PSE&G | Accepted | 2019-08-13 | 2019-08-23 | 2021-10-30 | SUNPOWER | SPR-E20-327-E-AC | Solar Panels |  | 0.327 | 4 | 307 | 14 |  | Fixed | Roof
NJSTRE1545382406 | NJSRRE1541820541 | Transition Incentive Program | Wood-Ridge | 7075 | 7 | 10.79 | Residential | Yes | Behind the Meter | Net-metered residential rooftop and canopy |  | None | SunPower Corporation, Systems | PSE&G | Accepted | 2019-08-13 | 2019-08-23 | 2021-10-30 | SUNPOWER | SPR-E20-327-E-AC | Solar Panels |  | 0.327 | 8 | 127 | 14 |  | Fixed | Roof
NJSTRE1545382406 | NJSRRE1541820541 | Transition Incentive Program | Wood-Ridge | 7075 | 7 | 10.79 | Residential | Yes | Behind the Meter | Net-metered residential rooftop and canopy |  | None | SunPower Corporation, Systems | PSE&G | Accepted | 2019-08-13 | 2019-08-23 | 2021-10-30 | SUNPOWER | SPR-E20-327-E-AC | Inverters | 320 |  | 33 |  |  | 0.96 |  | Other | under each panel
NJSTRE1545382407 | NJSRRE1541820738 | Transition Incentive Program | Magnolia | 8049 | 14 | 11.77 | Residential | Yes | Behind the Meter | Net-metered residential rooftop and canopy |  | None | Vision Solar LLC | PSE&G | As-Built Incomplete | 2019-09-11 | 2019-09-11 | 2021-10-30 | sunpower | e20-327-e-ac | Inverters | 0.32 |  | 36 |  |  | 0.96 |  | Other | behind panels
NJSTRE1545382407 | NJSRRE1541820738 | Transition Incentive Program | Magnolia | 8049 | 14 | 11.77 | Residential | Yes | Behind the Meter | Net-metered residential rooftop and canopy |  | None | Vision Solar LLC | PSE&G | As-Built Incomplete | 2019-09-11 | 2019-09-11 | 2021-10-30 | sunpower | e20-327-e-ac | Solar Panels |  | 0.327 | 5 | 71 | 37 |  | Fixed | Roof
NJSTRE1545382407 | NJSRRE1541820738 | Transition Incentive Program | Magnolia | 8049 | 14 | 11.77 | Residential | Yes | Behind the Meter | Net-metered residential rooftop and canopy |  | None | Vision Solar LLC | PSE&G | As-Built Incomplete | 2019-09-11 | 2019-09-11 | 2021-10-30 | sunpower | e20-327-e-ac | Solar Panels |  | 0.327 | 6 | 251 | 11 |  | Fixed | Roof
NJSTRE1545382407 | NJSRRE1541820738 | Transition Incentive Program | Magnolia | 8049 | 14 | 11.77 | Residential | Yes | Behind the Meter | Net-metered residential rooftop and canopy |  | None | Vision Solar LLC | PSE&G | As-Built Incomplete | 2019-09-11 | 2019-09-11 | 2021-10-30 | sunpower | e20-327-e-ac | Solar Panels |  | 0.327 | 20 | 251 | 37 |  | Fixed | Roof
NJSTRE1545382407 | NJSRRE1541820738 | Transition Incentive Program | Magnolia | 8049 | 14 | 11.77 | Residential | Yes | Behind the Meter | Net-metered residential rooftop and canopy |  | None | Vision Solar LLC | PSE&G | As-Built Incomplete | 2019-09-11 | 2019-09-11 | 2021-10-30 | sunpower | e20-327-e-ac | Solar Panels |  | 0.327 | 5 | 251 | 7 |  | Fixed | Roof
NJSTRE1545382408 | NJSRRE1541814649 | Transition Incentive Program | Plainsboro Twp | 8536 | 11 | 4.35 | Residential | No | Behind the Meter | Behind the Meter |  | None | Sunrun Installation Services, Inc. | PSE&G | Eligible for TI Program | 2019-08-11 | 2019-08-23 | 2021-10-30 | SolarEdge Technologies | SE3800H-USRGM | Inverters | 3800 |  | 1 |  |  | 0.96 |  | Outdoor | Next To Meter
NJSTRE1545382408 | NJSRRE1541814649 | Transition Incentive Program | Plainsboro Twp | 8536 | 11 | 4.35 | Residential | No | Behind the Meter | Behind the Meter |  | None | Sunrun Installation Services, Inc. | PSE&G | Eligible for TI Program | 2019-08-11 | 2019-08-23 | 2021-10-30 | REC Solar | REC290TP2 BLK | Solar Panels |  | 0.29 | 11 | 202 | 18 |  | Fixed | Roof
NJSTRE1545382408 | NJSRRE1541814649 | Transition Incentive Program | Plainsboro Twp | 8536 | 11 | 4.35 | Residential | No | Behind the Meter | Behind the Meter |  | None | Sunrun Installation Services, Inc. | PSE&G | Eligible for TI Program | 2019-08-11 | 2019-08-23 | 2021-10-30 | REC Solar | REC290TP2 BLK | Solar Panels |  | 0.29 | 4 | 202 | 40 |  | Fixed | Roof
NJSTRE1545382409 | NJSRRE1541821173 | Transition Incentive Program | East Brunswick | 8816 | 11 | 8.99 | Residential | No | Behind the Meter | Behind the Meter |  | None | Sunrun Installation Services, Inc. | PSE&G | Eligible for TI Program | 2019-08-13 | 2019-08-23 | 2021-10-30 | SolarEdge Technologies | SE7600H-USRGM | Inverters | 7600 |  | 1 |  |  | 0.96 |  | Outdoor | Next To Meter
NJSTRE1545382409 | NJSRRE1541821173 | Transition Incentive Program | East Brunswick | 8816 | 11 | 8.99 | Residential | No | Behind the Meter | Behind the Meter |  | None | Sunrun Installation Services, Inc. | PSE&G | Eligible for TI Program | 2019-08-13 | 2019-08-23 | 2021-10-30 | REC Solar | REC290TP2 BLK | Solar Panels |  | 0.29 | 5 | 270 | 20 |  | Fixed | Roof
NJSTRE1545382409 | NJSRRE1541821173 | Transition Incentive Program | East Brunswick | 8816 | 11 | 8.99 | Residential | No | Behind the Meter | Behind the Meter |  | None | Sunrun Installation Services, Inc. | PSE&G | Eligible for TI Program | 2019-08-13 | 2019-08-23 | 2021-10-30 | REC Solar | REC290TP2 BLK | Solar Panels |  | 0.29 | 21 | 180 | 20 |  | Fixed | Roof
NJSTRE1545382409 | NJSRRE1541821173 | Transition Incentive Program | East Brunswick | 8816 | 11 | 8.99 | Residential | No | Behind the Meter | Behind the Meter |  | None | Sunrun Installation Services, Inc. | PSE&G | Eligible for TI Program | 2019-08-13 | 2019-08-23 | 2021-10-30 | REC Solar | REC290TP2 BLK | Solar Panels |  | 0.29 | 5 | 90 | 20 |  | Fixed | Roof
NJSTRE1545382411 | NJSRRE1541790383 | Transition Incentive Program | Franklinville | 8322 | 15 | 11.9 | Residential | Yes | Behind the Meter | Net-metered residential rooftop and canopy |  | None | Bright Planet Solar | AC Electric | Accepted | 2019-08-06 | 2019-08-08 | 2021-10-30 | LONGI | LR6-60PB-305M | Solar Panels |  | 0.305 | 13 | 127 | 15 |  | Fixed | Roof
NJSTRE1545382411 | NJSRRE1541790383 | Transition Incentive Program | Franklinville | 8322 | 15 | 11.9 | Residential | Yes | Behind the Meter | Net-metered residential rooftop and canopy |  | None | Bright Planet Solar | AC Electric | Accepted | 2019-08-06 | 2019-08-08 | 2021-10-30 | SolarEdge | SE10000H-USRGM | Inverters | 10000 |  | 1 |  |  | 0.98 |  | Outdoor | Next to Meter
NJSTRE1545382411 | NJSRRE1541790383 | Transition Incentive Program | Franklinville | 8322 | 15 | 11.9 | Residential | Yes | Behind the Meter | Net-metered residential rooftop and canopy |  | None | Bright Planet Solar | AC Electric | Accepted | 2019-08-06 | 2019-08-08 | 2021-10-30 | LONGI | LR6-60PB-305M | Solar Panels |  | 0.305 | 14 | 127 | 40 |  | Fixed | Roof
NJSTRE1545382411 | NJSRRE1541790383 | Transition Incentive Program | Franklinville | 8322 | 15 | 11.9 | Residential | Yes | Behind the Meter | Net-metered residential rooftop and canopy |  | None | Bright Planet Solar | AC Electric | Accepted | 2019-08-06 | 2019-08-08 | 2021-10-30 | LONGI | LR6-60PB-305M | Solar Panels |  | 0.305 | 12 | 127 | 40 |  | Fixed | Roof
NJSTRE1545382412 | NJSRRE1541802535 | Transition Incentive Program | Hackensack | 7601 | 7 | 61.42 | Commercial | No | Behind the Meter | Behind the Meter |  | None | Ampericon | PSE&G | Eligible for TI Program | 2019-08-07 | 2019-08-27 | 2021-10-30 | EnPhase | IQ7 | Inverters | 250 |  | 166 |  |  | 0.965 |  | Outside | Roof
NJSTRE1545382412 | NJSRRE1541802535 | Transition Incentive Program | Hackensack | 7601 | 7 | 61.42 | Commercial | No | Behind the Meter | Behind the Meter |  | None | Ampericon | PSE&G | Eligible for TI Program | 2019-08-07 | 2019-08-27 | 2021-10-30 | Silfab | sla-M-370 | Solar Panels |  | 0.37 | 83 | 15 | 10 |  | Fixed | Roof
NJSTRE1545382412 | NJSRRE1541802535 | Transition Incentive Program | Hackensack | 7601 | 7 | 61.42 | Commercial | No | Behind the Meter | Behind the Meter |  | None | Ampericon | PSE&G | Eligible for TI Program | 2019-08-07 | 2019-08-27 | 2021-10-30 | Silfab | sla-M-370 | Solar Panels |  | 0.37 | 83 | 195 | 10 |  | Fixed | Roof
NJSTRE1545382413 | NJSRRE1541726031 | Transition Incentive Program | Newark City | 7108 | 9 | 2.62 | Residential | No | Behind the Meter | Net-metered residential rooftop and canopy |  | None | SunPower Capital | PSE&G | Accepted | 2019-08-01 | 2019-08-06 | 2021-10-30 | sunpower | e20-327-e-ac | Solar Panels |  | 0.327 | 3 | 107 | 37 |  | Fixed | Roof
NJSTRE1545382413 | NJSRRE1541726031 | Transition Incentive Program | Newark City | 7108 | 9 | 2.62 | Residential | No | Behind the Meter | Net-metered residential rooftop and canopy |  | None | SunPower Capital | PSE&G | Accepted | 2019-08-01 | 2019-08-06 | 2021-10-30 | sunpower | e20-327-e-ac | Solar Panels |  | 0.327 | 5 | 197 | 37 |  | Fixed | Roof
NJSTRE1545382413 | NJSRRE1541726031 | Transition Incentive Program | Newark City | 7108 | 9 | 2.62 | Residential | No | Behind the Meter | Net-metered residential rooftop and canopy |  | None | SunPower Capital | PSE&G | Accepted | 2019-08-01 | 2019-08-06 | 2021-10-30 | sunpower | e20-327-e-ac | Inverters | 0.32 |  | 8 |  |  | 0.96 |  | Other | behind panels
NJSTRE1545382414 | NJSRRE1541851037 | Transition Incentive Program | Marmora | 8223 | 21 | 5.51 | Residential | Yes | Behind the Meter | Behind the Meter |  | None | Sunrun Installation Services, Inc. | AC Electric | Eligible for TI Program | 2019-08-16 | 2019-08-23 | 2021-10-30 | Ningbo Ginlong Technologies | Solis-1P4.6K-4G-US | Inverters | 4600 |  | 1 |  |  | 0.96 |  | Outdoor | Next To Meter
NJSTRE1545382414 | NJSRRE1541851037 | Transition Incentive Program | Marmora | 8223 | 21 | 5.51 | Residential | Yes | Behind the Meter | Behind the Meter |  | None | Sunrun Installation Services, Inc. | AC Electric | Eligible for TI Program | 2019-08-16 | 2019-08-23 | 2021-10-30 | REC Solar | REC290TP2 BLK | Solar Panels |  | 0.29 | 19 | 311 | 27 |  | Fixed | Roof
NJSTRE1545382415 | NJSRRE1541847989 | Transition Incentive Program | Plainfield City | 7060 | 10 | 11.6 | Residential | Yes | Behind the Meter | Behind the Meter |  | None | Sunrun Installation Services, Inc. | PSE&G | Eligible for TI Program | 2019-08-15 | 2019-08-23 | 2021-10-30 | Ningbo Ginlong Technologies | Solis-1P6K-4G-US | Inverters | 6000 |  | 1 |  |  | 0.96 |  | Outdoor | Next To Meter
NJSTRE1545382415 | NJSRRE1541847989 | Transition Incentive Program | Plainfield City | 7060 | 10 | 11.6 | Residential | Yes | Behind the Meter | Behind the Meter |  | None | Sunrun Installation Services, Inc. | PSE&G | Eligible for TI Program | 2019-08-15 | 2019-08-23 | 2021-10-30 | Ningbo Ginlong Technologies | Solis-1P3K-4G-US | Inverters | 3000 |  | 1 |  |  | 0.96 |  | Outdoor | Next To Meter
NJSTRE1545382415 | NJSRRE1541847989 | Transition Incentive Program | Plainfield City | 7060 | 10 | 11.6 | Residential | Yes | Behind the Meter | Behind the Meter |  | None | Sunrun Installation Services, Inc. | PSE&G | Eligible for TI Program | 2019-08-15 | 2019-08-23 | 2021-10-30 | REC Solar | REC290TP2 BLK | Solar Panels |  | 0.29 | 16 | 222 | 45 |  | Fixed | Roof
NJSTRE1545382415 | NJSRRE1541847989 | Transition Incentive Program | Plainfield City | 7060 | 10 | 11.6 | Residential | Yes | Behind the Meter | Behind the Meter |  | None | Sunrun Installation Services, Inc. | PSE&G | Eligible for TI Program | 2019-08-15 | 2019-08-23 | 2021-10-30 | REC Solar | REC290TP2 BLK | Solar Panels |  | 0.29 | 15 | 42 | 45 |  | Fixed | Roof
NJSTRE1545382415 | NJSRRE1541847989 | Transition Incentive Program | Plainfield City | 7060 | 10 | 11.6 | Residential | Yes | Behind the Meter | Behind the Meter |  | None | Sunrun Installation Services, Inc. | PSE&G | Eligible for TI Program | 2019-08-15 | 2019-08-23 | 2021-10-30 | REC Solar | REC290TP2 BLK | Solar Panels |  | 0.29 | 9 | 42 | 9 |  | Fixed | Roof
NJSTRE1545382417 | NJSRRE1541835498 | Transition Incentive Program | Long Branch | 7740 | 17 | 6.41 | Residential | Yes | Behind the Meter | Net-metered residential rooftop and canopy |  | None | Solar Energy World | JCP&L | Accepted | 2019-08-14 | 2019-08-23 | 2021-10-30 | Solar Edge | SE6000H-USRGM | Inverters | 6000 |  | 1 |  |  | 0.983 |  | Outside | near meter
NJSTRE1545382417 | NJSRRE1541835498 | Transition Incentive Program | Long Branch | 7740 | 17 | 6.41 | Residential | Yes | Behind the Meter | Net-metered residential rooftop and canopy |  | None | Solar Energy World | JCP&L | Accepted | 2019-08-14 | 2019-08-23 | 2021-10-30 | LONGi Green Energy Technology | LR6-60PB-305M | Solar Panels |  | 0.305 | 21 | 169 | 26 |  | Fixed | Roof
NJSTRE1545382418 | NJSRRE1541804794 | Transition Incentive Program | Paterson | 7502 | 6 | 8.83 | Residential | Yes | Behind the Meter | Net-metered residential rooftop and canopy |  | None | Vision Solar LLC | PSE&G | Accepted | 2019-08-08 | 2019-08-23 | 2021-10-30 | Sunpower | e20-327-e-ac | Inverters | 0.32 |  | 27 |  |  | 0.96 |  | Other | behind panels
NJSTRE1545382418 | NJSRRE1541804794 | Transition Incentive Program | Paterson | 7502 | 6 | 8.83 | Residential | Yes | Behind the Meter | Net-metered residential rooftop and canopy |  | None | Vision Solar LLC | PSE&G | Accepted | 2019-08-08 | 2019-08-23 | 2021-10-30 | sunpower | e20-327-e-ac | Solar Panels |  | 0.327 | 11 | 230 | 30 |  | Fixed | Roof
NJSTRE1545382418 | NJSRRE1541804794 | Transition Incentive Program | Paterson | 7502 | 6 | 8.83 | Residential | Yes | Behind the Meter | Net-metered residential rooftop and canopy |  | None | Vision Solar LLC | PSE&G | Accepted | 2019-08-08 | 2019-08-23 | 2021-10-30 | sunpower | e20-327-e-ac | Solar Panels |  | 0.327 | 3 | 230 | 43 |  | Fixed | Roof
NJSTRE1545382418 | NJSRRE1541804794 | Transition Incentive Program | Paterson | 7502 | 6 | 8.83 | Residential | Yes | Behind the Meter | Net-metered residential rooftop and canopy |  | None | Vision Solar LLC | PSE&G | Accepted | 2019-08-08 | 2019-08-23 | 2021-10-30 | sunpower | e20-327-e-ac | Solar Panels |  | 0.327 | 5 | 230 | 25 |  | Fixed | Roof
NJSTRE1545382418 | NJSRRE1541804794 | Transition Incentive Program | Paterson | 7502 | 6 | 8.83 | Residential | Yes | Behind the Meter | Net-metered residential rooftop and canopy |  | None | Vision Solar LLC | PSE&G | Accepted | 2019-08-08 | 2019-08-23 | 2021-10-30 | sunpower | e20-327-e-ac | Solar Panels |  | 0.327 | 8 | 50 | 18 |  | Fixed | Roof
NJSTRE1545382419 | NJSRRE1541841229 | Transition Incentive Program | Belle Mead | 8502 | 5 | 9.75 | Residential | No | Behind the Meter | Behind the Meter |  | PSEG | Maier Solar Engineering dba Solar Me | PSE&G | Eligible for TI Program | 2019-08-15 | 2019-08-23 | 2021-10-30 | Solar Edge | SE10000H-US | Inverters | 10000 |  | 1 |  |  | 0.97 |  | Outdoor | Next to meter
NJSTRE1545382419 | NJSRRE1541841229 | Transition Incentive Program | Belle Mead | 8502 | 5 | 9.75 | Residential | No | Behind the Meter | Behind the Meter |  | PSEG | Maier Solar Engineering dba Solar Me | PSE&G | Eligible for TI Program | 2019-08-15 | 2019-08-23 | 2021-10-30 | Panasonic | VBHN325KA | Solar Panels |  | 0.325 | 23 | 275 | 33 |  | Fixed | Roof
NJSTRE1545382419 | NJSRRE1541841229 | Transition Incentive Program | Belle Mead | 8502 | 5 | 9.75 | Residential | No | Behind the Meter | Behind the Meter |  | PSEG | Maier Solar Engineering dba Solar Me | PSE&G | Eligible for TI Program | 2019-08-15 | 2019-08-23 | 2021-10-30 | Panasonic | VBHN325KA03 | Solar Panels |  | 0.325 | 7 | 185 | 33 |  | Fixed | Roof
NJSTRE1545382420 | NJSRRE1541850991 | Transition Incentive Program | Sewell | 8080 | 15 | 74.52 | Commercial | No | Behind the Meter | Net-metered non-residential rooftop and canopy |  | None | Renewable Energy Alliance | AC Electric | Accepted | 2019-08-16 | 2019-08-23 | 2021-10-30 | Elkor | WattsOn | Meters |  |  | 1 |  |  |  |  | Outdoor
NJSTRE1545382420 | NJSRRE1541850991 | Transition Incentive Program | Sewell | 8080 | 15 | 74.52 | Commercial | No | Behind the Meter | Net-metered non-residential rooftop and canopy |  | None | Renewable Energy Alliance | AC Electric | Accepted | 2019-08-16 | 2019-08-23 | 2021-10-30 | SMA | Core1-62.5 | Inverters | 62500 |  | 1 |  |  | 0.98 |  | Outdoor | Roof
NJSTRE1545382420 | NJSRRE1541850991 | Transition Incentive Program | Sewell | 8080 | 15 | 74.52 | Commercial | No | Behind the Meter | Net-metered non-residential rooftop and canopy |  | None | Renewable Energy Alliance | AC Electric | Accepted | 2019-08-16 | 2019-08-23 | 2021-10-30 | Hanwha | Q.Plus L-G4.2 | Solar Panels |  | 0.345 | 216 | 199 | 10 |  | Fixed | Roof
NJSTRE1545382422 | NJSRRE1541820504 | Transition Incentive Program | Mahwah | 7430 | 7 | 8.41 | Residential | Yes | Behind the Meter | Behind the Meter |  | None | Sunrun Installation Services, Inc. | Orange Rockland Electric | Eligible for TI Program | 2019-08-13 | 2019-08-23 | 2021-10-30 | REC Solar | REC290TP2 BLK | Solar Panels |  | 0.29 | 13 | 200 | 30 |  | Fixed | Roof
NJSTRE1545382422 | NJSRRE1541820504 | Transition Incentive Program | Mahwah | 7430 | 7 | 8.41 | Residential | Yes | Behind the Meter | Behind the Meter |  | None | Sunrun Installation Services, Inc. | Orange Rockland Electric | Eligible for TI Program | 2019-08-13 | 2019-08-23 | 2021-10-30 | REC Solar | REC290TP2 BLK | Solar Panels |  | 0.29 | 16 | 110 | 30 |  | Fixed | Roof
NJSTRE1545382422 | NJSRRE1541820504 | Transition Incentive Program | Mahwah | 7430 | 7 | 8.41 | Residential | Yes | Behind the Meter | Behind the Meter |  | None | Sunrun Installation Services, Inc. | Orange Rockland Electric | Eligible for TI Program | 2019-08-13 | 2019-08-23 | 2021-10-30 | Ningbo Ginlong Technologies | Solis-1P7.6K-4G-US | Inverters | 7600 |  | 1 |  |  | 0.96 |  | Outdoor | Next To Meter
NJSTRE1545382423 | NJSRRE1541731613 | Transition Incentive Program | Millville | 8332 | 20 | 10.54 | Residential | Yes | Behind the Meter | Net-metered residential rooftop and canopy |  | None | Solar Energy World | AC Electric | Accepted | 2019-08-02 | 2019-08-06 | 2021-10-30 | Solar Edge | SE5000H-USRGM | Inverters | 5000 |  | 1 |  |  | 0.983 |  | Outside | near meter
NJSTRE1545382423 | NJSRRE1541731613 | Transition Incentive Program | Millville | 8332 | 20 | 10.54 | Residential | Yes | Behind the Meter | Net-metered residential rooftop and canopy |  | None | Solar Energy World | AC Electric | Accepted | 2019-08-02 | 2019-08-06 | 2021-10-30 | Solar Edge | SE3800H-USRGM | Inverters | 3800 |  | 1 |  |  | 0.982 |  | Outside | near meter
NJSTRE1545382423 | NJSRRE1541731613 | Transition Incentive Program | Millville | 8332 | 20 | 10.54 | Residential | Yes | Behind the Meter | Net-metered residential rooftop and canopy |  | None | Solar Energy World | AC Electric | Accepted | 2019-08-02 | 2019-08-06 | 2021-10-30 | LONGi Green Energy Technology | LR6-60PE-310M | Solar Panels |  | 0.31 | 34 | 221 | 29 |  | Fixed | Roof
NJSTRE1545382424 | NJSRRE1541835682 | Transition Incentive Program | Hackettstown | 7840 | 2 | 6.09 | Residential | Yes | Behind the Meter | Behind the Meter |  | None | Sunrun Installation Services, Inc. | JCP&L | Eligible for TI Program | 2019-08-14 | 2019-08-23 | 2021-10-30 | Ningbo Ginlong Technologies | Solis-1P6K-4G-US | Inverters | 6000 |  | 1 |  |  | 0.96 |  | Outdoor | Next To Meter
NJSTRE1545382424 | NJSRRE1541835682 | Transition Incentive Program | Hackettstown | 7840 | 2 | 6.09 | Residential | Yes | Behind the Meter | Behind the Meter |  | None | Sunrun Installation Services, Inc. | JCP&L | Eligible for TI Program | 2019-08-14 | 2019-08-23 | 2021-10-30 | REC Solar | REC290TP2 BLK | Solar Panels |  | 0.29 | 5 | 127 | 30 |  | Fixed | Roof
NJSTRE1545382424 | NJSRRE1541835682 | Transition Incentive Program | Hackettstown | 7840 | 2 | 6.09 | Residential | Yes | Behind the Meter | Behind the Meter |  | None | Sunrun Installation Services, Inc. | JCP&L | Eligible for TI Program | 2019-08-14 | 2019-08-23 | 2021-10-30 | REC Solar | REC290TP2 BLK | Solar Panels |  | 0.29 | 10 | 215 | 19 |  | Fixed | Roof
NJSTRE1545382424 | NJSRRE1541835682 | Transition Incentive Program | Hackettstown | 7840 | 2 | 6.09 | Residential | Yes | Behind the Meter | Behind the Meter |  | None | Sunrun Installation Services, Inc. | JCP&L | Eligible for TI Program | 2019-08-14 | 2019-08-23 | 2021-10-30 | REC Solar | REC290TP2 BLK | Solar Panels |  | 0.29 | 6 | 126 | 18 |  | Fixed | Roof
NJSTRE1545382425 | NJSRRE1541835287 | Transition Incentive Program | paterson | 7522 | 6 | 12.43 | Residential | Yes | Behind the Meter | Net-metered residential rooftop and canopy |  | None | Vision Solar LLC | PSE&G | Accepted | 2019-08-14 | 2019-08-23 | 2021-10-30 | sunpower | e20-327-e-ac | Inverters | 0.32 |  | 28 |  |  | 0.96 |  | Other | behind panels
NJSTRE1545382425 | NJSRRE1541835287 | Transition Incentive Program | paterson | 7522 | 6 | 12.43 | Residential | Yes | Behind the Meter | Net-metered residential rooftop and canopy |  | None | Vision Solar LLC | PSE&G | Accepted | 2019-08-14 | 2019-08-23 | 2021-10-30 | sunpower | e20-327-e-ac | Solar Panels |  | 0.327 | 4 | 228 | 23 |  | Fixed | Roof
NJSTRE1545382425 | NJSRRE1541835287 | Transition Incentive Program | paterson | 7522 | 6 | 12.43 | Residential | Yes | Behind the Meter | Net-metered residential rooftop and canopy |  | None | Vision Solar LLC | PSE&G | Accepted | 2019-08-14 | 2019-08-23 | 2021-10-30 | sunpower | e20-327-e-ac | Solar Panels |  | 0.327 | 16 | 48 | 38 |  | Fixed | Roof
NJSTRE1545382425 | NJSRRE1541835287 | Transition Incentive Program | paterson | 7522 | 6 | 12.43 | Residential | Yes | Behind the Meter | Net-metered residential rooftop and canopy |  | None | Vision Solar LLC | PSE&G | Accepted | 2019-08-14 | 2019-08-23 | 2021-10-30 | SUNPOWER | E20-327-E-AC | Solar Panels |  | 0.327 | 4 | 48 | 23 |  | Fixed | Roof
NJSTRE1545382425 | NJSRRE1541835287 | Transition Incentive Program | paterson | 7522 | 6 | 12.43 | Residential | Yes | Behind the Meter | Net-metered residential rooftop and canopy |  | None | Vision Solar LLC | PSE&G | Accepted | 2019-08-14 | 2019-08-23 | 2021-10-30 | sunpower | e20-327-e-ac | Solar Panels |  | 0.327 | 14 | 228 | 3 |  | Fixed | Roof
NJSTRE1545382426 | NJSRRE1541788286 | Transition Incentive Program | Mansfield | 8022 | 13 | 7.54 | Residential | Yes | Behind the Meter | Behind the Meter |  | None | Sunrun Installation Services, Inc. | PSE&G | Eligible for TI Program | 2019-08-05 | 2019-08-08 | 2021-10-30 | Ningbo Ginlong Technologies | Solis-1P6K-4G-US | Inverters | 6000 |  | 1 |  |  | 0.96 |  | Outdoor | Next To Meter
NJSTRE1545382426 | NJSRRE1541788286 | Transition Incentive Program | Mansfield | 8022 | 13 | 7.54 | Residential | Yes | Behind the Meter | Behind the Meter |  | None | Sunrun Installation Services, Inc. | PSE&G | Eligible for TI Program | 2019-08-05 | 2019-08-08 | 2021-10-30 | REC Solar | REC290TP2 BLK | Solar Panels |  | 0.29 | 8 | 136 | 23 |  | Fixed | Roof
NJSTRE1545382426 | NJSRRE1541788286 | Transition Incentive Program | Mansfield | 8022 | 13 | 7.54 | Residential | Yes | Behind the Meter | Behind the Meter |  | None | Sunrun Installation Services, Inc. | PSE&G | Eligible for TI Program | 2019-08-05 | 2019-08-08 | 2021-10-30 | REC Solar | REC290TP2 BLK | Solar Panels |  | 0.29 | 18 | 228 | 23 |  | Fixed | Roof
NJSTRE1545382427 | NJSRRE1541727657 | Transition Incentive Program | Hopatcong | 7843 | 1 | 4.35 | Residential | Yes | Behind the Meter | Behind the Meter |  | None | Sunrun Installation Services, Inc. | JCP&L | Eligible for TI Program | 2019-08-01 | 2019-08-06 | 2021-10-30 | Ningbo Ginlong Technologies | Solis-1P3.6K-4G-US | Inverters | 3600 |  | 1 |  |  | 0.96 |  | Outdoor | Next To Meter
NJSTRE1545382427 | NJSRRE1541727657 | Transition Incentive Program | Hopatcong | 7843 | 1 | 4.35 | Residential | Yes | Behind the Meter | Behind the Meter |  | None | Sunrun Installation Services, Inc. | JCP&L | Eligible for TI Program | 2019-08-01 | 2019-08-06 | 2021-10-30 | REC Solar | REC290TP2 BLK | Solar Panels |  | 0.29 | 15 | 216 | 23 |  | Fixed | Roof
NJSTRE1545382429 | NJSRRE1541788548 | Transition Incentive Program | West Windsor | 8550 | 12 | 6.6 | Residential | No | Behind the Meter | Net-metered residential rooftop and canopy | NA | None | Bahamian Solar Management Group LLC. | PSE&G | Accepted | 2019-08-05 | 2019-08-08 | 2021-10-30 | Hialeah Meter | CL200 | Meters |  |  | 1 |  |  |  |  | Outdoor
NJSTRE1545382429 | NJSRRE1541788548 | Transition Incentive Program | West Windsor | 8550 | 12 | 6.6 | Residential | No | Behind the Meter | Net-metered residential rooftop and canopy | NA | None | Bahamian Solar Management Group LLC. | PSE&G | Accepted | 2019-08-05 | 2019-08-08 | 2021-10-30 | Fronius | Primo 7.6-1 | Inverters | 7600 |  | 1 |  |  | 0.969 |  | Outside | Next to meter and disconnect
NJSTRE1545382429 | NJSRRE1541788548 | Transition Incentive Program | West Windsor | 8550 | 12 | 6.6 | Residential | No | Behind the Meter | Net-metered residential rooftop and canopy | NA | None | Bahamian Solar Management Group LLC. | PSE&G | Accepted | 2019-08-05 | 2019-08-08 | 2021-10-30 | Panasonic | HIT VBHN330SA17 | Solar Panels |  | 0.33 | 20 | 124 | 30 |  | Fixed | Roof
NJSTRE1545382430 | NJSRRE1541809455 | Transition Incentive Program | North Bergen | 7047 | 8 | 11.06 | Residential | No | Behind the Meter | Behind the Meter |  | None | Maier Solar Engineering dba Solar Me | PSE&G | Eligible for TI Program | 2019-08-09 | 2019-08-23 | 2021-10-30 | Enphase | IQ7+ | Inverters | 290 |  | 20 |  |  | 0.96 |  | Other | Next to meter
NJSTRE1545382430 | NJSRRE1541809455 | Transition Incentive Program | North Bergen | 7047 | 8 | 11.06 | Residential | No | Behind the Meter | Behind the Meter |  | None | Maier Solar Engineering dba Solar Me | PSE&G | Eligible for TI Program | 2019-08-09 | 2019-08-23 | 2021-10-30 | LG | LG335N1C-A5 | Solar Panels |  | 0.335 | 33 | 212 | 5 |  | Fixed | Roof
NJSTRE1545382433 | NJSRRE1541722850 | Transition Incentive Program | Piscataway | 8854 | 11 | 13.05 | Residential | Yes | Behind the Meter | Behind the Meter |  | None | Sunrun Installation Services, Inc. | PSE&G | Eligible for TI Program | 2019-07-31 | 2019-08-05 | 2021-10-30 | Ningbo Ginlong Technologies | Solis-1P10K-4G-US | Inverters | 10000 |  | 1 |  |  | 0.96 |  | Outdoor | Next To Meter
NJSTRE1545382433 | NJSRRE1541722850 | Transition Incentive Program | Piscataway | 8854 | 11 | 13.05 | Residential | Yes | Behind the Meter | Behind the Meter |  | None | Sunrun Installation Services, Inc. | PSE&G | Eligible for TI Program | 2019-07-31 | 2019-08-05 | 2021-10-30 | REC Solar | REC290TP2 BLK | Solar Panels |  | 0.29 | 13 | 81 | 9 |  | Fixed | Roof
NJSTRE1545382433 | NJSRRE1541722850 | Transition Incentive Program | Piscataway | 8854 | 11 | 13.05 | Residential | Yes | Behind the Meter | Behind the Meter |  | None | Sunrun Installation Services, Inc. | PSE&G | Eligible for TI Program | 2019-07-31 | 2019-08-05 | 2021-10-30 | REC Solar | REC290TP2 BLK | Solar Panels |  | 0.29 | 13 | 260 | 10 |  | Fixed | Roof
NJSTRE1545382433 | NJSRRE1541722850 | Transition Incentive Program | Piscataway | 8854 | 11 | 13.05 | Residential | Yes | Behind the Meter | Behind the Meter |  | None | Sunrun Installation Services, Inc. | PSE&G | Eligible for TI Program | 2019-07-31 | 2019-08-05 | 2021-10-30 | REC Solar | REC290TP2 BLK | Solar Panels |  | 0.29 | 19 | 261 | 27 |  | Fixed | Roof
NJSTRE1545382434 | NJSRRE1541851314 | Transition Incentive Program | Princeton | 8540 | 12 | 6.93 | Residential | No | Behind the Meter | Net-metered residential rooftop and canopy |  | None | Exact Solar | PSE&G | Accepted | 2019-08-16 | 2019-08-23 | 2021-10-30 | Jinko | JKM315M-60HBL | Solar Panels |  | 0.315 | 7 | 203 | 22 |  | Fixed | Roof
NJSTRE1545382434 | NJSRRE1541851314 | Transition Incentive Program | Princeton | 8540 | 12 | 6.93 | Residential | No | Behind the Meter | Net-metered residential rooftop and canopy |  | None | Exact Solar | PSE&G | Accepted | 2019-08-16 | 2019-08-23 | 2021-10-30 | Jinko | JKM315M-60HBL | Solar Panels |  | 0.315 | 5 | 113 | 22 |  | Fixed | Roof
NJSTRE1545382434 | NJSRRE1541851314 | Transition Incentive Program | Princeton | 8540 | 12 | 6.93 | Residential | No | Behind the Meter | Net-metered residential rooftop and canopy |  | None | Exact Solar | PSE&G | Accepted | 2019-08-16 | 2019-08-23 | 2021-10-30 | Jinko | JKM315M-60HBL | Solar Panels |  | 0.315 | 10 | 293 | 22 |  | Fixed | Roof
NJSTRE1545382434 | NJSRRE1541851314 | Transition Incentive Program | Princeton | 8540 | 12 | 6.93 | Residential | No | Behind the Meter | Net-metered residential rooftop and canopy |  | None | Exact Solar | PSE&G | Accepted | 2019-08-16 | 2019-08-23 | 2021-10-30 | Enphase | IQ7+ | Inverters | 295 |  | 22 |  |  | 0.97 |  | Outdoor | under panels
NJSTRE1545382435 | NJSRRE1541790615 | Transition Incentive Program | East Orange | 7018 | 9 | 7.19 | Residential | Yes | Behind the Meter | Behind the Meter |  | None | Fusion Solar Energy LLC | PSE&G | Eligible for TI Program | 2019-08-16 | 2019-08-23 |  | SunPower | SunPower 327 BLK D AC | Solar Panels |  | 0.327 | 5 | 118 | 49 |  | Fixed | Roof
NJSTRE1545382435 | NJSRRE1541790615 | Transition Incentive Program | East Orange | 7018 | 9 | 7.19 | Residential | Yes | Behind the Meter | Behind the Meter |  | None | Fusion Solar Energy LLC | PSE&G | Eligible for TI Program | 2019-08-16 | 2019-08-23 |  | SUNPOWER | 327W-BLK-D-AC | Solar Panels |  | 0.327 | 5 | 298 | 49 |  | Fixed | Roof
NJSTRE1545382435 | NJSRRE1541790615 | Transition Incentive Program | East Orange | 7018 | 9 | 7.19 | Residential | Yes | Behind the Meter | Behind the Meter |  | None | Fusion Solar Energy LLC | PSE&G | Eligible for TI Program | 2019-08-16 | 2019-08-23 |  | SUNPOWER | 327W-BLK-D-AC | Solar Panels |  | 0.327 | 12 | 208 | 43 |  | Fixed | Roof
NJSTRE1545382435 | NJSRRE1541790615 | Transition Incentive Program | East Orange | 7018 | 9 | 7.19 | Residential | Yes | Behind the Meter | Behind the Meter |  | None | Fusion Solar Energy LLC | PSE&G | Eligible for TI Program | 2019-08-16 | 2019-08-23 |  | SunPower | SunPower 327W (Model SPR-E20-327-E-AC) | Inverters | 320 |  | 22 |  |  | 0.92 |  | Outdoor | ROOF
NJSTRE1545382436 | NJSRRE1541809880 | Transition Incentive Program | PENNSAUKEN | 8109 | 14 | 3.47 | Residential | Yes | Behind the Meter | Net-metered residential rooftop and canopy |  | None | Vivint Solar Developer, LLC | PSE&G | Accepted | 2019-08-13 | 2019-08-23 | 2021-10-30 | SolarEdge | SE3800H-US | Inverters | 3800 |  | 1 |  |  | 0.992 |  | Outdoor | Near The Utility Meter
NJSTRE1545382436 | NJSRRE1541809880 | Transition Incentive Program | PENNSAUKEN | 8109 | 14 | 3.47 | Residential | Yes | Behind the Meter | Net-metered residential rooftop and canopy |  | None | Vivint Solar Developer, LLC | PSE&G | Accepted | 2019-08-13 | 2019-08-23 | 2021-10-30 | HAnwha Solar | JKM315M-60HBL | Solar Panels |  | 0.315 | 4 | 142 | 22 |  | Fixed | Roof
NJSTRE1545382436 | NJSRRE1541809880 | Transition Incentive Program | PENNSAUKEN | 8109 | 14 | 3.47 | Residential | Yes | Behind the Meter | Net-metered residential rooftop and canopy |  | None | Vivint Solar Developer, LLC | PSE&G | Accepted | 2019-08-13 | 2019-08-23 | 2021-10-30 | Hanwha Solar | JKM315M-60HBL | Solar Panels |  | 0.315 | 7 | 324 | 22 |  | Fixed | Roof
NJSTRE1545382437 | NJSRRE1541858094 | Transition Incentive Program | Sicklerville | 8081 | 14 | 14.21 | Residential | Yes | Behind the Meter | Behind the Meter |  | None | Sunrun Installation Services, Inc. | AC Electric | Eligible for TI Program | 2019-08-18 | 2019-08-23 | 2021-10-30 | SolarEdge Technologies | SE11400H-USRGM | Inverters | 11400 |  | 1 |  |  | 0.96 |  | Outdoor | Next To Meter
NJSTRE1545382437 | NJSRRE1541858094 | Transition Incentive Program | Sicklerville | 8081 | 14 | 14.21 | Residential | Yes | Behind the Meter | Behind the Meter |  | None | Sunrun Installation Services, Inc. | AC Electric | Eligible for TI Program | 2019-08-18 | 2019-08-23 | 2021-10-30 | REC290TP2 BLK | REC Solar | Solar Panels |  | 0.29 | 4 | 82 | 43 |  | Fixed | Roof
NJSTRE1545382437 | NJSRRE1541858094 | Transition Incentive Program | Sicklerville | 8081 | 14 | 14.21 | Residential | Yes | Behind the Meter | Behind the Meter |  | None | Sunrun Installation Services, Inc. | AC Electric | Eligible for TI Program | 2019-08-18 | 2019-08-23 | 2021-10-30 | REC290TP2 BLK | REC Solar | Solar Panels |  | 0.29 | 10 | 82 | 23 |  | Fixed | Roof
NJSTRE1545382437 | NJSRRE1541858094 | Transition Incentive Program | Sicklerville | 8081 | 14 | 14.21 | Residential | Yes | Behind the Meter | Behind the Meter |  | None | Sunrun Installation Services, Inc. | AC Electric | Eligible for TI Program | 2019-08-18 | 2019-08-23 | 2021-10-30 | REC290TP2 BLK | REC Solar | Solar Panels |  | 0.29 | 35 | 262 | 43 |  | Fixed | Roof
NJSTRE1545382438 | NJSRRE1541732085 | Transition Incentive Program | Franklin | 7416 | 1 | 7.04 | Residential | Yes | Behind the Meter | Behind the Meter |  | None | Skyline Solar, LLC | JCP&L | Eligible for TI Program | 2019-08-02 | 2019-08-07 | 2021-10-30 | SolarEdge | SE5000H-US | Inverters | 5000 |  | 1 |  |  | 0.99 |  | Outside | within ten feet of meter
NJSTRE1545382438 | NJSRRE1541732085 | Transition Incentive Program | Franklin | 7416 | 1 | 7.04 | Residential | Yes | Behind the Meter | Behind the Meter |  | None | Skyline Solar, LLC | JCP&L | Eligible for TI Program | 2019-08-02 | 2019-08-07 | 2021-10-30 | Hanwha Q-Cells | Q.PEAK DUO-G5 320 | Solar Panels |  | 0.32 | 22 | 116 | 20 |  | Fixed | Roof
NJSTRE1545382439 | NJSRRE1541731798 | Transition Incentive Program | Lawnside | 8045 | 14 | 14.57 | Residential | No | Behind the Meter | Net-metered residential rooftop and canopy |  | None | Solar Energy World | PSE&G | Accepted | 2019-08-02 | 2019-08-07 | 2021-10-30 | Solar Edge | SE11400H-USRGM | Inverters | 11400 |  | 1 |  |  | 0.98 |  | Outside | near meter
NJSTRE1545382439 | NJSRRE1541731798 | Transition Incentive Program | Lawnside | 8045 | 14 | 14.57 | Residential | No | Behind the Meter | Net-metered residential rooftop and canopy |  | None | Solar Energy World | PSE&G | Accepted | 2019-08-02 | 2019-08-07 | 2021-10-30 | LONGi Green Energy Technology | LR6-60PE-310M | Solar Panels |  | 0.31 | 47 | 322 | 18 |  | Fixed | Roof
NJSTRE1545382440 | NJSRRE1541804228 | Transition Incentive Program | millville | 8332 | 20 | 9.48 | Residential | No | Behind the Meter | Net-metered residential ground mount |  | None | SunPower Capital LLC | AC Electric | Accepted | 2019-08-08 | 2019-08-23 |  | sunpower | e20-327-e-ac | Solar Panels |  | 0.327 | 29 | 180 | 30 |  | Fixed | Ground
NJSTRE1545382440 | NJSRRE1541804228 | Transition Incentive Program | millville | 8332 | 20 | 9.48 | Residential | No | Behind the Meter | Net-metered residential ground mount |  | None | SunPower Capital LLC | AC Electric | Accepted | 2019-08-08 | 2019-08-23 |  | sunpower | e20-327-e-ac | Inverters | 0.32 |  | 29 |  |  | 0.96 |  | Other | behind panels
NJSTRE1545382442 | NJSRRE1541835356 | Transition Incentive Program | FAIVIEW | 7022 | 7 | 4.58 | Residential | No | Behind the Meter | Net-metered residential rooftop and canopy |  | None | SunPower Capital LLC | PSE&G | Accepted | 2019-08-15 | 2019-08-23 | 2021-10-30 | SUNPOWER | E20-327-E-AC | Inverters | 0.32 |  | 14 |  |  | 0.96 |  | Other | BEHIND PANELS
NJSTRE1545382442 | NJSRRE1541835356 | Transition Incentive Program | FAIVIEW | 7022 | 7 | 4.58 | Residential | No | Behind the Meter | Net-metered residential rooftop and canopy |  | None | SunPower Capital LLC | PSE&G | Accepted | 2019-08-15 | 2019-08-23 | 2021-10-30 | SUNPOWER | E20-327-E-AC | Solar Panels |  | 0.327 | 14 | 193 | 30 |  | Fixed | Roof
NJSTRE1545382443 | NJSRRE1541841374 | Transition Incentive Program | Monroe Township | 8831 | 11 | 10.4 | Residential | Yes | Behind the Meter | Net-metered residential rooftop and canopy |  | None | Vivint Solar Developer, LLC | JCP&L | Accepted | 2019-08-19 | 2019-08-23 | 2021-10-30 | SOLAREDGE | SE7600H-US | Inverters | 7600 |  | 1 |  |  | 0.992 |  | Outdoor | Near the Utility Meter
NJSTRE1545382443 | NJSRRE1541841374 | Transition Incentive Program | Monroe Township | 8831 | 11 | 10.4 | Residential | Yes | Behind the Meter | Net-metered residential rooftop and canopy |  | None | Vivint Solar Developer, LLC | JCP&L | Accepted | 2019-08-19 | 2019-08-23 | 2021-10-30 | HANWHA SOLAR | Q.PEAK BLK-G5 315 | Solar Panels |  | 0.315 | 33 | 111 | 19 |  | Fixed | Roof
NJSTRE1545382444 | NJSRRE1541835556 | Transition Incentive Program | Paterson City | 7514 | 6 | 7.54 | Residential | Yes | Behind the Meter | Behind the Meter |  | None | Sunrun Installation Services, Inc. | PSE&G | Eligible for TI Program | 2019-08-14 | 2019-08-23 | 2021-10-30 | Ningbo Ginlong Technologies | Solis-1P6K-4G-US | Inverters | 6000 |  | 1 |  |  | 0.96 |  | Outdoor | Next To Meter
NJSTRE1545382444 | NJSRRE1541835556 | Transition Incentive Program | Paterson City | 7514 | 6 | 7.54 | Residential | Yes | Behind the Meter | Behind the Meter |  | None | Sunrun Installation Services, Inc. | PSE&G | Eligible for TI Program | 2019-08-14 | 2019-08-23 | 2021-10-30 | REC Solar | REC290TP2 BLK | Solar Panels |  | 0.29 | 9 | 193 | 18 |  | Fixed | Roof
NJSTRE1545382444 | NJSRRE1541835556 | Transition Incentive Program | Paterson City | 7514 | 6 | 7.54 | Residential | Yes | Behind the Meter | Behind the Meter |  | None | Sunrun Installation Services, Inc. | PSE&G | Eligible for TI Program | 2019-08-14 | 2019-08-23 | 2021-10-30 | REC Solar | REC290TP2 BLK | Solar Panels |  | 0.29 | 17 | 193 | 45 |  | Fixed | Roof
NJSTRE1545382445 | NJSRRE1541730102 | Transition Incentive Program | Milford | 8848 | 4 | 13.05 | Residential | No | Behind the Meter | Behind the Meter |  | None | Sunrun Installation Services, Inc. | JCP&L | Eligible for TI Program | 2019-08-01 | 2019-08-06 | 2021-10-30 | Ningbo Ginlong Technologies | Solis-1P10K-4G-US | Inverters | 10000 |  | 1 |  |  | 0.96 |  | Outdoor | Next To Meter
NJSTRE1545382445 | NJSRRE1541730102 | Transition Incentive Program | Milford | 8848 | 4 | 13.05 | Residential | No | Behind the Meter | Behind the Meter |  | None | Sunrun Installation Services, Inc. | JCP&L | Eligible for TI Program | 2019-08-01 | 2019-08-06 | 2021-10-30 | REC Solar | REC290TP2 BLK | Solar Panels |  | 0.29 | 20 | 304 | 23 |  | Fixed | Roof
NJSTRE1545382445 | NJSRRE1541730102 | Transition Incentive Program | Milford | 8848 | 4 | 13.05 | Residential | No | Behind the Meter | Behind the Meter |  | None | Sunrun Installation Services, Inc. | JCP&L | Eligible for TI Program | 2019-08-01 | 2019-08-06 | 2021-10-30 | REC Solar | REC290TP2 BLK | Solar Panels |  | 0.29 | 25 | 124 | 23 |  | Fixed | Roof
NJSTRE1545382446 | NJSRRE1541857627 | Transition Incentive Program | Morristown | 7960 | 3 | 2.61 | Residential | Yes | Behind the Meter | Behind the Meter |  | None | Sunrun Installation Services, Inc. | JCP&L | Eligible for TI Program | 2019-08-17 | 2019-09-09 | 2021-10-30 | SolarEdge Technologies | SE3000H-USRGM | Inverters | 3000 |  | 1 |  |  | 0.96 |  | Outdoor | Next To Meter
NJSTRE1545382446 | NJSRRE1541857627 | Transition Incentive Program | Morristown | 7960 | 3 | 2.61 | Residential | Yes | Behind the Meter | Behind the Meter |  | None | Sunrun Installation Services, Inc. | JCP&L | Eligible for TI Program | 2019-08-17 | 2019-09-09 | 2021-10-30 | REC Solar | REC290TP2 BLK | Solar Panels |  | 0.29 | 3 | 293 | 43 |  | Fixed | Roof
NJSTRE1545382446 | NJSRRE1541857627 | Transition Incentive Program | Morristown | 7960 | 3 | 2.61 | Residential | Yes | Behind the Meter | Behind the Meter |  | None | Sunrun Installation Services, Inc. | JCP&L | Eligible for TI Program | 2019-08-17 | 2019-09-09 | 2021-10-30 | REC Solar | REC290TP2 BLK | Solar Panels |  | 0.29 | 3 | 202 | 40 |  | Fixed | Roof
NJSTRE1545382446 | NJSRRE1541857627 | Transition Incentive Program | Morristown | 7960 | 3 | 2.61 | Residential | Yes | Behind the Meter | Behind the Meter |  | None | Sunrun Installation Services, Inc. | JCP&L | Eligible for TI Program | 2019-08-17 | 2019-09-09 | 2021-10-30 | REC Solar | REC290TP2 BLK | Solar Panels |  | 0.29 | 3 | 113 | 43 |  | Fixed | Roof
NJSTRE1545382451 | NJSRRE1541805447 | Transition Incentive Program | Mays Landing | 8330 | 19 | 20.77 | Residential | No | Behind the Meter | Net-metered residential rooftop and canopy |  | None | Castle Energy, LLC | AC Electric | Accepted | 2019-08-08 | 2019-08-23 | 2021-10-30 | Enphase Energy | IQ7PLUS-72-2-US | Inverters | 290 |  | 62 |  |  | 0.975 |  | Outside | on the rooftop under each solar panel
NJSTRE1545382451 | NJSRRE1541805447 | Transition Incentive Program | Mays Landing | 8330 | 19 | 20.77 | Residential | No | Behind the Meter | Net-metered residential rooftop and canopy |  | None | Castle Energy, LLC | AC Electric | Accepted | 2019-08-08 | 2019-08-23 | 2021-10-30 | LG Electronics | LG335N1C-V5 | Solar Panels |  | 0.335 | 22 | 221 | 15 |  | Fixed | Roof
NJSTRE1545382451 | NJSRRE1541805447 | Transition Incentive Program | Mays Landing | 8330 | 19 | 20.77 | Residential | No | Behind the Meter | Net-metered residential rooftop and canopy |  | None | Castle Energy, LLC | AC Electric | Accepted | 2019-08-08 | 2019-08-23 | 2021-10-30 | LG Electronics | LG335N1C-V5 | Solar Panels |  | 0.335 | 32 | 41 | 15 |  | Fixed | Roof
NJSTRE1545382451 | NJSRRE1541805447 | Transition Incentive Program | Mays Landing | 8330 | 19 | 20.77 | Residential | No | Behind the Meter | Net-metered residential rooftop and canopy |  | None | Castle Energy, LLC | AC Electric | Accepted | 2019-08-08 | 2019-08-23 | 2021-10-30 | LG Electronics | LG335N1C-V5 | Solar Panels |  | 0.335 | 4 | 131 | 15 |  | Fixed | Roof
NJSTRE1545382451 | NJSRRE1541805447 | Transition Incentive Program | Mays Landing | 8330 | 19 | 20.77 | Residential | No | Behind the Meter | Net-metered residential rooftop and canopy |  | None | Castle Energy, LLC | AC Electric | Accepted | 2019-08-08 | 2019-08-23 | 2021-10-30 | LG Electronics | LG335N1C-V5 | Solar Panels |  | 0.335 | 4 | 311 | 15 |  | Fixed | Roof
NJSTRE1545382454 | NJSRRE1541851682 | Transition Incentive Program | Princeton Junction | 8550 | 12 | 7.54 | Residential | Yes | Behind the Meter | Behind the Meter |  | None | Sunrun Installation Services, Inc. | JCP&L | Eligible for TI Program | 2019-08-16 | 2019-08-23 | 2021-10-30 | Ningbo Ginlong Technologies | Solis-1P6K-4G-US | Inverters | 6000 |  | 1 |  |  | 0.96 |  | Outdoor | Next To Meter
NJSTRE1545382454 | NJSRRE1541851682 | Transition Incentive Program | Princeton Junction | 8550 | 12 | 7.54 | Residential | Yes | Behind the Meter | Behind the Meter |  | None | Sunrun Installation Services, Inc. | JCP&L | Eligible for TI Program | 2019-08-16 | 2019-08-23 | 2021-10-30 | REC Solar | REC290TP2 BLK | Solar Panels |  | 0.29 | 26 | 148 | 40 |  | Fixed | Roof
NJSTRE1545382457 | NJSRRE1541821184 | Transition Incentive Program | Watchung | 7069 | 5 | 22.04 | Residential | Yes | Behind the Meter | Behind the Meter |  | None | Sunrun Installation Services, Inc. | PSE&G | Eligible for TI Program | 2019-08-13 | 2019-08-23 | 2021-10-30 | SolarEdge Technologies | SE6000H-USRGM | Inverters | 6000 |  | 1 |  |  | 0.96 |  | Outdoor | Next To Meter
NJSTRE1545382457 | NJSRRE1541821184 | Transition Incentive Program | Watchung | 7069 | 5 | 22.04 | Residential | Yes | Behind the Meter | Behind the Meter |  | None | Sunrun Installation Services, Inc. | PSE&G | Eligible for TI Program | 2019-08-13 | 2019-08-23 | 2021-10-30 | SolarEdge Technologies | SE11400H-USRGM | Inverters | 11400 |  | 1 |  |  | 0.96 |  | Outdoor | Next To Meter
NJSTRE1545382457 | NJSRRE1541821184 | Transition Incentive Program | Watchung | 7069 | 5 | 22.04 | Residential | Yes | Behind the Meter | Behind the Meter |  | None | Sunrun Installation Services, Inc. | PSE&G | Eligible for TI Program | 2019-08-13 | 2019-08-23 | 2021-10-30 | REC Solar | REC290TP2 BLK | Solar Panels |  | 0.29 | 31 | 124 | 22 |  | Fixed | Roof
NJSTRE1545382457 | NJSRRE1541821184 | Transition Incentive Program | Watchung | 7069 | 5 | 22.04 | Residential | Yes | Behind the Meter | Behind the Meter |  | None | Sunrun Installation Services, Inc. | PSE&G | Eligible for TI Program | 2019-08-13 | 2019-08-23 | 2021-10-30 | REC Solar | REC290TP2 BLK | Solar Panels |  | 0.29 | 18 | 33 | 23 |  | Fixed | Roof
NJSTRE1545382457 | NJSRRE1541821184 | Transition Incentive Program | Watchung | 7069 | 5 | 22.04 | Residential | Yes | Behind the Meter | Behind the Meter |  | None | Sunrun Installation Services, Inc. | PSE&G | Eligible for TI Program | 2019-08-13 | 2019-08-23 | 2021-10-30 | REC Solar | REC290TP2 BLK | Solar Panels |  | 0.29 | 12 | 304 | 23 |  | Fixed | Roof
NJSTRE1545382457 | NJSRRE1541821184 | Transition Incentive Program | Watchung | 7069 | 5 | 22.04 | Residential | Yes | Behind the Meter | Behind the Meter |  | None | Sunrun Installation Services, Inc. | PSE&G | Eligible for TI Program | 2019-08-13 | 2019-08-23 | 2021-10-30 | REC Solar | REC290TP2 BLK | Solar Panels |  | 0.29 | 15 | 214 | 22 |  | Fixed | Roof
NJSTRE1545382458 | NJSRRE1541804825 | Transition Incentive Program | Hamilton Twp Mer | 8629 | 12 | 6.38 | Residential | Yes | Behind the Meter | Behind the Meter |  | None | Sunrun Installation Services, Inc. | PSE&G | Eligible for TI Program | 2019-08-08 | 2019-08-23 | 2021-10-30 | Ningbo Ginlong Technologies | Solis-1P6K-4G-US | Inverters | 6000 |  | 1 |  |  | 0.96 |  | Outdoor | Next To Meter
NJSTRE1545382458 | NJSRRE1541804825 | Transition Incentive Program | Hamilton Twp Mer | 8629 | 12 | 6.38 | Residential | Yes | Behind the Meter | Behind the Meter |  | None | Sunrun Installation Services, Inc. | PSE&G | Eligible for TI Program | 2019-08-08 | 2019-08-23 | 2021-10-30 | REC Solar | REC290TP2 BLK | Solar Panels |  | 0.29 | 14 | 139 | 30 |  | Fixed | Roof
NJSTRE1545382458 | NJSRRE1541804825 | Transition Incentive Program | Hamilton Twp Mer | 8629 | 12 | 6.38 | Residential | Yes | Behind the Meter | Behind the Meter |  | None | Sunrun Installation Services, Inc. | PSE&G | Eligible for TI Program | 2019-08-08 | 2019-08-23 | 2021-10-30 | REC Solar | REC290TP2 BLK | Solar Panels |  | 0.29 | 8 | 319 | 30 |  | Fixed | Roof
NJSTRE1545382459 | NJSRRE1541848001 | Transition Incentive Program | Westampton | 8060 | 13 | 5.8 | Residential | No | Behind the Meter | Behind the Meter |  | None | Sunrun Installation Services, Inc. | PSE&G | Eligible for TI Program | 2019-08-15 | 2019-08-23 | 2021-10-30 | SolarEdge Technologies | SE5000H-USRGM | Inverters | 5000 |  | 1 |  |  | 0.96 |  | Outdoor | Next To Meter
NJSTRE1545382459 | NJSRRE1541848001 | Transition Incentive Program | Westampton | 8060 | 13 | 5.8 | Residential | No | Behind the Meter | Behind the Meter |  | None | Sunrun Installation Services, Inc. | PSE&G | Eligible for TI Program | 2019-08-15 | 2019-08-23 | 2021-10-30 | REC Solar | REC290TP2 BLK | Solar Panels |  | 0.29 | 3 | 120 | 27 |  | Fixed | Roof
NJSTRE1545382459 | NJSRRE1541848001 | Transition Incentive Program | Westampton | 8060 | 13 | 5.8 | Residential | No | Behind the Meter | Behind the Meter |  | None | Sunrun Installation Services, Inc. | PSE&G | Eligible for TI Program | 2019-08-15 | 2019-08-23 | 2021-10-30 | REC Solar | REC290TP2 BLK | Solar Panels |  | 0.29 | 17 | 119 | 34 |  | Fixed | Roof
NJSTRE1545382461 | NJSRRE1541851700 | Transition Incentive Program | Scotch Plains | 7076 | 10 | 11.6 | Residential | No | Behind the Meter | Behind the Meter |  | None | Sunrun Installation Services, Inc. | PSE&G | Eligible for TI Program | 2019-08-16 | 2019-08-23 | 2021-10-30 | LG Chem | RESU 10H SEG | Electric Storage Battery |  |  | 1 |  |  |  | Lithium Ion |  | outside
NJSTRE1545382461 | NJSRRE1541851700 | Transition Incentive Program | Scotch Plains | 7076 | 10 | 11.6 | Residential | No | Behind the Meter | Behind the Meter |  | None | Sunrun Installation Services, Inc. | PSE&G | Eligible for TI Program | 2019-08-16 | 2019-08-23 | 2021-10-30 | SolarEdge Technologies | SE3800H-USRGM | Inverters | 3800 |  | 1 |  |  | 0.96 |  | Outdoor | Next To Meter
NJSTRE1545382461 | NJSRRE1541851700 | Transition Incentive Program | Scotch Plains | 7076 | 10 | 11.6 | Residential | No | Behind the Meter | Behind the Meter |  | None | Sunrun Installation Services, Inc. | PSE&G | Eligible for TI Program | 2019-08-16 | 2019-08-23 | 2021-10-30 | REC Solar | REC290TP2 BLK | Solar Panels |  | 0.29 | 40 | 127 | 18 |  | Fixed | Roof
NJSTRE1545382462 | NJSRRE1541732033 | Transition Incentive Program | Westville | 8093 | 15 | 7.04 | Residential | Yes | Behind the Meter | Behind the Meter |  | None | Skyline Solar, LLC | PSE&G | Eligible for TI Program | 2019-08-02 | 2019-08-07 | 2021-10-30 | SolarEdge | SE5000H-US | Inverters | 5000 |  | 1 |  |  | 0.99 |  | Outside | within ten feet of meter
NJSTRE1545382462 | NJSRRE1541732033 | Transition Incentive Program | Westville | 8093 | 15 | 7.04 | Residential | Yes | Behind the Meter | Behind the Meter |  | None | Skyline Solar, LLC | PSE&G | Eligible for TI Program | 2019-08-02 | 2019-08-07 | 2021-10-30 | Hanwha Q-Cells | Q.PEAK DUO-G5 320 | Solar Panels |  | 0.32 | 22 | 227137 | 30 |  | Fixed | Roof
NJSTRE1545382463 | NJSRRE1541850934 | Transition Incentive Program | Englewood | 7631 | 7 | 14.06 | Residential | Yes | Behind the Meter | Net-metered residential rooftop and canopy |  | None | SunPower Corporation, Systems | PSE&G | Accepted | 2019-08-19 | 2019-08-23 | 2021-10-30 | SUNPOWER | SPR-E20-327-E-AC | Solar Panels |  | 0.327 | 14 | 175 | 30 |  | Fixed | Roof
NJSTRE1545382463 | NJSRRE1541850934 | Transition Incentive Program | Englewood | 7631 | 7 | 14.06 | Residential | Yes | Behind the Meter | Net-metered residential rooftop and canopy |  | None | SunPower Corporation, Systems | PSE&G | Accepted | 2019-08-19 | 2019-08-23 | 2021-10-30 | SUNPOWER | SPR-E20-327-E-AC | Inverters | 320 |  | 43 |  |  | 0.96 |  | Other | under each panel
NJSTRE1545382463 | NJSRRE1541850934 | Transition Incentive Program | Englewood | 7631 | 7 | 14.06 | Residential | Yes | Behind the Meter | Net-metered residential rooftop and canopy |  | None | SunPower Corporation, Systems | PSE&G | Accepted | 2019-08-19 | 2019-08-23 | 2021-10-30 | SUNPOWER | SPR-E20-327-E-AC | Solar Panels |  | 0.327 | 4 | 175 | 10 |  | Fixed | Roof
NJSTRE1545382463 | NJSRRE1541850934 | Transition Incentive Program | Englewood | 7631 | 7 | 14.06 | Residential | Yes | Behind the Meter | Net-metered residential rooftop and canopy |  | None | SunPower Corporation, Systems | PSE&G | Accepted | 2019-08-19 | 2019-08-23 | 2021-10-30 | SUNPOWER | SPR-E20-327-E-AC | Solar Panels |  | 0.327 | 25 | 355 | 30 |  | Fixed | Roof
NJSTRE1545382466 | NJSRRE1541851038 | Transition Incentive Program | Sewell | 8080 | 15 | 111.78 | Commercial | No | Behind the Meter | Net-metered non-residential rooftop and canopy |  | None | Renewable Energy Alliance | AC Electric | Accepted | 2019-08-16 | 2019-08-23 | 2021-10-30 | Elkor | WattsOn | Meters |  |  | 1 |  |  |  |  | Outdoor
NJSTRE1545382466 | NJSRRE1541851038 | Transition Incentive Program | Sewell | 8080 | 15 | 111.78 | Commercial | No | Behind the Meter | Net-metered non-residential rooftop and canopy |  | None | Renewable Energy Alliance | AC Electric | Accepted | 2019-08-16 | 2019-08-23 | 2021-10-30 | SMA | Core1-50 | Inverters | 50000 |  | 2 |  |  | 0.98 |  | Outdoor | Roof
NJSTRE1545382466 | NJSRRE1541851038 | Transition Incentive Program | Sewell | 8080 | 15 | 111.78 | Commercial | No | Behind the Meter | Net-metered non-residential rooftop and canopy |  | None | Renewable Energy Alliance | AC Electric | Accepted | 2019-08-16 | 2019-08-23 | 2021-10-30 | Hanwha | Q.Plus L-G4.2 | Solar Panels |  | 0.345 | 324 | 199 | 10 |  | Fixed | Roof
NJSTRE1545382467 | NJSRRE1541726291 | Transition Incentive Program | Surf City | 8008 | 18 | 5.28 | Residential | No | Behind the Meter | Behind the Meter |  | None | Sunrun Installation Services, Inc. | AC Electric | Eligible for TI Program | 2019-08-01 | 2019-08-05 | 2021-10-30 | SolarEdge Technologies | SE5000H-USRGM | Inverters | 5000 |  | 1 |  |  | 0.96 |  | Outdoor | Next To Meter
NJSTRE1545382467 | NJSRRE1541726291 | Transition Incentive Program | Surf City | 8008 | 18 | 5.28 | Residential | No | Behind the Meter | Behind the Meter |  | None | Sunrun Installation Services, Inc. | AC Electric | Eligible for TI Program | 2019-08-01 | 2019-08-05 | 2021-10-30 | LG Electronics | LG330N1C-A5 | Solar Panels |  | 0.33 | 4 | 33 | 34 |  | Fixed | Roof
NJSTRE1545382467 | NJSRRE1541726291 | Transition Incentive Program | Surf City | 8008 | 18 | 5.28 | Residential | No | Behind the Meter | Behind the Meter |  | None | Sunrun Installation Services, Inc. | AC Electric | Eligible for TI Program | 2019-08-01 | 2019-08-05 | 2021-10-30 | LG Electronics | LG330N1C-A5 | Solar Panels |  | 0.33 | 6 | 303 | 34 |  | Fixed | Roof
NJSTRE1545382467 | NJSRRE1541726291 | Transition Incentive Program | Surf City | 8008 | 18 | 5.28 | Residential | No | Behind the Meter | Behind the Meter |  | None | Sunrun Installation Services, Inc. | AC Electric | Eligible for TI Program | 2019-08-01 | 2019-08-05 | 2021-10-30 | LG Electronics | LG330N1C-A5 | Solar Panels |  | 0.33 | 6 | 212 | 34 |  | Fixed | Roof
NJSTRE1545382470 | NJSRRE1541785111 | Transition Incentive Program | Weehawken | 7086 | 8 | 4.06 | Residential | No | Behind the Meter | Behind the Meter |  | None | Sunrun Installation Services, Inc. | PSE&G | Eligible for TI Program | 2019-08-03 | 2019-08-07 | 2021-10-30 | REC Solar | REC290TP2 BLK | Solar Panels |  | 0.29 | 14 | 185 | 14 |  | Fixed | Roof
NJSTRE1545382470 | NJSRRE1541785111 | Transition Incentive Program | Weehawken | 7086 | 8 | 4.06 | Residential | No | Behind the Meter | Behind the Meter |  | None | Sunrun Installation Services, Inc. | PSE&G | Eligible for TI Program | 2019-08-03 | 2019-08-07 | 2021-10-30 | Ningbo Ginlong Technologies | Solis-1P3.6K-4G-US | Inverters | 3600 |  | 1 |  |  | 0.96 |  | Outdoor | Next To Meter
NJSTRE1545382476 |  | Transition Incentive Program | Avenel | 7001 | 11 | 3.5 | Residential | Yes | Behind the Meter | Net-metered residential rooftop and canopy |  | None | Pro Custom Solar dba Momentum Solar | PSE&G | Accepted | 2020-07-31 | 2020-08-07 | 2021-10-30 | Enphase | IQ7Plus-72-2-US | Inverters | 290 |  | 10 |  |  | 0.97 |  | Outdoor | Roof
NJSTRE1545382476 |  | Transition Incentive Program | Avenel | 7001 | 11 | 3.5 | Residential | Yes | Behind the Meter | Net-metered residential rooftop and canopy |  | None | Pro Custom Solar dba Momentum Solar | PSE&G | Accepted | 2020-07-31 | 2020-08-07 | 2021-10-30 | LG ELECTRONICS | LG 350N1C-V5 | Solar Panels |  | 0.35 | 5 | 271 | 28 |  | Fixed | Roof
NJSTRE1545382476 |  | Transition Incentive Program | Avenel | 7001 | 11 | 3.5 | Residential | Yes | Behind the Meter | Net-metered residential rooftop and canopy |  | None | Pro Custom Solar dba Momentum Solar | PSE&G | Accepted | 2020-07-31 | 2020-08-07 | 2021-10-30 | LG ELECTRONICS | LG 350N1C-V5 | Solar Panels |  | 0.35 | 5 | 91 | 28 |  | Fixed | Roof
NJSTRE1545382478 | NJSRRE1541845131 | Transition Incentive Program | Green Brook | 8812 | 11 | 4.64 | Residential | No | Behind the Meter | Behind the Meter |  | None | Sunrun Installation Services, Inc. | PSE&G | Eligible for TI Program | 2019-08-15 | 2019-08-23 | 2021-10-30 | LG Chem | RESU 10H SEG | Electric Storage Battery |  |  | 1 |  |  |  | Lithium Ion |  | outside
NJSTRE1545382478 | NJSRRE1541845131 | Transition Incentive Program | Green Brook | 8812 | 11 | 4.64 | Residential | No | Behind the Meter | Behind the Meter |  | None | Sunrun Installation Services, Inc. | PSE&G | Eligible for TI Program | 2019-08-15 | 2019-08-23 | 2021-10-30 | SE3800A-USS2RGM | SolarEdge Technologies | Inverters | 3800 |  | 1 |  |  | 0.96 |  | Outdoor | Next To Meter
NJSTRE1545382478 | NJSRRE1541845131 | Transition Incentive Program | Green Brook | 8812 | 11 | 4.64 | Residential | No | Behind the Meter | Behind the Meter |  | None | Sunrun Installation Services, Inc. | PSE&G | Eligible for TI Program | 2019-08-15 | 2019-08-23 | 2021-10-30 | REC Solar | REC290TP2 BLK | Solar Panels |  | 0.29 | 16 | 164 | 21 |  | Fixed | Roof
NJSTRE1545382479 | NJSRRE1541787826 | Transition Incentive Program | whiting | 8759 | 18 | 9.16 | Residential | Yes | Behind the Meter | Net-metered residential rooftop and canopy |  | None | Vision Solar LLC | JCP&L | Accepted | 2019-08-06 | 2019-08-07 | 2021-10-30 | sunpower | e20-327-e-ac | Inverters | 0.32 |  | 28 |  |  | 0.96 |  | Other | behind panels
NJSTRE1545382479 | NJSRRE1541787826 | Transition Incentive Program | whiting | 8759 | 18 | 9.16 | Residential | Yes | Behind the Meter | Net-metered residential rooftop and canopy |  | None | Vision Solar LLC | JCP&L | Accepted | 2019-08-06 | 2019-08-07 | 2021-10-30 | sunpower | e20-327-e-ac | Solar Panels |  | 0.327 | 28 | 139 | 23 |  | Fixed | Roof
NJSTRE1545382481 | NJSRRE1541851051 | Transition Incentive Program | Woodbridge Township | 8830 | 11 | 7.83 | Residential | No | Behind the Meter | Behind the Meter |  | None | Sunrun Installation Services, Inc. | PSE&G | Eligible for TI Program | 2019-08-16 | 2019-08-23 | 2021-10-30 | Ningbo Ginlong Technologies | Solis-1P6K-4G-US | Inverters | 6000 |  | 1 |  |  | 0.96 |  | Outdoor | Next To Meter
NJSTRE1545382481 | NJSRRE1541851051 | Transition Incentive Program | Woodbridge Township | 8830 | 11 | 7.83 | Residential | No | Behind the Meter | Behind the Meter |  | None | Sunrun Installation Services, Inc. | PSE&G | Eligible for TI Program | 2019-08-16 | 2019-08-23 | 2021-10-30 | REC Solar | REC290TP2 BLK | Solar Panels |  | 0.29 | 12 | 104 | 27 |  | Fixed | Roof
NJSTRE1545382481 | NJSRRE1541851051 | Transition Incentive Program | Woodbridge Township | 8830 | 11 | 7.83 | Residential | No | Behind the Meter | Behind the Meter |  | None | Sunrun Installation Services, Inc. | PSE&G | Eligible for TI Program | 2019-08-16 | 2019-08-23 | 2021-10-30 | REC Solar | REC290TP2 BLK | Solar Panels |  | 0.29 | 15 | 284 | 27 |  | Fixed | Roof
NJSTRE1545382482 | NJSRRE1541805562 | Transition Incentive Program | WILLINGBORO | 8046 | 13 | 3.15 | Residential | Yes | Behind the Meter | Net-metered residential rooftop and canopy |  | None | Vivint Solar Developer, LLC | PSE&G | Accepted | 2019-08-13 | 2019-08-23 | 2021-10-30 | SOLAREDGE | SE3800H-US000BNC4 | Inverters | 3800 |  | 1 |  |  | 0.992 |  | Outdoor | Near the Utility Meter
NJSTRE1545382482 | NJSRRE1541805562 | Transition Incentive Program | WILLINGBORO | 8046 | 13 | 3.15 | Residential | Yes | Behind the Meter | Net-metered residential rooftop and canopy |  | None | Vivint Solar Developer, LLC | PSE&G | Accepted | 2019-08-13 | 2019-08-23 | 2021-10-30 | HANWHA SOLAR | Q.PEAK BLK-G5 315 | Solar Panels |  | 0.315 | 10 | 40 | 20 |  | Fixed | Roof
NJSTRE1545382483 | NJSRRE1541804131 | Transition Incentive Program | Vineland | 8360 | 20 | 11.16 | Residential | Yes | Behind the Meter | Net-metered residential rooftop and canopy |  | None | Suntuity Solar LLC | Vineland Muni Electric | Accepted | 2019-08-08 | 2019-08-23 | 2021-10-30 | Enphase Energy | IQ7-60-2-US | Inverters | 240 |  | 36 |  |  | 0.97 |  | Outdoor | Behind the PV modules
NJSTRE1545382483 | NJSRRE1541804131 | Transition Incentive Program | Vineland | 8360 | 20 | 11.16 | Residential | Yes | Behind the Meter | Net-metered residential rooftop and canopy |  | None | Suntuity Solar LLC | Vineland Muni Electric | Accepted | 2019-08-08 | 2019-08-23 | 2021-10-30 | Yingli Solar | YL310D-30b | Solar Panels |  | 0.31 | 25 | 93 | 14 |  | Fixed | Roof
NJSTRE1545382483 | NJSRRE1541804131 | Transition Incentive Program | Vineland | 8360 | 20 | 11.16 | Residential | Yes | Behind the Meter | Net-metered residential rooftop and canopy |  | None | Suntuity Solar LLC | Vineland Muni Electric | Accepted | 2019-08-08 | 2019-08-23 | 2021-10-30 | Yingli Solar | YL310D-30b | Solar Panels |  | 0.31 | 11 | 183 | 15 |  | Fixed | Roof
NJSTRE1545382484 | NJSRRE1541844469 | Transition Incentive Program | Villas | 8251 | 21 | 4.73 | Residential | Yes | Behind the Meter | Net-metered residential rooftop and canopy |  | None | Vivint Solar Developer, LLC | AC Electric | Accepted | 2019-09-12 | 2019-09-13 | 2021-10-30 | SOLAREDGE | SE3800H-US | Inverters | 3800 |  | 1 |  |  | 0.992 |  | Outdoor | Near The Utility meter
NJSTRE1545382484 | NJSRRE1541844469 | Transition Incentive Program | Villas | 8251 | 21 | 4.73 | Residential | Yes | Behind the Meter | Net-metered residential rooftop and canopy |  | None | Vivint Solar Developer, LLC | AC Electric | Accepted | 2019-09-12 | 2019-09-13 | 2021-10-30 | HANWHA SOLAR | Q.PEAK BLK-G5 315 | Solar Panels |  | 0.315 | 8 | 305 | 17 |  | Fixed | Roof
NJSTRE1545382484 | NJSRRE1541844469 | Transition Incentive Program | Villas | 8251 | 21 | 4.73 | Residential | Yes | Behind the Meter | Net-metered residential rooftop and canopy |  | None | Vivint Solar Developer, LLC | AC Electric | Accepted | 2019-09-12 | 2019-09-13 | 2021-10-30 | HANWHA SOLAR | Q.PEAK BLK-G5 315 | Solar Panels |  | 0.315 | 7 | 35 | 17 |  | Fixed | Roof
NJSTRE1545382485 | NJSRRE1541810173 | Transition Incentive Program | Somerville | 8876 | 5 | 11.31 | Residential | Yes | Behind the Meter | Behind the Meter |  | None | Sunrun Installation Services, Inc. | JCP&L | Eligible for TI Program | 2019-08-09 | 2019-08-23 | 2021-10-30 | SolarEdge Technologies | SE10000H-USRGM | Inverters | 10000 |  | 1 |  |  | 0.96 |  | Outdoor | Next To Meter
NJSTRE1545382485 | NJSRRE1541810173 | Transition Incentive Program | Somerville | 8876 | 5 | 11.31 | Residential | Yes | Behind the Meter | Behind the Meter |  | None | Sunrun Installation Services, Inc. | JCP&L | Eligible for TI Program | 2019-08-09 | 2019-08-23 | 2021-10-30 | REC Solar | REC290TP2 BLK | Solar Panels |  | 0.29 | 26 | 125 | 27 |  | Fixed | Roof
NJSTRE1545382485 | NJSRRE1541810173 | Transition Incentive Program | Somerville | 8876 | 5 | 11.31 | Residential | Yes | Behind the Meter | Behind the Meter |  | None | Sunrun Installation Services, Inc. | JCP&L | Eligible for TI Program | 2019-08-09 | 2019-08-23 | 2021-10-30 | REC Solar | REC290TP2 BLK | Solar Panels |  | 0.29 | 4 | 215 | 28 |  | Fixed | Roof
NJSTRE1545382485 | NJSRRE1541810173 | Transition Incentive Program | Somerville | 8876 | 5 | 11.31 | Residential | Yes | Behind the Meter | Behind the Meter |  | None | Sunrun Installation Services, Inc. | JCP&L | Eligible for TI Program | 2019-08-09 | 2019-08-23 | 2021-10-30 | REC Solar | REC290TP2 BLK | Solar Panels |  | 0.29 | 9 | 124 | 18 |  | Fixed | Roof
NJSTRE1545382486 | NJSRRE1541810076 | Transition Incentive Program | Rutherford | 7070 | 7 | 7.54 | Residential | Yes | Behind the Meter | Behind the Meter |  | None | Sunrun Installation Services, Inc. | PSE&G | Eligible for TI Program | 2019-08-09 | 2019-08-23 | 2021-10-30 | SolarEdge Technologies | SE6000H-USRGM | Inverters | 6000 |  | 1 |  |  | 0.96 |  | Outdoor | Next To Meter
NJSTRE1545382486 | NJSRRE1541810076 | Transition Incentive Program | Rutherford | 7070 | 7 | 7.54 | Residential | Yes | Behind the Meter | Behind the Meter |  | None | Sunrun Installation Services, Inc. | PSE&G | Eligible for TI Program | 2019-08-09 | 2019-08-23 | 2021-10-30 | REC Solar | REC290TP2 BLK | Solar Panels |  | 0.29 | 3 | 293 | 43 |  | Fixed | Roof
NJSTRE1545382486 | NJSRRE1541810076 | Transition Incentive Program | Rutherford | 7070 | 7 | 7.54 | Residential | Yes | Behind the Meter | Behind the Meter |  | None | Sunrun Installation Services, Inc. | PSE&G | Eligible for TI Program | 2019-08-09 | 2019-08-23 | 2021-10-30 | REC Solar | REC290TP2 BLK | Solar Panels |  | 0.29 | 2 | 204 | 14 |  | Fixed | Roof
NJSTRE1545382486 | NJSRRE1541810076 | Transition Incentive Program | Rutherford | 7070 | 7 | 7.54 | Residential | Yes | Behind the Meter | Behind the Meter |  | None | Sunrun Installation Services, Inc. | PSE&G | Eligible for TI Program | 2019-08-09 | 2019-08-23 | 2021-10-30 | REC Solar | REC290TP2 BLK | Solar Panels |  | 0.29 | 6 | 203 | 43 |  | Fixed | Roof
NJSTRE1545382486 | NJSRRE1541810076 | Transition Incentive Program | Rutherford | 7070 | 7 | 7.54 | Residential | Yes | Behind the Meter | Behind the Meter |  | None | Sunrun Installation Services, Inc. | PSE&G | Eligible for TI Program | 2019-08-09 | 2019-08-23 | 2021-10-30 | REC Solar | REC290TP2 BLK | Solar Panels |  | 0.29 | 12 | 293 | 30 |  | Fixed | Roof
NJSTRE1545382486 | NJSRRE1541810076 | Transition Incentive Program | Rutherford | 7070 | 7 | 7.54 | Residential | Yes | Behind the Meter | Behind the Meter |  | None | Sunrun Installation Services, Inc. | PSE&G | Eligible for TI Program | 2019-08-09 | 2019-08-23 | 2021-10-30 | REC Solar | REC290TP2 BLK | Solar Panels |  | 0.29 | 3 | 113 | 41 |  | Fixed | Roof
NJSTRE1545382487 | NJSRRE1542375362 | Transition Incentive Program | Bogota Boro | 7603 | 7 | 6.82 | Residential | No | Behind the Meter | Net-metered residential rooftop and canopy |  | None | Palmetto Solar LLC | PSE&G | Accepted | 2019-09-10 | 2019-09-12 | 2021-10-30 | SolarEdge | SE6000H-US | Inverters | 6000 |  | 1 |  |  | 0.99 |  | Outside | side of the house
NJSTRE1545382487 | NJSRRE1542375362 | Transition Incentive Program | Bogota Boro | 7603 | 7 | 6.82 | Residential | No | Behind the Meter | Net-metered residential rooftop and canopy |  | None | Palmetto Solar LLC | PSE&G | Accepted | 2019-09-10 | 2019-09-12 | 2021-10-30 | Hanwha | 310W All Black Module | Solar Panels |  | 0.31 | 22 | 180 | 25 |  | Fixed | Roof
NJSTRE1545382488 | NJSRRE1541989798 | Transition Incentive Program | Blackwood | 8012 | 14 | 4.1 | Residential | Yes | Behind the Meter | Net-metered residential rooftop and canopy |  | None | Vivint Solar Developer, LLC | PSE&G | Accepted | 2019-09-04 | 2019-09-05 | 2021-10-30 | SOLAREDGE TECHNOLOGIES | SE3800H-US000BNC4 | Inverters | 3800 |  | 1 |  |  | 0.992 |  | Outdoor | Near the Utility Meter
NJSTRE1545382488 | NJSRRE1541989798 | Transition Incentive Program | Blackwood | 8012 | 14 | 4.1 | Residential | Yes | Behind the Meter | Net-metered residential rooftop and canopy |  | None | Vivint Solar Developer, LLC | PSE&G | Accepted | 2019-09-04 | 2019-09-05 | 2021-10-30 | HANWHA SOLAR | Q.PEAK BLK-G5 315 | Solar Panels |  | 0.315 | 13 | 262 | 25 |  | Fixed | Roof
NJSTRE1545382489 | NJSRRE1541891089 | Transition Incentive Program | SUCCASUNNA | 7876 | 3 | 6.3 | Residential | Yes | Behind the Meter | Net-metered residential rooftop and canopy |  | None | Vivint Solar Developer, LLC | JCP&L | Accepted | 2019-09-03 | 2019-09-04 | 2021-10-30 | SolarEdge | SE7600H-US | Inverters | 7600 |  | 1 |  |  | 0.992 |  | Outdoor | Near the Utility Meter
NJSTRE1545382489 | NJSRRE1541891089 | Transition Incentive Program | SUCCASUNNA | 7876 | 3 | 6.3 | Residential | Yes | Behind the Meter | Net-metered residential rooftop and canopy |  | None | Vivint Solar Developer, LLC | JCP&L | Accepted | 2019-09-03 | 2019-09-04 | 2021-10-30 | Hanwha | Q.PEAK BLK-G5 315 | Solar Panels |  | 0.315 | 20 | 48 | 19 |  | Fixed | Roof
NJSTRE1545382490 | NJSRRE1542411798 | Transition Incentive Program | Watchung Boro | 7069 | 5 | 16.68 | Residential | Yes | Behind the Meter | Net-metered residential rooftop and canopy |  | None | Vision Solar LLC | PSE&G | Accepted | 2019-09-17 | 2019-09-19 | 2021-10-30 | sunpower | e20-327-e-ac | Solar Panels |  | 0.327 | 15 | 319 | 11 |  | Fixed | Roof
NJSTRE1545382490 | NJSRRE1542411798 | Transition Incentive Program | Watchung Boro | 7069 | 5 | 16.68 | Residential | Yes | Behind the Meter | Net-metered residential rooftop and canopy |  | None | Vision Solar LLC | PSE&G | Accepted | 2019-09-17 | 2019-09-19 | 2021-10-30 | sunpower | e20-327-e-ac | Solar Panels |  | 0.327 | 20 | 139 | 11 |  | Fixed | Roof
NJSTRE1545382490 | NJSRRE1542411798 | Transition Incentive Program | Watchung Boro | 7069 | 5 | 16.68 | Residential | Yes | Behind the Meter | Net-metered residential rooftop and canopy |  | None | Vision Solar LLC | PSE&G | Accepted | 2019-09-17 | 2019-09-19 | 2021-10-30 | sunpower | e20-327-e-ac | Solar Panels |  | 0.327 | 16 | 229 | 43 |  | Fixed | Roof
NJSTRE1545382490 | NJSRRE1542411798 | Transition Incentive Program | Watchung Boro | 7069 | 5 | 16.68 | Residential | Yes | Behind the Meter | Net-metered residential rooftop and canopy |  | None | Vision Solar LLC | PSE&G | Accepted | 2019-09-17 | 2019-09-19 | 2021-10-30 | sunpower | e20-327-e-ac | Inverters | 0.32 |  | 51 |  |  | 0.96 |  | Other | behind panels
NJSTRE1545382491 | NJSRRE1542393690 | Transition Incentive Program | Hasbrouck Heights | 7604 | 7 | 4.06 | Residential | Yes | Behind the Meter | Net-metered residential rooftop and canopy |  | None | Vivint Solar Developer, LLC | PSE&G | Accepted | 2019-10-18 | 2019-10-22 | 2021-10-30 | Enphase | S230-60-LL-2-US | Inverters | 230 |  | 14 |  |  | 0.972 |  | Other | Underneath each module
NJSTRE1545382491 | NJSRRE1542393690 | Transition Incentive Program | Hasbrouck Heights | 7604 | 7 | 4.06 | Residential | Yes | Behind the Meter | Net-metered residential rooftop and canopy |  | None | Vivint Solar Developer, LLC | PSE&G | Accepted | 2019-10-18 | 2019-10-22 | 2021-10-30 | Trina Solar | TSM-290DD05A.08 | Solar Panels |  | 0.29 | 14 | 218 | 28 |  | Fixed | Roof
NJSTRE1545382494 | NJSRRE1541873552 | Transition Incentive Program | Oradell | 7649 | 7 | 16.38 | Residential | Yes | Behind the Meter | Behind the Meter |  | None | Tesla Energy Operations Inc | PSE&G | Eligible for TI Program | 2019-08-22 | 2019-08-26 | 2021-10-30 | Tesla | AC Powerwall 2.0 | Electric Storage Battery |  |  | 4 |  |  |  | Lithium Ion |  | Inside
NJSTRE1545382494 | NJSRRE1541873552 | Transition Incentive Program | Oradell | 7649 | 7 | 16.38 | Residential | Yes | Behind the Meter | Behind the Meter |  | None | Tesla Energy Operations Inc | PSE&G | Eligible for TI Program | 2019-08-22 | 2019-08-26 | 2021-10-30 | Hanwha Q-Cells | Q.Peak DUO BLK-G5/SC315 | Solar Panels |  | 0.315 | 7 | 199 | 27 |  | Fixed | Roof
NJSTRE1545382494 | NJSRRE1541873552 | Transition Incentive Program | Oradell | 7649 | 7 | 16.38 | Residential | Yes | Behind the Meter | Behind the Meter |  | None | Tesla Energy Operations Inc | PSE&G | Eligible for TI Program | 2019-08-22 | 2019-08-26 | 2021-10-30 | Hanwha Q-Cells | Q.Peak DUO BLK-G5/SC315 | Solar Panels |  | 0.315 | 4 | 19 | 27 |  | Fixed | Roof
NJSTRE1545382494 | NJSRRE1541873552 | Transition Incentive Program | Oradell | 7649 | 7 | 16.38 | Residential | Yes | Behind the Meter | Behind the Meter |  | None | Tesla Energy Operations Inc | PSE&G | Eligible for TI Program | 2019-08-22 | 2019-08-26 | 2021-10-30 | Hanwha Q-Cells | Q.Peak DUO BLK-G5/SC315 | Solar Panels |  | 0.315 | 9 | 289 | 27 |  | Fixed | Roof
NJSTRE1545382494 | NJSRRE1541873552 | Transition Incentive Program | Oradell | 7649 | 7 | 16.38 | Residential | Yes | Behind the Meter | Behind the Meter |  | None | Tesla Energy Operations Inc | PSE&G | Eligible for TI Program | 2019-08-22 | 2019-08-26 | 2021-10-30 | Hanwha Q-Cells | Q.Peak DUO BLK-G5/SC315 | Solar Panels |  | 0.315 | 12 | 19 | 27 |  | Fixed | Roof
NJSTRE1545382494 | NJSRRE1541873552 | Transition Incentive Program | Oradell | 7649 | 7 | 16.38 | Residential | Yes | Behind the Meter | Behind the Meter |  | None | Tesla Energy Operations Inc | PSE&G | Eligible for TI Program | 2019-08-22 | 2019-08-26 | 2021-10-30 | Hanwha Q-Cells | Q.Peak DUO BLK-G5/SC315 | Solar Panels |  | 0.315 | 9 | 109 | 27 |  | Fixed | Roof
NJSTRE1545382494 | NJSRRE1541873552 | Transition Incentive Program | Oradell | 7649 | 7 | 16.38 | Residential | Yes | Behind the Meter | Behind the Meter |  | None | Tesla Energy Operations Inc | PSE&G | Eligible for TI Program | 2019-08-22 | 2019-08-26 | 2021-10-30 | SOLAREDGE | SE7600H-US000SNC2 | Inverters | 7600 |  | 2 |  |  | 0.99 |  | Outdoor | outdoor
NJSTRE1545382494 | NJSRRE1541873552 | Transition Incentive Program | Oradell | 7649 | 7 | 16.38 | Residential | Yes | Behind the Meter | Behind the Meter |  | None | Tesla Energy Operations Inc | PSE&G | Eligible for TI Program | 2019-08-22 | 2019-08-26 | 2021-10-30 | Hanwha Q-Cells | Q.Peak DUO BLK-G5/SC315 | Solar Panels |  | 0.315 | 5 | 199 | 27 |  | Fixed | Roof
NJSTRE1545382494 | NJSRRE1541873552 | Transition Incentive Program | Oradell | 7649 | 7 | 16.38 | Residential | Yes | Behind the Meter | Behind the Meter |  | None | Tesla Energy Operations Inc | PSE&G | Eligible for TI Program | 2019-08-22 | 2019-08-26 | 2021-10-30 | Hanwha Q-Cells | Q.Peak DUO BLK-G5/SC315 | Solar Panels |  | 0.315 | 6 | 289 | 27 |  | Fixed | Roof
NJSTRE1545382495 | NJSRRE1542411854 | Transition Incentive Program | Sicklerville | 8081 | 14 | 16.7 | Residential | Yes | Behind the Meter | Net-metered residential rooftop and canopy |  | None | Vivint Solar Developer, LLC | AC Electric | Accepted | 2019-09-17 | 2019-09-19 | 2021-10-30 | SolarEdge | SE3800H-US | Inverters | 3800 |  | 1 |  |  | 0.992 |  | Outdoor | Near the Utility Meter
NJSTRE1545382495 | NJSRRE1542411854 | Transition Incentive Program | Sicklerville | 8081 | 14 | 16.7 | Residential | Yes | Behind the Meter | Net-metered residential rooftop and canopy |  | None | Vivint Solar Developer, LLC | AC Electric | Accepted | 2019-09-17 | 2019-09-19 | 2021-10-30 | Solar Edge | SE7600H-US | Inverters | 7600 |  | 1 |  |  | 0.992 |  | Outdoor | Near Utility Meter
NJSTRE1545382495 | NJSRRE1542411854 | Transition Incentive Program | Sicklerville | 8081 | 14 | 16.7 | Residential | Yes | Behind the Meter | Net-metered residential rooftop and canopy |  | None | Vivint Solar Developer, LLC | AC Electric | Accepted | 2019-09-17 | 2019-09-19 | 2021-10-30 | HANWHA SOLAR | Q.PEAK BLK-G5 315 | Solar Panels |  | 0.315 | 15 | 239 | 26 |  | Fixed | Roof
NJSTRE1545382495 | NJSRRE1542411854 | Transition Incentive Program | Sicklerville | 8081 | 14 | 16.7 | Residential | Yes | Behind the Meter | Net-metered residential rooftop and canopy |  | None | Vivint Solar Developer, LLC | AC Electric | Accepted | 2019-09-17 | 2019-09-19 | 2021-10-30 | HANWHA SOLAR | Q.PEAK BLK-G5 315 | Solar Panels |  | 0.315 | 15 | 239 | 26 |  | Fixed | Roof
NJSTRE1545382495 | NJSRRE1542411854 | Transition Incentive Program | Sicklerville | 8081 | 14 | 16.7 | Residential | Yes | Behind the Meter | Net-metered residential rooftop and canopy |  | None | Vivint Solar Developer, LLC | AC Electric | Accepted | 2019-09-17 | 2019-09-19 | 2021-10-30 | HANWHA SOLAR | Q.PEAK BLK-G5 315 | Solar Panels |  | 0.315 | 23 | 239 | 26 |  | Fixed | Roof
NJSTRE1545382496 | NJSRRE1542043939 | Transition Incentive Program | Pompton Plains | 7444 | 3 | 31.32 | Residential | No | Behind the Meter | Net-metered residential rooftop and canopy |  | None | Vision Solar LLC | JCP&L | Accepted | 2019-09-03 | 2019-09-05 | 2021-10-30 | sunpower | spr-x22-360-e-ac | Inverters | 0.36 |  | 87 |  |  | 0.96 |  | Other | behind panels
NJSTRE1545382496 | NJSRRE1542043939 | Transition Incentive Program | Pompton Plains | 7444 | 3 | 31.32 | Residential | No | Behind the Meter | Net-metered residential rooftop and canopy |  | None | Vision Solar LLC | JCP&L | Accepted | 2019-09-03 | 2019-09-05 | 2021-10-30 | sunpower | spr-x22-360-e-ac | Solar Panels |  | 0.36 | 33 | 92 | 20 |  | Fixed | Roof
NJSTRE1545382496 | NJSRRE1542043939 | Transition Incentive Program | Pompton Plains | 7444 | 3 | 31.32 | Residential | No | Behind the Meter | Net-metered residential rooftop and canopy |  | None | Vision Solar LLC | JCP&L | Accepted | 2019-09-03 | 2019-09-05 | 2021-10-30 | sunpower | spr-x22-360-e-ac | Solar Panels |  | 0.36 | 34 | 272 | 20 |  | Fixed | Roof
NJSTRE1545382496 | NJSRRE1542043939 | Transition Incentive Program | Pompton Plains | 7444 | 3 | 31.32 | Residential | No | Behind the Meter | Net-metered residential rooftop and canopy |  | None | Vision Solar LLC | JCP&L | Accepted | 2019-09-03 | 2019-09-05 | 2021-10-30 | sunpower | spr-x22-360-e-ac | Solar Panels |  | 0.36 | 10 | 272 | 20 |  | Fixed | Roof
NJSTRE1545382496 | NJSRRE1542043939 | Transition Incentive Program | Pompton Plains | 7444 | 3 | 31.32 | Residential | No | Behind the Meter | Net-metered residential rooftop and canopy |  | None | Vision Solar LLC | JCP&L | Accepted | 2019-09-03 | 2019-09-05 | 2021-10-30 | sunpower | spr-x22-360-e-ac | Solar Panels |  | 0.36 | 10 | 92 | 20 |  | Fixed | Roof
NJSTRE1545382497 | NJSRRE1541894839 | Transition Incentive Program | CHERRY HILL | 8002 | 14 | 6.3 | Residential | Yes | Behind the Meter | Net-metered residential rooftop and canopy |  | None | Vivint Solar Developer, LLC | PSE&G | Accepted | 2019-09-05 | 2019-09-05 | 2021-10-30 | SolarEdge | SE7600H-US | Inverters | 7600 |  | 1 |  |  | 0.992 |  | Outdoor | Near the Utility Meter
NJSTRE1545382497 | NJSRRE1541894839 | Transition Incentive Program | CHERRY HILL | 8002 | 14 | 6.3 | Residential | Yes | Behind the Meter | Net-metered residential rooftop and canopy |  | None | Vivint Solar Developer, LLC | PSE&G | Accepted | 2019-09-05 | 2019-09-05 | 2021-10-30 | Hanwha | Q.PEAK DUO BLK-G5 315w | Solar Panels |  | 0.315 | 20 | 193 | 25 |  | Fixed | Roof
NJSTRE1545382500 | NJSRRE1541888583 | Transition Incentive Program | Hazlet | 7730 | 17 | 95.55 | Commercial | No | Behind the Meter | Net-metered non-residential rooftop and canopy |  | None | 1st Light Energy Inc | JCP&L | Accepted | 2019-08-27 | 2019-08-30 | 2021-10-30 | SolarEdge | SE30K-US | Inverters | 30000 |  | 3 |  |  | 0.98 |  | Outside | Within 10 feet of Meter
NJSTRE1545382500 | NJSRRE1541888583 | Transition Incentive Program | Hazlet | 7730 | 17 | 95.55 | Commercial | No | Behind the Meter | Net-metered non-residential rooftop and canopy |  | None | 1st Light Energy Inc | JCP&L | Accepted | 2019-08-27 | 2019-08-30 | 2021-10-30 | Axitec | AC-325P/156-72S | Solar Panels |  | 0.325 | 294 | 172 | 5 |  | Fixed | Roof
NJSTRE1545382501 | NJSRRE1541890970 | Transition Incentive Program | Elmer | 8318 | 16 | 3.1 | Residential | No | Behind the Meter | Net-metered residential rooftop and canopy |  | None | Suntuity Solar LLC | AC Electric | Accepted | 2019-08-28 | 2019-08-30 | 2021-10-30 | Enphase Energy | IQ7-60-2-US | Inverters | 240 |  | 10 |  |  | 0.97 |  | Outdoor | Behind the PV Modules
NJSTRE1545382501 | NJSRRE1541890970 | Transition Incentive Program | Elmer | 8318 | 16 | 3.1 | Residential | No | Behind the Meter | Net-metered residential rooftop and canopy |  | None | Suntuity Solar LLC | AC Electric | Accepted | 2019-08-28 | 2019-08-30 | 2021-10-30 | Yingli Green Energy | YL310D-30b | Solar Panels |  | 0.31 | 10 | 164 | 19 |  | Fixed | Roof
NJSTRE1545382502 | NJSRRE1541883900 | Transition Incentive Program | KEYPORT | 7735 | 17 | 18.59 | Residential | Yes | Behind the Meter | Net-metered residential rooftop and canopy |  | None | Vivint Solar Developer, LLC | JCP&L | Accepted | 2019-09-04 | 2019-09-05 | 2021-10-30 | Solar Edge | SE7600H-US | Inverters | 7600 |  | 2 |  |  | 0.992 |  | Outdoor | Near the Utility Meter
NJSTRE1545382502 | NJSRRE1541883900 | Transition Incentive Program | KEYPORT | 7735 | 17 | 18.59 | Residential | Yes | Behind the Meter | Net-metered residential rooftop and canopy |  | None | Vivint Solar Developer, LLC | JCP&L | Accepted | 2019-09-04 | 2019-09-05 | 2021-10-30 | Hanwha Solar | Q.PEAK BLK-G5 315 | Solar Panels |  | 0.315 | 8 | 30 | 26 |  | Fixed | Roof
NJSTRE1545382502 | NJSRRE1541883900 | Transition Incentive Program | KEYPORT | 7735 | 17 | 18.59 | Residential | Yes | Behind the Meter | Net-metered residential rooftop and canopy |  | None | Vivint Solar Developer, LLC | JCP&L | Accepted | 2019-09-04 | 2019-09-05 | 2021-10-30 | Hanwha Solar | Q.PEAK BLK-G5 315 | Solar Panels |  | 0.315 | 21 | 210 | 30 |  | Fixed | Roof
NJSTRE1545382502 | NJSRRE1541883900 | Transition Incentive Program | KEYPORT | 7735 | 17 | 18.59 | Residential | Yes | Behind the Meter | Net-metered residential rooftop and canopy |  | None | Vivint Solar Developer, LLC | JCP&L | Accepted | 2019-09-04 | 2019-09-05 | 2021-10-30 | Hanwha Solar | Q.PEAK BLK-G5 315 | Solar Panels |  | 0.315 | 24 | 210 | 26 |  | Fixed | Roof
NJSTRE1545382502 | NJSRRE1541883900 | Transition Incentive Program | KEYPORT | 7735 | 17 | 18.59 | Residential | Yes | Behind the Meter | Net-metered residential rooftop and canopy |  | None | Vivint Solar Developer, LLC | JCP&L | Accepted | 2019-09-04 | 2019-09-05 | 2021-10-30 | Hanwha Solar | Q.PEAK BLK-G5 315 | Solar Panels |  | 0.315 | 6 | 210 | 28 |  | Fixed | Roof
NJSTRE1545382503 | NJSRRE1541880910 | Transition Incentive Program | UNION BEACH | 7735 | 17 | 4.41 | Residential | Yes | Behind the Meter | Net-metered residential rooftop and canopy |  | None | Vivint Solar Developer, LLC | JCP&L | Accepted | 2019-08-29 | 2019-08-29 | 2021-10-30 | Hanwha | Q.PEAK DUO BLK-G5 315w | Solar Panels |  | 0.315 | 7 | 267 | 26 |  | Fixed | Roof
NJSTRE1545382503 | NJSRRE1541880910 | Transition Incentive Program | UNION BEACH | 7735 | 17 | 4.41 | Residential | Yes | Behind the Meter | Net-metered residential rooftop and canopy |  | None | Vivint Solar Developer, LLC | JCP&L | Accepted | 2019-08-29 | 2019-08-29 | 2021-10-30 | Hanwha | Q.PEAK DUO BLK-G5 315w | Solar Panels |  | 0.315 | 7 | 87 | 26 |  | Fixed | Roof
NJSTRE1545382503 | NJSRRE1541880910 | Transition Incentive Program | UNION BEACH | 7735 | 17 | 4.41 | Residential | Yes | Behind the Meter | Net-metered residential rooftop and canopy |  | None | Vivint Solar Developer, LLC | JCP&L | Accepted | 2019-08-29 | 2019-08-29 | 2021-10-30 | Solar Edge | SE3800H-US | Inverters | 3800 |  | 1 |  |  | 0.992 |  | Outdoor | Near the Utility Meter
NJSTRE1545382504 | NJSRRE1542242622 | Transition Incentive Program | Somerville | 8876 | 5 | 6.67 | Residential | Yes | Behind the Meter | Behind the Meter |  | None | Sunrun Installation Services, Inc. | PSE&G | Eligible for TI Program | 2019-09-05 | 2019-09-09 | 2021-10-30 | SolarEdge Technologies | SE6000H-USRGM | Inverters | 6000 |  | 1 |  |  | 0.96 |  | Outdoor | Next To Meter
NJSTRE1545382504 | NJSRRE1542242622 | Transition Incentive Program | Somerville | 8876 | 5 | 6.67 | Residential | Yes | Behind the Meter | Behind the Meter |  | None | Sunrun Installation Services, Inc. | PSE&G | Eligible for TI Program | 2019-09-05 | 2019-09-09 | 2021-10-30 | REC Solar | REC290TP2 BLK | Solar Panels |  | 0.29 | 7 | 277 | 34 |  | Fixed | Roof
NJSTRE1545382504 | NJSRRE1542242622 | Transition Incentive Program | Somerville | 8876 | 5 | 6.67 | Residential | Yes | Behind the Meter | Behind the Meter |  | None | Sunrun Installation Services, Inc. | PSE&G | Eligible for TI Program | 2019-09-05 | 2019-09-09 | 2021-10-30 | REC Solar | REC290TP2 BLK | Solar Panels |  | 0.29 | 16 | 97 | 34 |  | Fixed | Roof
NJSTRE1545382505 | NJSRRE1542422596 | Transition Incentive Program | TOMS RIVER | 8753 | 18 | 10.08 | Residential | Yes | Behind the Meter | Net-metered residential rooftop and canopy |  | None | Vivint Solar Developer, LLC | JCP&L | Accepted | 2019-09-19 | 2019-09-23 | 2021-10-30 | SOLAR EDGE | SE7600H-US | Inverters | 7600 |  | 1 |  |  | 0.992 |  | Outdoor | NEAR UTILITY METER
NJSTRE1545382505 | NJSRRE1542422596 | Transition Incentive Program | TOMS RIVER | 8753 | 18 | 10.08 | Residential | Yes | Behind the Meter | Net-metered residential rooftop and canopy |  | None | Vivint Solar Developer, LLC | JCP&L | Accepted | 2019-09-19 | 2019-09-23 | 2021-10-30 | HANWHA SOLAR | Q.PEAK BLK-G5 315 | Solar Panels |  | 0.315 | 10 | 65 | 28 |  | Fixed | Roof
NJSTRE1545382505 | NJSRRE1542422596 | Transition Incentive Program | TOMS RIVER | 8753 | 18 | 10.08 | Residential | Yes | Behind the Meter | Net-metered residential rooftop and canopy |  | None | Vivint Solar Developer, LLC | JCP&L | Accepted | 2019-09-19 | 2019-09-23 | 2021-10-30 | HANWHA SOLAR | Q.PEAK BLK-G5 315 | Solar Panels |  | 0.315 | 4 | 65 | 28 |  | Fixed | Roof
NJSTRE1545382505 | NJSRRE1542422596 | Transition Incentive Program | TOMS RIVER | 8753 | 18 | 10.08 | Residential | Yes | Behind the Meter | Net-metered residential rooftop and canopy |  | None | Vivint Solar Developer, LLC | JCP&L | Accepted | 2019-09-19 | 2019-09-23 | 2021-10-30 | HANWHA SOLAR | Q.PEAK BLK-G5 315 | Solar Panels |  | 0.315 | 18 | 245 | 28 |  | Fixed | Roof
NJSTRE1545382507 | NJSRRE1541938658 | Transition Incentive Program | West Caldwell | 7006 | 9 | 6.96 | Residential | Yes | Behind the Meter | Behind the Meter |  | None | Sunrun Installation Services, Inc. | PSE&G | Eligible for TI Program | 2019-08-29 | 2019-09-04 | 2021-10-30 | Ningbo Ginlong Technologies | Solis-1P6K-4G-US | Inverters | 6000 |  | 1 |  |  | 0.96 |  | Outdoor | Next To Meter
NJSTRE1545382507 | NJSRRE1541938658 | Transition Incentive Program | West Caldwell | 7006 | 9 | 6.96 | Residential | Yes | Behind the Meter | Behind the Meter |  | None | Sunrun Installation Services, Inc. | PSE&G | Eligible for TI Program | 2019-08-29 | 2019-09-04 | 2021-10-30 | REC Solar | REC290TP2 BLK | Solar Panels |  | 0.29 | 16 | 117 | 27 |  | Fixed | Roof
NJSTRE1545382507 | NJSRRE1541938658 | Transition Incentive Program | West Caldwell | 7006 | 9 | 6.96 | Residential | Yes | Behind the Meter | Behind the Meter |  | None | Sunrun Installation Services, Inc. | PSE&G | Eligible for TI Program | 2019-08-29 | 2019-09-04 | 2021-10-30 | REC Solar | REC290TP2 BLK | Solar Panels |  | 0.29 | 8 | 297 | 34 |  | Fixed | Roof
NJSTRE1545382508 | NJSRRE1541895277 | Transition Incentive Program | West Deptford | 8086 | 15 | 59.94 | Commercial | Yes | Behind the Meter | Net-metered non-residential rooftop and canopy |  | None | Ampericon | PSE&G | Accepted | 2019-08-28 | 2019-09-03 | 2021-10-30 | EnPhase | IQ7 | Inverters | 250 |  | 162 |  |  | 0.965 |  | Outside | Roof
NJSTRE1545382508 | NJSRRE1541895277 | Transition Incentive Program | West Deptford | 8086 | 15 | 59.94 | Commercial | Yes | Behind the Meter | Net-metered non-residential rooftop and canopy |  | None | Ampericon | PSE&G | Accepted | 2019-08-28 | 2019-09-03 | 2021-10-30 | Silfab | SLA-M-370 | Solar Panels |  | 0.37 | 162 | 150 | 10 |  | Fixed | Roof
NJSTRE1545382509 | NJSRRE1542248584 | Transition Incentive Program | Sicklerville | 8081 | 14 | 4.64 | Residential | Yes | Behind the Meter | Behind the Meter |  | None | Sunrun Installation Services, Inc. | AC Electric | Eligible for TI Program | 2019-09-05 | 2019-09-09 | 2021-10-30 | Ningbo Ginlong Technologies | Solis-1P3.6K-4G-US | Inverters | 3600 |  | 1 |  |  | 0.96 |  | Outdoor | Next To Meter
NJSTRE1545382509 | NJSRRE1542248584 | Transition Incentive Program | Sicklerville | 8081 | 14 | 4.64 | Residential | Yes | Behind the Meter | Behind the Meter |  | None | Sunrun Installation Services, Inc. | AC Electric | Eligible for TI Program | 2019-09-05 | 2019-09-09 | 2021-10-30 | REC Solar | REC290TP2 BLK | Solar Panels |  | 0.29 | 6 | 238 | 18 |  | Fixed | Roof
NJSTRE1545382509 | NJSRRE1542248584 | Transition Incentive Program | Sicklerville | 8081 | 14 | 4.64 | Residential | Yes | Behind the Meter | Behind the Meter |  | None | Sunrun Installation Services, Inc. | AC Electric | Eligible for TI Program | 2019-09-05 | 2019-09-09 | 2021-10-30 | REC Solar | REC290TP2 BLK | Solar Panels |  | 0.29 | 10 | 58 | 18 |  | Fixed | Roof
NJSTRE1545382510 | NJSRRE1542377383 | Transition Incentive Program | Lanoka Harbor | 8734 | 18 | 16.82 | Residential | Yes | Behind the Meter | Behind the Meter |  | None | Sunrun Installation Services, Inc. | JCP&L | Eligible for TI Program | 2019-09-10 | 2019-09-12 | 2021-10-30 | Ningbo Ginlong Technologies | Solis-1P3K-4G-US | Inverters | 3000 |  | 1 |  |  | 0.96 |  | Outdoor | Next To Meter
NJSTRE1545382510 | NJSRRE1542377383 | Transition Incentive Program | Lanoka Harbor | 8734 | 18 | 16.82 | Residential | Yes | Behind the Meter | Behind the Meter |  | None | Sunrun Installation Services, Inc. | JCP&L | Eligible for TI Program | 2019-09-10 | 2019-09-12 | 2021-10-30 | Ningbo Ginlong Technologies | Solis-1P10K-4G-US | Inverters | 10000 |  | 1 |  |  | 0.96 |  | Outdoor | Next To Meter
NJSTRE1545382510 | NJSRRE1542377383 | Transition Incentive Program | Lanoka Harbor | 8734 | 18 | 16.82 | Residential | Yes | Behind the Meter | Behind the Meter |  | None | Sunrun Installation Services, Inc. | JCP&L | Eligible for TI Program | 2019-09-10 | 2019-09-12 | 2021-10-30 | REC Solar | REC290TP2 BLK | Solar Panels |  | 0.29 | 13 | 325 | 30 |  | Fixed | Roof
NJSTRE1545382510 | NJSRRE1542377383 | Transition Incentive Program | Lanoka Harbor | 8734 | 18 | 16.82 | Residential | Yes | Behind the Meter | Behind the Meter |  | None | Sunrun Installation Services, Inc. | JCP&L | Eligible for TI Program | 2019-09-10 | 2019-09-12 | 2021-10-30 | REC Solar | REC290TP2 BLK | Solar Panels |  | 0.29 | 45 | 325 | 30 |  | Fixed | Roof
NJSTRE1545382511 | NJSRRE1542410332 | Transition Incentive Program | Fairfield | 7004 | 9 | 11.03 | Residential | Yes | Behind the Meter | Net-metered residential rooftop and canopy |  | None | Vivint Solar Developer, LLC | PSE&G | Accepted | 2019-09-16 | 2019-09-19 | 2021-10-30 | Solar Edge | SE7600H-US000BNC4 | Inverters | 7600 |  | 1 |  |  | 0.992 |  | Outdoor | Near the Utility Meter
NJSTRE1545382511 | NJSRRE1542410332 | Transition Incentive Program | Fairfield | 7004 | 9 | 11.03 | Residential | Yes | Behind the Meter | Net-metered residential rooftop and canopy |  | None | Vivint Solar Developer, LLC | PSE&G | Accepted | 2019-09-16 | 2019-09-19 | 2021-10-30 | HANWHA SOLAR | Q.PEAK BLK-G5 315 | Solar Panels |  | 0.315 | 23 | 31 | 18 |  | Fixed | Roof
NJSTRE1545382511 | NJSRRE1542410332 | Transition Incentive Program | Fairfield | 7004 | 9 | 11.03 | Residential | Yes | Behind the Meter | Net-metered residential rooftop and canopy |  | None | Vivint Solar Developer, LLC | PSE&G | Accepted | 2019-09-16 | 2019-09-19 | 2021-10-30 | HANWHA SOLAR | Q.PEAK BLK-G5 315 | Solar Panels |  | 0.315 | 5 | 31 | 18 |  | Fixed | Roof
NJSTRE1545382511 | NJSRRE1542410332 | Transition Incentive Program | Fairfield | 7004 | 9 | 11.03 | Residential | Yes | Behind the Meter | Net-metered residential rooftop and canopy |  | None | Vivint Solar Developer, LLC | PSE&G | Accepted | 2019-09-16 | 2019-09-19 | 2021-10-30 | HANWHA SOLAR | Q.PEAK BLK-G5 315 | Solar Panels |  | 0.315 | 2 | 211 | 18 |  | Fixed | Roof
NJSTRE1545382511 | NJSRRE1542410332 | Transition Incentive Program | Fairfield | 7004 | 9 | 11.03 | Residential | Yes | Behind the Meter | Net-metered residential rooftop and canopy |  | None | Vivint Solar Developer, LLC | PSE&G | Accepted | 2019-09-16 | 2019-09-19 | 2021-10-30 | HANWHA SOLAR | Q.PEAK BLK-G5 315 | Solar Panels |  | 0.315 | 5 | 211 | 18 |  | Fixed | Roof
NJSTRE1545382512 | NJSRRE1542409722 | Transition Incentive Program | Dumont | 7628 | 7 | 17.33 | Residential | Yes | Behind the Meter | Net-metered residential rooftop and canopy |  | None | Vivint Solar Developer, LLC | PSE&G | Accepted | 2019-09-16 | 2019-09-19 | 2021-10-30 | Solar Edge | SE3800H-US000BNC4 | Inverters | 3800 |  | 1 |  |  | 0.992 |  | Outdoor | Near the Utility Meter
NJSTRE1545382512 | NJSRRE1542409722 | Transition Incentive Program | Dumont | 7628 | 7 | 17.33 | Residential | Yes | Behind the Meter | Net-metered residential rooftop and canopy |  | None | Vivint Solar Developer, LLC | PSE&G | Accepted | 2019-09-16 | 2019-09-19 | 2021-10-30 | Solar Edge | SE7600H-US000BNC4 | Inverters | 7600 |  | 1 |  |  | 0.992 |  | Outdoor | Near the Utility Meter
NJSTRE1545382512 | NJSRRE1542409722 | Transition Incentive Program | Dumont | 7628 | 7 | 17.33 | Residential | Yes | Behind the Meter | Net-metered residential rooftop and canopy |  | None | Vivint Solar Developer, LLC | PSE&G | Accepted | 2019-09-16 | 2019-09-19 | 2021-10-30 | HANWHA SOLAR | Q.PEAK BLK-G5 315 | Solar Panels |  | 0.315 | 22 | 176 | 24 |  | Fixed | Roof
NJSTRE1545382512 | NJSRRE1542409722 | Transition Incentive Program | Dumont | 7628 | 7 | 17.33 | Residential | Yes | Behind the Meter | Net-metered residential rooftop and canopy |  | None | Vivint Solar Developer, LLC | PSE&G | Accepted | 2019-09-16 | 2019-09-19 | 2021-10-30 | HANWHA SOLAR | Q.PEAK BLK-G5 315 | Solar Panels |  | 0.315 | 33 | 356 | 24 |  | Fixed | Roof
NJSTRE1545382513 | NJSRRE1541907924 | Transition Incentive Program | Long Branch | 7740 | 17 | 8.06 | Residential | No | Behind the Meter | Behind the Meter |  | None | Skyline Solar LLC | JCP&L | Eligible for TI Program | 2019-08-29 | 2019-09-03 | 2021-10-30 | Axitec | 310M/60s | Solar Panels |  | 0.31 | 8 | 150 | 1 |  | Fixed | Roof
NJSTRE1545382513 | NJSRRE1541907924 | Transition Incentive Program | Long Branch | 7740 | 17 | 8.06 | Residential | No | Behind the Meter | Behind the Meter |  | None | Skyline Solar LLC | JCP&L | Eligible for TI Program | 2019-08-29 | 2019-09-03 | 2021-10-30 | Axitec | 310M/60s | Solar Panels |  | 0.31 | 4 | 330 | 1 |  | Fixed | Roof
NJSTRE1545382513 | NJSRRE1541907924 | Transition Incentive Program | Long Branch | 7740 | 17 | 8.06 | Residential | No | Behind the Meter | Behind the Meter |  | None | Skyline Solar LLC | JCP&L | Eligible for TI Program | 2019-08-29 | 2019-09-03 | 2021-10-30 | Axitec | 310M/60s | Solar Panels |  | 0.31 | 8 | 240 | 29 |  | Fixed | Roof
NJSTRE1545382513 | NJSRRE1541907924 | Transition Incentive Program | Long Branch | 7740 | 17 | 8.06 | Residential | No | Behind the Meter | Behind the Meter |  | None | Skyline Solar LLC | JCP&L | Eligible for TI Program | 2019-08-29 | 2019-09-03 | 2021-10-30 | Axitec | 310M/60s | Solar Panels |  | 0.31 | 4 | 150 | 28 |  | Fixed | Roof
NJSTRE1545382513 | NJSRRE1541907924 | Transition Incentive Program | Long Branch | 7740 | 17 | 8.06 | Residential | No | Behind the Meter | Behind the Meter |  | None | Skyline Solar LLC | JCP&L | Eligible for TI Program | 2019-08-29 | 2019-09-03 | 2021-10-30 | Solaredge | SE6000H-US RGM | Inverters | 6000 |  | 1 |  |  | 0.99 |  | Outside | by meter
NJSTRE1545382513 | NJSRRE1541907924 | Transition Incentive Program | Long Branch | 7740 | 17 | 8.06 | Residential | No | Behind the Meter | Behind the Meter |  | None | Skyline Solar LLC | JCP&L | Eligible for TI Program | 2019-08-29 | 2019-09-03 | 2021-10-30 | Axietc | 310M/60s | Solar Panels |  | 0.31 | 2 | 150 | 28 |  | Fixed | Roof
NJSTRE1545382514 | NJSRRE1542370208 | Transition Incentive Program | WILLIAMSTOWN | 8094 | 15 | 11.05 | Residential | No | Behind the Meter | Behind the Meter |  | None | Sunny Corp | AC Electric | Eligible for TI Program | 2019-09-09 | 2019-09-16 | 2021-10-30 | SOLAREDGE | SE7600H-US | Inverters | 7600 |  | 1 |  |  | 0.992 |  | Indoor | GARAGE
NJSTRE1545382514 | NJSRRE1542370208 | Transition Incentive Program | WILLIAMSTOWN | 8094 | 15 | 11.05 | Residential | No | Behind the Meter | Behind the Meter |  | None | Sunny Corp | AC Electric | Eligible for TI Program | 2019-09-09 | 2019-09-16 | 2021-10-30 | PANASONIC | VBHN325KA03 | Solar Panels |  | 0.325 | 34 | 259 | 34 |  | Fixed | Roof
NJSTRE1545382516 | NJSRRE1541897613 | Transition Incentive Program | Tuckerton | 8087 | 18 | 6.3 | Residential | Yes | Behind the Meter | Net-metered residential rooftop and canopy |  | None | Bright Planet Solar | AC Electric | Accepted | 2019-08-29 | 2019-09-03 | 2021-10-30 | SolarEdge | SE5000H-USRGM | Inverters | 5000 |  | 1 |  |  | 0.98 |  | Outdoor | Next to Meter
NJSTRE1545382516 | NJSRRE1541897613 | Transition Incentive Program | Tuckerton | 8087 | 18 | 6.3 | Residential | Yes | Behind the Meter | Net-metered residential rooftop and canopy |  | None | Bright Planet Solar | AC Electric | Accepted | 2019-08-29 | 2019-09-03 | 2021-10-30 | TRINA SOLAR | TSM-DD05A.18(II) 300W | Solar Panels |  | 0.3 | 21 | 155 | 18 |  | Fixed | Roof
NJSTRE1545382518 | NJSRRE1542044316 | Transition Incentive Program | Manahawkin | 8050 | 18 | 8.12 | Residential | Yes | Behind the Meter | Behind the Meter |  | None | Sunrun Installation Services, Inc. | AC Electric | Eligible for TI Program | 2019-09-03 | 2019-09-05 | 2021-10-30 | Ningbo Ginlong Technologies | Solis-1P9K-4G-US | Inverters | 9000 |  | 1 |  |  | 0.96 |  | Outdoor | Next To Meter
NJSTRE1545382518 | NJSRRE1542044316 | Transition Incentive Program | Manahawkin | 8050 | 18 | 8.12 | Residential | Yes | Behind the Meter | Behind the Meter |  | None | Sunrun Installation Services, Inc. | AC Electric | Eligible for TI Program | 2019-09-03 | 2019-09-05 | 2021-10-30 | REC Solar | REC290TP2 BLK | Solar Panels |  | 0.29 | 17 | 105 | 18 |  | Fixed | Roof
NJSTRE1545382518 | NJSRRE1542044316 | Transition Incentive Program | Manahawkin | 8050 | 18 | 8.12 | Residential | Yes | Behind the Meter | Behind the Meter |  | None | Sunrun Installation Services, Inc. | AC Electric | Eligible for TI Program | 2019-09-03 | 2019-09-05 | 2021-10-30 | REC Solar | REC290TP2 BLK | Solar Panels |  | 0.29 | 6 | 285 | 37 |  | Fixed | Roof
NJSTRE1545382518 | NJSRRE1542044316 | Transition Incentive Program | Manahawkin | 8050 | 18 | 8.12 | Residential | Yes | Behind the Meter | Behind the Meter |  | None | Sunrun Installation Services, Inc. | AC Electric | Eligible for TI Program | 2019-09-03 | 2019-09-05 | 2021-10-30 | REC Solar | REC290TP2 BLK | Solar Panels |  | 0.29 | 5 | 197 | 37 |  | Fixed | Roof
NJSTRE1545382519 | NJSRRE1542407194 | Transition Incentive Program | Bridgewater | 8807 | 5 | 9.77 | Residential | Yes | Behind the Meter | Net-metered residential rooftop and canopy |  | None | Vivint Solar Developer, LLC | PSE&G | Accepted | 2019-09-18 | 2019-09-18 | 2021-10-30 | Solar Edge | SE7600H-US000BNC4 | Inverters | 7600 |  | 1 |  |  | 0.992 |  | Outdoor | Near the Utility Meter
NJSTRE1545382519 | NJSRRE1542407194 | Transition Incentive Program | Bridgewater | 8807 | 5 | 9.77 | Residential | Yes | Behind the Meter | Net-metered residential rooftop and canopy |  | None | Vivint Solar Developer, LLC | PSE&G | Accepted | 2019-09-18 | 2019-09-18 | 2021-10-30 | Hanwha | Q.PEAK DUO BLK-G5 315w | Solar Panels |  | 0.315 | 3 | 262 | 25 |  | Fixed | Roof
NJSTRE1545382519 | NJSRRE1542407194 | Transition Incentive Program | Bridgewater | 8807 | 5 | 9.77 | Residential | Yes | Behind the Meter | Net-metered residential rooftop and canopy |  | None | Vivint Solar Developer, LLC | PSE&G | Accepted | 2019-09-18 | 2019-09-18 | 2021-10-30 | Hanwha | Q.PEAK DUO BLK-G5 315w | Solar Panels |  | 0.315 | 6 | 82 | 41 |  | Fixed | Roof
NJSTRE1545382519 | NJSRRE1542407194 | Transition Incentive Program | Bridgewater | 8807 | 5 | 9.77 | Residential | Yes | Behind the Meter | Net-metered residential rooftop and canopy |  | None | Vivint Solar Developer, LLC | PSE&G | Accepted | 2019-09-18 | 2019-09-18 | 2021-10-30 | Hanwha | Q.PEAK DUO BLK-G5 315w | Solar Panels |  | 0.315 | 19 | 262 | 41 |  | Fixed | Roof
NJSTRE1545382519 | NJSRRE1542407194 | Transition Incentive Program | Bridgewater | 8807 | 5 | 9.77 | Residential | Yes | Behind the Meter | Net-metered residential rooftop and canopy |  | None | Vivint Solar Developer, LLC | PSE&G | Accepted | 2019-09-18 | 2019-09-18 | 2021-10-30 | Hanwha | Q.PEAK DUO BLK-G5 315w | Solar Panels |  | 0.315 | 3 | 82 | 25 |  | Fixed | Roof
NJSTRE1545382521 | NJSRRE1542248645 | Transition Incentive Program | Nutley | 7110 | 9 | 13.23 | Residential | Yes | Behind the Meter | Net-metered residential rooftop and canopy |  | None | Vivint Solar Developer, LLC | PSE&G | Accepted | 2019-09-05 | 2019-09-10 | 2021-10-30 | Solar Edge | SE10000H-US | Inverters | 10000 |  | 1 |  |  | 0.992 |  | Outdoor | Near the Utility Meter
NJSTRE1545382521 | NJSRRE1542248645 | Transition Incentive Program | Nutley | 7110 | 9 | 13.23 | Residential | Yes | Behind the Meter | Net-metered residential rooftop and canopy |  | None | Vivint Solar Developer, LLC | PSE&G | Accepted | 2019-09-05 | 2019-09-10 | 2021-10-30 | Hanwha Solar | Q.PEAK BLK-G5 315 | Solar Panels |  | 0.315 | 5 | 121 | 47 |  | Fixed | Roof
NJSTRE1545382521 | NJSRRE1542248645 | Transition Incentive Program | Nutley | 7110 | 9 | 13.23 | Residential | Yes | Behind the Meter | Net-metered residential rooftop and canopy |  | None | Vivint Solar Developer, LLC | PSE&G | Accepted | 2019-09-05 | 2019-09-10 | 2021-10-30 | Hanwha Solar | Q.PEAK BLK-G5 315 | Solar Panels |  | 0.315 | 6 | 31 | 36 |  | Fixed | Roof
NJSTRE1545382521 | NJSRRE1542248645 | Transition Incentive Program | Nutley | 7110 | 9 | 13.23 | Residential | Yes | Behind the Meter | Net-metered residential rooftop and canopy |  | None | Vivint Solar Developer, LLC | PSE&G | Accepted | 2019-09-05 | 2019-09-10 | 2021-10-30 | Hanwha Solar | Q.PEAK BLK-G5 315 | Solar Panels |  | 0.315 | 15 | 301 | 14 |  | Fixed | Roof
NJSTRE1545382521 | NJSRRE1542248645 | Transition Incentive Program | Nutley | 7110 | 9 | 13.23 | Residential | Yes | Behind the Meter | Net-metered residential rooftop and canopy |  | None | Vivint Solar Developer, LLC | PSE&G | Accepted | 2019-09-05 | 2019-09-10 | 2021-10-30 | Hanwha Solar | Q.PEAK BLK-G5 315 | Solar Panels |  | 0.315 | 5 | 211 | 36 |  | Fixed | Roof
NJSTRE1545382521 | NJSRRE1542248645 | Transition Incentive Program | Nutley | 7110 | 9 | 13.23 | Residential | Yes | Behind the Meter | Net-metered residential rooftop and canopy |  | None | Vivint Solar Developer, LLC | PSE&G | Accepted | 2019-09-05 | 2019-09-10 | 2021-10-30 | Hanwha Solar | Q.PEAK BLK-G5 315 | Solar Panels |  | 0.315 | 11 | 31 | 14 |  | Fixed | Roof
NJSTRE1545382523 | NJSRRE1541888876 | Transition Incentive Program | Pennsauken TWP | 8109 | 14 | 9 | Residential | Yes | Behind the Meter | Net-metered residential rooftop and canopy |  | None | 1st Light Energy Inc | PSE&G | Accepted | 2019-08-27 | 2019-10-16 | 2021-10-30 | Solaredge | SE7600H-USRGM | Inverters | 7600 |  | 1 |  |  | 0.99 |  | Outside | within 10 feet of meter
NJSTRE1545382523 | NJSRRE1541888876 | Transition Incentive Program | Pennsauken TWP | 8109 | 14 | 9 | Residential | Yes | Behind the Meter | Net-metered residential rooftop and canopy |  | None | 1st Light Energy Inc | PSE&G | Accepted | 2019-08-27 | 2019-10-16 | 2021-10-30 | Trina | TSM-300DD05A.05 | Solar Panels |  | 0.3 | 11 | 39 | 34 |  | Fixed | Roof
NJSTRE1545382523 | NJSRRE1541888876 | Transition Incentive Program | Pennsauken TWP | 8109 | 14 | 9 | Residential | Yes | Behind the Meter | Net-metered residential rooftop and canopy |  | None | 1st Light Energy Inc | PSE&G | Accepted | 2019-08-27 | 2019-10-16 | 2021-10-30 | Trina | TSM-300DD05A.05 | Solar Panels |  | 0.3 | 19 | 219 | 34 |  | Fixed | Roof
NJSTRE1545382524 | NJSRRE1541887893 | Transition Incentive Program | Mine Hill | 7803 | 3 | 3.6 | Residential | No | Behind the Meter | Net-metered residential rooftop and canopy |  | None | SunPower Capital LLC | JCP&L | Accepted | 2019-08-27 | 2019-08-29 | 2021-10-30 | sunpower | e20-327-e-ac | Inverters | 0.32 |  | 11 |  |  | 0.96 |  | Other | behind panels
NJSTRE1545382524 | NJSRRE1541887893 | Transition Incentive Program | Mine Hill | 7803 | 3 | 3.6 | Residential | No | Behind the Meter | Net-metered residential rooftop and canopy |  | None | SunPower Capital LLC | JCP&L | Accepted | 2019-08-27 | 2019-08-29 | 2021-10-30 | sunpower | e20-327-e-ac | Solar Panels |  | 0.327 | 11 | 190 | 40 |  | Fixed | Roof
NJSTRE1545382525 | NJSRRE1541873652 | Transition Incentive Program | NUTLEY | 7110 | 9 | 9.77 | Residential | Yes | Behind the Meter | Net-metered residential rooftop and canopy |  | None | Vivint Solar Developer, LLC | PSE&G | Accepted | 2019-08-22 | 2019-08-27 | 2021-10-30 | Solar Edge | SE7600H-US | Inverters | 7600 |  | 1 |  |  | 0.992 |  | Outdoor | Near the Utility Meter
NJSTRE1545382525 | NJSRRE1541873652 | Transition Incentive Program | NUTLEY | 7110 | 9 | 9.77 | Residential | Yes | Behind the Meter | Net-metered residential rooftop and canopy |  | None | Vivint Solar Developer, LLC | PSE&G | Accepted | 2019-08-22 | 2019-08-27 | 2021-10-30 | Hanwha Solar | Q.PEAK BLK-G5 315 | Solar Panels |  | 0.315 | 8 | 301 | 23 |  | Fixed | Roof
NJSTRE1545382525 | NJSRRE1541873652 | Transition Incentive Program | NUTLEY | 7110 | 9 | 9.77 | Residential | Yes | Behind the Meter | Net-metered residential rooftop and canopy |  | None | Vivint Solar Developer, LLC | PSE&G | Accepted | 2019-08-22 | 2019-08-27 | 2021-10-30 | Hanwha Solar | Q.PEAK BLK-G5 315 | Solar Panels |  | 0.315 | 8 | 121 | 23 |  | Fixed | Roof
NJSTRE1545382525 | NJSRRE1541873652 | Transition Incentive Program | NUTLEY | 7110 | 9 | 9.77 | Residential | Yes | Behind the Meter | Net-metered residential rooftop and canopy |  | None | Vivint Solar Developer, LLC | PSE&G | Accepted | 2019-08-22 | 2019-08-27 | 2021-10-30 | Hanwha Solar | Q.PEAK BLK-G5 315 | Solar Panels |  | 0.315 | 11 | 31 | 29 |  | Fixed | Roof
NJSTRE1545382525 | NJSRRE1541873652 | Transition Incentive Program | NUTLEY | 7110 | 9 | 9.77 | Residential | Yes | Behind the Meter | Net-metered residential rooftop and canopy |  | None | Vivint Solar Developer, LLC | PSE&G | Accepted | 2019-08-22 | 2019-08-27 | 2021-10-30 | Hanwha Solar | Q.PEAK BLK-G5 315 | Solar Panels |  | 0.315 | 4 | 211 | 29 |  | Fixed | Roof
NJSTRE1545382526 | NJSRRE1541918471 | Transition Incentive Program | MOORESTOWN | 8057 | 13 | 26.46 | Residential | Yes | Behind the Meter | Net-metered residential rooftop and canopy |  | None | Vivint Solar Developer, LLC | PSE&G | Accepted | 2019-09-04 | 2019-09-05 | 2021-10-30 | SOLAREDGE | SE7600H-US000BNC4 | Inverters | 7600 |  | 1 |  |  | 0.992 |  | Outdoor | Near the Utility Meter
NJSTRE1545382526 | NJSRRE1541918471 | Transition Incentive Program | MOORESTOWN | 8057 | 13 | 26.46 | Residential | Yes | Behind the Meter | Net-metered residential rooftop and canopy |  | None | Vivint Solar Developer, LLC | PSE&G | Accepted | 2019-09-04 | 2019-09-05 | 2021-10-30 | SOLAREDGE | SE10000H-US000BNC | Inverters | 10000 |  | 1 |  |  | 0.992 |  | Outdoor | Near the Utility Meter
NJSTRE1545382526 | NJSRRE1541918471 | Transition Incentive Program | MOORESTOWN | 8057 | 13 | 26.46 | Residential | Yes | Behind the Meter | Net-metered residential rooftop and canopy |  | None | Vivint Solar Developer, LLC | PSE&G | Accepted | 2019-09-04 | 2019-09-05 | 2021-10-30 | HANWHA SOLAR | Q.PEAK BLK-G5 315 | Solar Panels |  | 0.315 | 2 | 17 | 24 |  | Fixed | Roof
NJSTRE1545382526 | NJSRRE1541918471 | Transition Incentive Program | MOORESTOWN | 8057 | 13 | 26.46 | Residential | Yes | Behind the Meter | Net-metered residential rooftop and canopy |  | None | Vivint Solar Developer, LLC | PSE&G | Accepted | 2019-09-04 | 2019-09-05 | 2021-10-30 | HANWHA SOLAR | Q.PEAK BLK-G5 315 | Solar Panels |  | 0.315 | 18 | 287 | 19 |  | Fixed | Roof
NJSTRE1545382526 | NJSRRE1541918471 | Transition Incentive Program | MOORESTOWN | 8057 | 13 | 26.46 | Residential | Yes | Behind the Meter | Net-metered residential rooftop and canopy |  | None | Vivint Solar Developer, LLC | PSE&G | Accepted | 2019-09-04 | 2019-09-05 | 2021-10-30 | HANWHA SOLAR | Q.PEAK BLK-G5 315 | Solar Panels |  | 0.315 | 6 | 197 | 16 |  | Fixed | Roof
NJSTRE1545382526 | NJSRRE1541918471 | Transition Incentive Program | MOORESTOWN | 8057 | 13 | 26.46 | Residential | Yes | Behind the Meter | Net-metered residential rooftop and canopy |  | None | Vivint Solar Developer, LLC | PSE&G | Accepted | 2019-09-04 | 2019-09-05 | 2021-10-30 | HANWHA SOLAR | Q.PEAK BLK-G5 315 | Solar Panels |  | 0.315 | 3 | 197 | 25 |  | Fixed | Roof
NJSTRE1545382526 | NJSRRE1541918471 | Transition Incentive Program | MOORESTOWN | 8057 | 13 | 26.46 | Residential | Yes | Behind the Meter | Net-metered residential rooftop and canopy |  | None | Vivint Solar Developer, LLC | PSE&G | Accepted | 2019-09-04 | 2019-09-05 | 2021-10-30 | HANWHA SOLAR | Q.PEAK BLK-G5 315 | Solar Panels |  | 0.315 | 6 | 17 | 25 |  | Fixed | Roof
NJSTRE1545382526 | NJSRRE1541918471 | Transition Incentive Program | MOORESTOWN | 8057 | 13 | 26.46 | Residential | Yes | Behind the Meter | Net-metered residential rooftop and canopy |  | None | Vivint Solar Developer, LLC | PSE&G | Accepted | 2019-09-04 | 2019-09-05 | 2021-10-30 | HANWHA SOLAR | Q.PEAK BLK-G5 315 | Solar Panels |  | 0.315 | 15 | 197 | 24 |  | Fixed | Roof
NJSTRE1545382526 | NJSRRE1541918471 | Transition Incentive Program | MOORESTOWN | 8057 | 13 | 26.46 | Residential | Yes | Behind the Meter | Net-metered residential rooftop and canopy |  | None | Vivint Solar Developer, LLC | PSE&G | Accepted | 2019-09-04 | 2019-09-05 | 2021-10-30 | HANWHA SOLAR | Q.PEAK BLK-G5 315 | Solar Panels |  | 0.315 | 18 | 17 | 24 |  | Fixed | Roof
NJSTRE1545382526 | NJSRRE1541918471 | Transition Incentive Program | MOORESTOWN | 8057 | 13 | 26.46 | Residential | Yes | Behind the Meter | Net-metered residential rooftop and canopy |  | None | Vivint Solar Developer, LLC | PSE&G | Accepted | 2019-09-04 | 2019-09-05 | 2021-10-30 | HANWHA SOLAR | Q.PEAK BLK-G5 315 | Solar Panels |  | 0.315 | 7 | 107 | 19 |  | Fixed | Roof
NJSTRE1545382526 | NJSRRE1541918471 | Transition Incentive Program | MOORESTOWN | 8057 | 13 | 26.46 | Residential | Yes | Behind the Meter | Net-metered residential rooftop and canopy |  | None | Vivint Solar Developer, LLC | PSE&G | Accepted | 2019-09-04 | 2019-09-05 | 2021-10-30 | HANWHA SOLAR | Q.PEAK BLK-G5 315 | Solar Panels |  | 0.315 | 9 | 197 | 24 |  | Fixed | Roof
NJSTRE1545382527 | NJSRRE1541929817 | Transition Incentive Program | Paramus | 7652 | 7 | 9.76 | Residential | No | Behind the Meter | Net-metered residential rooftop and canopy |  | None | Aston Solar | PSE&G | Accepted | 2019-08-29 | 2019-09-04 | 2021-10-30 | SolarEdge | SE7600H-US | Inverters | 7600 |  | 1 |  |  | 0.99 |  | Outside | outdoor
NJSTRE1545382527 | NJSRRE1541929817 | Transition Incentive Program | Paramus | 7652 | 7 | 9.76 | Residential | No | Behind the Meter | Net-metered residential rooftop and canopy |  | None | Aston Solar | PSE&G | Accepted | 2019-08-29 | 2019-09-04 | 2021-10-30 | Trina Solar | TSM-305M | Solar Panels |  | 0.305 | 32 | 175 | 30 |  | Fixed | Roof
NJSTRE1545382528 | NJSRRE1542033470 | Transition Incentive Program | paterson | 7504 | 6 | 8.83 | Residential | Yes | Behind the Meter | Net-metered residential rooftop and canopy |  | None | Vision Solar LLC | PSE&G | Accepted | 2019-09-03 | 2019-09-05 | 2021-10-30 | sunpower | e20-327-e-ac | Inverters | 0.32 |  | 27 |  |  | 0.96 |  | Other | behind panels
NJSTRE1545382528 | NJSRRE1542033470 | Transition Incentive Program | paterson | 7504 | 6 | 8.83 | Residential | Yes | Behind the Meter | Net-metered residential rooftop and canopy |  | None | Vision Solar LLC | PSE&G | Accepted | 2019-09-03 | 2019-09-05 | 2021-10-30 | sunpower | e20-327-e-ac | Solar Panels |  | 0.327 | 11 | 188 | 36 |  | Fixed | Roof
NJSTRE1545382528 | NJSRRE1542033470 | Transition Incentive Program | paterson | 7504 | 6 | 8.83 | Residential | Yes | Behind the Meter | Net-metered residential rooftop and canopy |  | None | Vision Solar LLC | PSE&G | Accepted | 2019-09-03 | 2019-09-05 | 2021-10-30 | sunpower | e20-327-e-ac | Solar Panels |  | 0.327 | 16 | 8 | 12 |  | Fixed | Roof
NJSTRE1545382529 | NJSRRE1542412000 | Transition Incentive Program | Warren | 7059 | 5 | 6.62 | Residential | Yes | Behind the Meter | Net-metered residential rooftop and canopy |  | None | Vivint Solar Developer, LLC | PSE&G | Accepted | 2019-09-17 | 2019-09-19 | 2021-10-30 | HANWHA SOLAR | Q.PEAK BLK-G5 315 | Solar Panels |  | 0.315 | 14 | 84 | 31 |  | Fixed | Roof
NJSTRE1545382529 | NJSRRE1542412000 | Transition Incentive Program | Warren | 7059 | 5 | 6.62 | Residential | Yes | Behind the Meter | Net-metered residential rooftop and canopy |  | None | Vivint Solar Developer, LLC | PSE&G | Accepted | 2019-09-17 | 2019-09-19 | 2021-10-30 | HANWHA SOLAR | Q.PEAK BLK-G5 315 | Solar Panels |  | 0.315 | 7 | 84 | 19 |  | Fixed | Roof
NJSTRE1545382529 | NJSRRE1542412000 | Transition Incentive Program | Warren | 7059 | 5 | 6.62 | Residential | Yes | Behind the Meter | Net-metered residential rooftop and canopy |  | None | Vivint Solar Developer, LLC | PSE&G | Accepted | 2019-09-17 | 2019-09-19 | 2021-10-30 | Solar Edge | SE7600H-US | Inverters | 7600 |  | 1 |  |  | 0.992 |  | Outdoor | Near Utility Meter
NJSTRE1545382531 | NJSRRE1541873587 | Transition Incentive Program | Pompton Plains | 7444 | 3 | 7.56 | Residential | Yes | Behind the Meter | Net-metered residential rooftop and canopy |  | None | Vivint Solar Developer, LLC | JCP&L | Accepted | 2019-08-22 | 2019-08-26 | 2021-10-30 | Solar Edge | SE7600H-US | Inverters | 7600 |  | 1 |  |  | 0.992 |  | Outdoor | Near the Utility Meter
NJSTRE1545382531 | NJSRRE1541873587 | Transition Incentive Program | Pompton Plains | 7444 | 3 | 7.56 | Residential | Yes | Behind the Meter | Net-metered residential rooftop and canopy |  | None | Vivint Solar Developer, LLC | JCP&L | Accepted | 2019-08-22 | 2019-08-26 | 2021-10-30 | Hanwha Solar | Q.PEAK BLK-G5 315 | Solar Panels |  | 0.315 | 15 | 174 | 15 |  | Fixed | Roof
NJSTRE1545382531 | NJSRRE1541873587 | Transition Incentive Program | Pompton Plains | 7444 | 3 | 7.56 | Residential | Yes | Behind the Meter | Net-metered residential rooftop and canopy |  | None | Vivint Solar Developer, LLC | JCP&L | Accepted | 2019-08-22 | 2019-08-26 | 2021-10-30 | Hanwha Solar | Q.PEAK BLK-G5 315 | Solar Panels |  | 0.315 | 5 | 174 | 15 |  | Fixed | Roof
NJSTRE1545382531 | NJSRRE1541873587 | Transition Incentive Program | Pompton Plains | 7444 | 3 | 7.56 | Residential | Yes | Behind the Meter | Net-metered residential rooftop and canopy |  | None | Vivint Solar Developer, LLC | JCP&L | Accepted | 2019-08-22 | 2019-08-26 | 2021-10-30 | Hanwha Solar | Q.PEAK BLK-G5 315 | Solar Panels |  | 0.315 | 4 | 174 | 32 |  | Fixed | Roof
NJSTRE1545382533 | NJSRRE1542411745 | Transition Incentive Program | Pittsgrove Township | 8318 | 16 | 11.78 | Residential | No | Behind the Meter | Net-metered residential rooftop and canopy |  | None | Suntuity Solar LLC | AC Electric | Accepted | 2019-09-17 | 2019-09-19 | 2021-10-30 | Yingli Green Energy | YL310D-30b | Solar Panels |  | 0.31 | 12 | 69 | 17 |  | Fixed | Roof
NJSTRE1545382533 | NJSRRE1542411745 | Transition Incentive Program | Pittsgrove Township | 8318 | 16 | 11.78 | Residential | No | Behind the Meter | Net-metered residential rooftop and canopy |  | None | Suntuity Solar LLC | AC Electric | Accepted | 2019-09-17 | 2019-09-19 | 2021-10-30 | Enphase Energy | IQ7-60-2-US | Inverters | 240 |  | 38 |  |  | 0.97 |  | Outdoor | Behind the PV Modules
NJSTRE1545382533 | NJSRRE1542411745 | Transition Incentive Program | Pittsgrove Township | 8318 | 16 | 11.78 | Residential | No | Behind the Meter | Net-metered residential rooftop and canopy |  | None | Suntuity Solar LLC | AC Electric | Accepted | 2019-09-17 | 2019-09-19 | 2021-10-30 | Yingli Green Energy | YL310D-30b | Solar Panels |  | 0.31 | 26 | 249 | 17 |  | Fixed | Roof
NJSTRE1545382534 | NJSRRE1541987047 | Transition Incentive Program | Ventnor | 8406 | 19 | 9 | Residential | No | Behind the Meter | Net-metered residential rooftop and canopy |  | None | Bright Planet Solar | AC Electric | Accepted | 2019-08-30 | 2019-09-05 | 2021-10-30 | Solar Edge | SE6000H-USRGM | Inverters | 6000 |  | 1 |  |  | 0.98 |  | Outdoor | Next to Meter
NJSTRE1545382534 | NJSRRE1541987047 | Transition Incentive Program | Ventnor | 8406 | 19 | 9 | Residential | No | Behind the Meter | Net-metered residential rooftop and canopy |  | None | Bright Planet Solar | AC Electric | Accepted | 2019-08-30 | 2019-09-05 | 2021-10-30 | Trina Solar | TSM-DD05A.18(II) 300W | Solar Panels |  | 0.3 | 8 | 237 | 18 |  | Fixed | Roof
NJSTRE1545382534 | NJSRRE1541987047 | Transition Incentive Program | Ventnor | 8406 | 19 | 9 | Residential | No | Behind the Meter | Net-metered residential rooftop and canopy |  | None | Bright Planet Solar | AC Electric | Accepted | 2019-08-30 | 2019-09-05 | 2021-10-30 | Trina Solar | TSM-DD05A.18(II) 300W | Solar Panels |  | 0.3 | 13 | 237 | 18 |  | Fixed | Roof
NJSTRE1545382534 | NJSRRE1541987047 | Transition Incentive Program | Ventnor | 8406 | 19 | 9 | Residential | No | Behind the Meter | Net-metered residential rooftop and canopy |  | None | Bright Planet Solar | AC Electric | Accepted | 2019-08-30 | 2019-09-05 | 2021-10-30 | Trina Solar | TSM-DD05A.18(II) 300W | Solar Panels |  | 0.3 | 9 | 57 | 18 |  | Fixed | Roof
NJSTRE1545382535 | NJSRRE1541897472 | Transition Incentive Program | Point Pleasant | 8742 | 18 | 13.86 | Residential | No | Behind the Meter | Net-metered residential rooftop and canopy |  | None | Suntuity Solar LLC | JCP&L | Accepted | 2019-08-29 | 2019-09-03 | 2021-10-30 | Enphase Energy | IQ7-60-2-US | Inverters | 240 |  | 44 |  |  | 0.97 |  | Outdoor | Behind the PV Modules
NJSTRE1545382535 | NJSRRE1541897472 | Transition Incentive Program | Point Pleasant | 8742 | 18 | 13.86 | Residential | No | Behind the Meter | Net-metered residential rooftop and canopy |  | None | Suntuity Solar LLC | JCP&L | Accepted | 2019-08-29 | 2019-09-03 | 2021-10-30 | Yingli Green Energy | YL315D-30b | Solar Panels |  | 0.315 | 21 | 111 | 33 |  | Fixed | Roof
NJSTRE1545382535 | NJSRRE1541897472 | Transition Incentive Program | Point Pleasant | 8742 | 18 | 13.86 | Residential | No | Behind the Meter | Net-metered residential rooftop and canopy |  | None | Suntuity Solar LLC | JCP&L | Accepted | 2019-08-29 | 2019-09-03 | 2021-10-30 | Yingli Green Energy | YL315D-30b | Solar Panels |  | 0.315 | 8 | 202 | 33 |  | Fixed | Roof
NJSTRE1545382535 | NJSRRE1541897472 | Transition Incentive Program | Point Pleasant | 8742 | 18 | 13.86 | Residential | No | Behind the Meter | Net-metered residential rooftop and canopy |  | None | Suntuity Solar LLC | JCP&L | Accepted | 2019-08-29 | 2019-09-03 | 2021-10-30 | Yingli Green Energy | YL315D-30b | Solar Panels |  | 0.315 | 7 | 111 | 33 |  | Fixed | Roof
NJSTRE1545382535 | NJSRRE1541897472 | Transition Incentive Program | Point Pleasant | 8742 | 18 | 13.86 | Residential | No | Behind the Meter | Net-metered residential rooftop and canopy |  | None | Suntuity Solar LLC | JCP&L | Accepted | 2019-08-29 | 2019-09-03 | 2021-10-30 | Yingli Green Energy | YL315D-30b | Solar Panels |  | 0.315 | 8 | 111 | 33 |  | Fixed | Roof
NJSTRE1545382537 | NJSRRE1541861850 | Transition Incentive Program | KEYPORT | 7735 | 17 | 4.1 | Residential | Yes | Behind the Meter | Net-metered residential rooftop and canopy |  | None | Vivint Solar Developer, LLC | JCP&L | Accepted | 2019-08-23 | 2019-08-23 | 2021-10-30 | SolarEdge Technologies | SE3800H-US | Inverters | 3800 |  | 1 |  |  | 0.992 |  | Outdoor | Near the Utility Meter
NJSTRE1545382537 | NJSRRE1541861850 | Transition Incentive Program | KEYPORT | 7735 | 17 | 4.1 | Residential | Yes | Behind the Meter | Net-metered residential rooftop and canopy |  | None | Vivint Solar Developer, LLC | JCP&L | Accepted | 2019-08-23 | 2019-08-23 | 2021-10-30 | HANWHA SOLAR | Q.PEAK BLK-G5 315 | Solar Panels |  | 0.315 | 13 | 255 | 34 |  | Fixed | Roof
NJSTRE1545382538 | NJSRRE1542373548 | Transition Incentive Program | Morristown | 7960 | 3 | 1660.5 | Commercial | Yes | Behind the Meter | Net-metered non-residential rooftop and canopy |  | None | Green Energy Construction & Consulting | JCP&L | Accepted | 2019-09-09 | 2019-09-12 | 2021-10-30 | CHINT | CPS SCA60K | Inverters | 60000 |  | 20 |  |  | 0.95 |  | Outside | AT ARRAYS AND NEXT TO METERS
NJSTRE1545382538 | NJSRRE1542373548 | Transition Incentive Program | Morristown | 7960 | 3 | 1660.5 | Commercial | Yes | Behind the Meter | Net-metered non-residential rooftop and canopy |  | None | Green Energy Construction & Consulting | JCP&L | Accepted | 2019-09-09 | 2019-09-12 | 2021-10-30 | GCL | GCL M3/72 375 | Solar Panels |  | 0.375 | 3692 | 113 | 5 |  | Fixed | Parking Lot
NJSTRE1545382538 | NJSRRE1542373548 | Transition Incentive Program | Morristown | 7960 | 3 | 1660.5 | Commercial | Yes | Behind the Meter | Net-metered non-residential rooftop and canopy |  | None | Green Energy Construction & Consulting | JCP&L | Accepted | 2019-09-09 | 2019-09-12 | 2021-10-30 | GCL | GCL M3/72 375 | Solar Panels |  | 0.375 | 736 | 293 & 113 | 10 |  | Fixed | Roof
NJSTRE1545382539 | NJSRRE1541871860 | Transition Incentive Program | Cliffwood | 7721 | 17 | 7.04 | Residential | Yes | Behind the Meter | Behind the Meter |  | None | Skyline Solar, LLC | JCP&L | Eligible for TI Program | 2019-08-21 | 2019-08-26 | 2021-10-30 | SolarEdge | SE5000H-US | Inverters | 5000 |  | 1 |  |  | 0.99 |  | Outside | within ten feet of meter
NJSTRE1545382539 | NJSRRE1541871860 | Transition Incentive Program | Cliffwood | 7721 | 17 | 7.04 | Residential | Yes | Behind the Meter | Behind the Meter |  | None | Skyline Solar, LLC | JCP&L | Eligible for TI Program | 2019-08-21 | 2019-08-26 | 2021-10-30 | Hanwha Q-Cells | Q.PEAK DUO-G5 320 | Solar Panels |  | 0.32 | 22 | 250,70 | 41 |  | Fixed | Roof
NJSTRE1545382541 | NJSRRE1542407188 | Transition Incentive Program | TOMS RIVER | 8757 | 18 | 6.62 | Residential | No | Behind the Meter | Net-metered residential rooftop and canopy |  | None | Vivint Solar Developer, LLC | JCP&L | Accepted | 2019-09-14 | 2019-09-17 | 2021-10-30 | Hanwha | Q.PEAK BLK-G5 315 | Solar Panels |  | 0.315 | 2 | 257 | 37 |  | Fixed | Roof
NJSTRE1545382541 | NJSRRE1542407188 | Transition Incentive Program | TOMS RIVER | 8757 | 18 | 6.62 | Residential | No | Behind the Meter | Net-metered residential rooftop and canopy |  | None | Vivint Solar Developer, LLC | JCP&L | Accepted | 2019-09-14 | 2019-09-17 | 2021-10-30 | Hanwha | Q.PEAK BLK-G5 315 | Solar Panels |  | 0.315 | 4 | 347 | 30 |  | Fixed | Roof
NJSTRE1545382541 | NJSRRE1542407188 | Transition Incentive Program | TOMS RIVER | 8757 | 18 | 6.62 | Residential | No | Behind the Meter | Net-metered residential rooftop and canopy |  | None | Vivint Solar Developer, LLC | JCP&L | Accepted | 2019-09-14 | 2019-09-17 | 2021-10-30 | Solar Edge | SE7600H-US | Inverters | 7600 |  | 1 |  |  | 0.992 |  | Outdoor | Near the Utility Meter
NJSTRE1545382541 | NJSRRE1542407188 | Transition Incentive Program | TOMS RIVER | 8757 | 18 | 6.62 | Residential | No | Behind the Meter | Net-metered residential rooftop and canopy |  | None | Vivint Solar Developer, LLC | JCP&L | Accepted | 2019-09-14 | 2019-09-17 | 2021-10-30 | Hanwha | Q.PEAK BLK-G5 315 | Solar Panels |  | 0.315 | 2 | 77 | 37 |  | Fixed | Roof
NJSTRE1545382541 | NJSRRE1542407188 | Transition Incentive Program | TOMS RIVER | 8757 | 18 | 6.62 | Residential | No | Behind the Meter | Net-metered residential rooftop and canopy |  | None | Vivint Solar Developer, LLC | JCP&L | Accepted | 2019-09-14 | 2019-09-17 | 2021-10-30 | Hanwha | Q.PEAK BLK-G5 315 | Solar Panels |  | 0.315 | 5 | 167 | 30 |  | Fixed | Roof
NJSTRE1545382541 | NJSRRE1542407188 | Transition Incentive Program | TOMS RIVER | 8757 | 18 | 6.62 | Residential | No | Behind the Meter | Net-metered residential rooftop and canopy |  | None | Vivint Solar Developer, LLC | JCP&L | Accepted | 2019-09-14 | 2019-09-17 | 2021-10-30 | Hanwha | Q.PEAK BLK-G5 315 | Solar Panels |  | 0.315 | 8 | 347 | 30 |  | Fixed | Roof
NJSTRE1545382542 | NJSRRE1541976884 | Transition Incentive Program | Strafford Township | 8050 | 18 | 12.75 | Residential | Yes | Behind the Meter | Net-metered residential rooftop and canopy |  | None | Vision Solar LLC | AC Electric | Accepted | 2019-08-30 | 2019-09-04 | 2021-10-30 | sunpower | e20-327-e-ac | Inverters | 0.32 |  | 39 |  |  | 0.96 |  | Other | behind panels
NJSTRE1545382542 | NJSRRE1541976884 | Transition Incentive Program | Strafford Township | 8050 | 18 | 12.75 | Residential | Yes | Behind the Meter | Net-metered residential rooftop and canopy |  | None | Vision Solar LLC | AC Electric | Accepted | 2019-08-30 | 2019-09-04 | 2021-10-30 | sunpower | e20-327-e-ac | Solar Panels |  | 0.327 | 3 | 48 | 7 |  | Fixed | Roof
NJSTRE1545382542 | NJSRRE1541976884 | Transition Incentive Program | Strafford Township | 8050 | 18 | 12.75 | Residential | Yes | Behind the Meter | Net-metered residential rooftop and canopy |  | None | Vision Solar LLC | AC Electric | Accepted | 2019-08-30 | 2019-09-04 | 2021-10-30 | sunpower | e20-327-e-ac | Solar Panels |  | 0.327 | 10 | 228 | 30 |  | Fixed | Roof
NJSTRE1545382542 | NJSRRE1541976884 | Transition Incentive Program | Strafford Township | 8050 | 18 | 12.75 | Residential | Yes | Behind the Meter | Net-metered residential rooftop and canopy |  | None | Vision Solar LLC | AC Electric | Accepted | 2019-08-30 | 2019-09-04 | 2021-10-30 | sunpower | e20-327-e-ac | Solar Panels |  | 0.327 | 7 | 138 | 44 |  | Fixed | Roof
NJSTRE1545382542 | NJSRRE1541976884 | Transition Incentive Program | Strafford Township | 8050 | 18 | 12.75 | Residential | Yes | Behind the Meter | Net-metered residential rooftop and canopy |  | None | Vision Solar LLC | AC Electric | Accepted | 2019-08-30 | 2019-09-04 | 2021-10-30 | sunpower | e20-327-e-ac | Solar Panels |  | 0.327 | 19 | 228 | 30 |  | Fixed | Roof
NJSTRE1545382544 | NJSRRE1541891209 | Transition Incentive Program | MILLVILLE | 8332 | 20 | 5.99 | Residential | Yes | Behind the Meter | Net-metered residential rooftop and canopy |  | None | Vivint Solar Developer, LLC | AC Electric | Accepted | 2019-09-03 | 2019-09-04 | 2021-10-30 | SolarEdge Technologies | SE7600H | Inverters | 7600 |  | 1 |  |  | 0.992 |  | Outdoor | Near the Utility Meter
NJSTRE1545382544 | NJSRRE1541891209 | Transition Incentive Program | MILLVILLE | 8332 | 20 | 5.99 | Residential | Yes | Behind the Meter | Net-metered residential rooftop and canopy |  | None | Vivint Solar Developer, LLC | AC Electric | Accepted | 2019-09-03 | 2019-09-04 | 2021-10-30 | Hanwha Solar | Q.PEAK BLK-G5 315 | Solar Panels |  | 0.315 | 19 | 58 | 20 |  | Fixed | Roof
NJSTRE1545382545 | NJSRRE1541888342 | Transition Incentive Program | Ridgefield | 7657 | 7 | 17.2 | Residential | Yes | Behind the Meter | Net-metered residential rooftop and canopy |  | None | SunPower Corporation, Systems | PSE&G | Accepted | 2019-08-27 | 2019-08-30 | 2021-10-30 | SUNPOWER | SPR-A400-G-AC | Solar Panels |  | 0.4 | 19 | 216 | 27 |  | Fixed | Roof
NJSTRE1545382545 | NJSRRE1541888342 | Transition Incentive Program | Ridgefield | 7657 | 7 | 17.2 | Residential | Yes | Behind the Meter | Net-metered residential rooftop and canopy |  | None | SunPower Corporation, Systems | PSE&G | Accepted | 2019-08-27 | 2019-08-30 | 2021-10-30 | SUNPOWER | SPR-A400-G-AC | Solar Panels |  | 0.4 | 24 | 216 | 27 |  | Fixed | Roof
NJSTRE1545382545 | NJSRRE1541888342 | Transition Incentive Program | Ridgefield | 7657 | 7 | 17.2 | Residential | Yes | Behind the Meter | Net-metered residential rooftop and canopy |  | None | SunPower Corporation, Systems | PSE&G | Accepted | 2019-08-27 | 2019-08-30 | 2021-10-30 | SUNPOWER | SPR-A400-G-AC | Inverters | 320 |  | 43 |  |  | 0.97 |  | Other | under each panel
NJSTRE1545382547 | NJSRRE1542394951 | Transition Incentive Program | Pittsgrove Township | 8318 | 16 | 11.97 | Residential | No | Behind the Meter | Net-metered residential rooftop and canopy |  | None | Suntuity Solar LLC | AC Electric | Accepted | 2019-09-13 | 2019-09-17 | 2021-10-30 | Enphase Energy | IQ7-60-2-US | Inverters | 240 |  | 38 |  |  | 0.97 |  | Outdoor | Behind the PV Modules
NJSTRE1545382547 | NJSRRE1542394951 | Transition Incentive Program | Pittsgrove Township | 8318 | 16 | 11.97 | Residential | No | Behind the Meter | Net-metered residential rooftop and canopy |  | None | Suntuity Solar LLC | AC Electric | Accepted | 2019-09-13 | 2019-09-17 | 2021-10-30 | Yingli Green Energy | YL315D-30b | Solar Panels |  | 0.315 | 38 | 172 | 20 |  | Fixed | Roof
NJSTRE1545382548 | NJSRRE1541938679 | Transition Incentive Program | Elmer | 8318 | 16 | 13.95 | Residential | No | Behind the Meter | Net-metered residential rooftop and canopy |  | None | Solar Energy World | AC Electric | Accepted | 2019-08-29 | 2019-09-04 | 2021-10-30 | Solar Edge | SE7600H-USRGM | Inverters | 7600 |  | 1 |  |  | 0.983 |  | Outside | near meter
NJSTRE1545382548 | NJSRRE1541938679 | Transition Incentive Program | Elmer | 8318 | 16 | 13.95 | Residential | No | Behind the Meter | Net-metered residential rooftop and canopy |  | None | Solar Energy World | AC Electric | Accepted | 2019-08-29 | 2019-09-04 | 2021-10-30 | LONGi Green Energy Technology | LR6-60PE-310M | Solar Panels |  | 0.31 | 45 | 84 | 32 |  | Fixed | Roof
NJSTRE1545382550 | NJSRRE1541861740 | Transition Incentive Program | Williamstown | 8094 | 15 | 8.68 | Residential | Yes | Behind the Meter | Net-metered residential rooftop and canopy |  | None | Suntuity Solar LLC | AC Electric | Accepted | 2019-08-20 | 2019-08-23 | 2021-10-30 | Enphase Energy | IQ7-60-2-US | Inverters | 240 |  | 28 |  |  | 0.97 |  | Outdoor | Behind the PV Modules
NJSTRE1545382550 | NJSRRE1541861740 | Transition Incentive Program | Williamstown | 8094 | 15 | 8.68 | Residential | Yes | Behind the Meter | Net-metered residential rooftop and canopy |  | None | Suntuity Solar LLC | AC Electric | Accepted | 2019-08-20 | 2019-08-23 | 2021-10-30 | Yingli Green Energy | YL310D-30b | Solar Panels |  | 0.31 | 6 | 212 | 34 |  | Fixed | Roof
NJSTRE1545382550 | NJSRRE1541861740 | Transition Incentive Program | Williamstown | 8094 | 15 | 8.68 | Residential | Yes | Behind the Meter | Net-metered residential rooftop and canopy |  | None | Suntuity Solar LLC | AC Electric | Accepted | 2019-08-20 | 2019-08-23 | 2021-10-30 | Yingli Green Energy | YL310D-30b | Solar Panels |  | 0.31 | 22 | 212 | 34 |  | Fixed | Roof
NJSTRE1545382551 | NJSRRE1542409009 | Transition Incentive Program | Toms River | 8755 | 18 | 10.23 | Residential | No | Behind the Meter | Net-metered residential rooftop and canopy |  | None | Powerlutions | JCP&L | Accepted | 2019-09-16 | 2019-09-18 | 2021-10-30 | SolarEdge | SE7600H-US | Inverters | 7.6 |  | 1 |  |  | 0.99 |  | Outdoor | Near Meter
NJSTRE1545382551 | NJSRRE1542409009 | Transition Incentive Program | Toms River | 8755 | 18 | 10.23 | Residential | No | Behind the Meter | Net-metered residential rooftop and canopy |  | None | Powerlutions | JCP&L | Accepted | 2019-09-16 | 2019-09-18 | 2021-10-30 | Axitec | AC-310P/156-72S | Solar Panels |  | 0.31 | 33 | 201 | 20 |  | Fixed | Roof
NJSTRE1545382553 | NJSRRE1542422599 | Transition Incentive Program | Keyport | 7735 | 17 | 5.99 | Residential | Yes | Behind the Meter | Net-metered residential rooftop and canopy |  | None | Vivint Solar Developer, LLC | JCP&L | Accepted | 2019-09-19 | 2019-09-23 | 2021-10-30 | SolarEdge | SE7600H-US | Inverters | 7600 |  | 1 |  |  | 0.992 |  | Outdoor | Near the Utility Meter
NJSTRE1545382553 | NJSRRE1542422599 | Transition Incentive Program | Keyport | 7735 | 17 | 5.99 | Residential | Yes | Behind the Meter | Net-metered residential rooftop and canopy |  | None | Vivint Solar Developer, LLC | JCP&L | Accepted | 2019-09-19 | 2019-09-23 | 2021-10-30 | Hanwha | Q.PEAK BLK-G5 315 | Solar Panels |  | 0.315 | 15 | 118 | 25 |  | Fixed | Roof
NJSTRE1545382553 | NJSRRE1542422599 | Transition Incentive Program | Keyport | 7735 | 17 | 5.99 | Residential | Yes | Behind the Meter | Net-metered residential rooftop and canopy |  | None | Vivint Solar Developer, LLC | JCP&L | Accepted | 2019-09-19 | 2019-09-23 | 2021-10-30 | Hanwha | Q.PEAK BLK-G5 315 | Solar Panels |  | 0.315 | 4 | 118 | 25 |  | Fixed | Roof
NJSTRE1545382555 | NJSRRE1542377447 | Transition Incentive Program | Green Brook Township | 8812 | 11 | 14.79 | Residential | No | Behind the Meter | Behind the Meter |  | None | Sunrun Installation Services, Inc. | PSE&G | Eligible for TI Program | 2019-09-10 | 2019-09-12 | 2021-10-30 | Ningbo Ginlong Technologies | Solis-1P10K-4G-US | Inverters | 10000 |  | 1 |  |  | 0.96 |  | Outdoor | Next To Meter
NJSTRE1545382555 | NJSRRE1542377447 | Transition Incentive Program | Green Brook Township | 8812 | 11 | 14.79 | Residential | No | Behind the Meter | Behind the Meter |  | None | Sunrun Installation Services, Inc. | PSE&G | Eligible for TI Program | 2019-09-10 | 2019-09-12 | 2021-10-30 | Ningbo Ginlong Technologies | Solis-1P6K-4G-US | Inverters | 6000 |  | 1 |  |  | 0.96 |  | Outdoor | Next To Meter
NJSTRE1545382555 | NJSRRE1542377447 | Transition Incentive Program | Green Brook Township | 8812 | 11 | 14.79 | Residential | No | Behind the Meter | Behind the Meter |  | None | Sunrun Installation Services, Inc. | PSE&G | Eligible for TI Program | 2019-09-10 | 2019-09-12 | 2021-10-30 | REC Solar | REC290TP2 BLK | Solar Panels |  | 0.29 | 20 | 229 | 37 |  | Fixed | Roof
NJSTRE1545382555 | NJSRRE1542377447 | Transition Incentive Program | Green Brook Township | 8812 | 11 | 14.79 | Residential | No | Behind the Meter | Behind the Meter |  | None | Sunrun Installation Services, Inc. | PSE&G | Eligible for TI Program | 2019-09-10 | 2019-09-12 | 2021-10-30 | REC Solar | REC290TP2 BLK | Solar Panels |  | 0.29 | 23 | 49 | 37 |  | Fixed | Roof
NJSTRE1545382555 | NJSRRE1542377447 | Transition Incentive Program | Green Brook Township | 8812 | 11 | 14.79 | Residential | No | Behind the Meter | Behind the Meter |  | None | Sunrun Installation Services, Inc. | PSE&G | Eligible for TI Program | 2019-09-10 | 2019-09-12 | 2021-10-30 | REC Solar | REC290TP2 BLK | Solar Panels |  | 0.29 | 8 | 141 | 37 |  | Fixed | Roof
NJSTRE1545382557 | NJSRRE1541864899 | Transition Incentive Program | Camden City | 8102 | 14 | 5.12 | Residential | Yes | Behind the Meter | Behind the Meter |  | None | Skyline Solar, LLC | PSE&G | Eligible for TI Program | 2019-08-21 | 2019-08-26 | 2021-10-30 | SolarEdge | SE3800H-US | Inverters | 3800 |  | 1 |  |  | 0.99 |  | Outside | within ten feet of meter
NJSTRE1545382557 | NJSRRE1541864899 | Transition Incentive Program | Camden City | 8102 | 14 | 5.12 | Residential | Yes | Behind the Meter | Behind the Meter |  | None | Skyline Solar, LLC | PSE&G | Eligible for TI Program | 2019-08-21 | 2019-08-26 | 2021-10-30 | Hanwha Q-Cells | Q.PEAK DUO-G5 320 | Solar Panels |  | 0.32 | 16 | 194 | 10 |  | Fixed | Roof
NJSTRE1545382559 | NJSRRE1542376823 | Transition Incentive Program | EAST BRUNSWICK | 8816 | 11 | 5.04 | Residential | Yes | Behind the Meter | Net-metered residential rooftop and canopy |  | None | Vivint Solar Developer, LLC | PSE&G | Accepted | 2019-09-10 | 2019-09-12 | 2021-10-30 | SOLAREDGE TECHNOLOGIES | SE3800H-US000NNC2 | Inverters | 3800 |  | 1 |  |  | 0.992 |  | Outdoor | Near The Utility Meter
NJSTRE1545382559 | NJSRRE1542376823 | Transition Incentive Program | EAST BRUNSWICK | 8816 | 11 | 5.04 | Residential | Yes | Behind the Meter | Net-metered residential rooftop and canopy |  | None | Vivint Solar Developer, LLC | PSE&G | Accepted | 2019-09-10 | 2019-09-12 | 2021-10-30 | HANWHA SOLAR | Q.PEAK BLK-G5 315 | Solar Panels |  | 0.315 | 16 | 148 | 37 |  | Fixed | Roof
NJSTRE1545382561 | NJSRRE1541863009 | Transition Incentive Program | Hamilton Township | 8690 | 12 | 6.38 | Residential | No | Behind the Meter | Behind the Meter |  | None | Sunrun Installation Services, Inc. | PSE&G | Eligible for TI Program | 2019-08-20 | 2019-08-26 | 2021-10-30 | Ningbo Ginlong Technologies | Solis-1P5K-4G-US | Inverters | 5000 |  | 1 |  |  | 0.96 |  | Outdoor | Next To Meter
NJSTRE1545382561 | NJSRRE1541863009 | Transition Incentive Program | Hamilton Township | 8690 | 12 | 6.38 | Residential | No | Behind the Meter | Behind the Meter |  | None | Sunrun Installation Services, Inc. | PSE&G | Eligible for TI Program | 2019-08-20 | 2019-08-26 | 2021-10-30 | REC Solar | REC290TP2 BLK | Solar Panels |  | 0.29 | 22 | 124 | 40 |  | Fixed | Roof
NJSTRE1545382562 | NJSRRE1541880952 | Transition Incentive Program | Twp of Washington | 7676 | 7 | 4.06 | Residential | Yes | Behind the Meter | Behind the Meter |  | None | Code Green Solar, LLC | PSE&G | Eligible for TI Program | 2019-08-28 | 2019-09-16 | 2021-10-30 | Enphase Energy | EnphaseEnergy-M250-72-2LL-S22 | Inverters | 0.25 |  | 14 |  |  | 0.965 |  | Outdoor | outside
NJSTRE1545382562 | NJSRRE1541880952 | Transition Incentive Program | Twp of Washington | 7676 | 7 | 4.06 | Residential | Yes | Behind the Meter | Behind the Meter |  | None | Code Green Solar, LLC | PSE&G | Eligible for TI Program | 2019-08-28 | 2019-09-16 | 2021-10-30 | Q-Cells | Q-Cells-Q.PEAK BLK G4 290 | Solar Panels |  | 0.29 | 14 | 163 | 31 |  | Fixed | Roof
NJSTRE1545382564 | NJSRRE1542412245 | Transition Incentive Program | Somers Point | 8244 | 19 | 13.02 | Residential | Yes | Behind the Meter | Behind the Meter |  | None | All Season Solar | AC Electric | Eligible for TI Program | 2019-09-17 | 2019-09-19 | 2021-10-30 | Enphase | IQ7 | Inverters | 240 |  | 42 |  |  | 0.97 |  | Outdoor | Under Module
NJSTRE1545382564 | NJSRRE1542412245 | Transition Incentive Program | Somers Point | 8244 | 19 | 13.02 | Residential | Yes | Behind the Meter | Behind the Meter |  | None | All Season Solar | AC Electric | Eligible for TI Program | 2019-09-17 | 2019-09-19 | 2021-10-30 | Trina | TSM DD05A.05II 310W AUG 2019 | Solar Panels |  | 0.31 | 42 | 206 | 19 |  | Fixed | Roof
NJSTRE1545382565 | NJSRRE1542314731 | Transition Incentive Program | Kearny | 7032 | 8 | 9.3 | Residential | No | Behind the Meter | Behind the Meter |  | None | Maier Solar Engineering dba Solar Me | PSE&G | Eligible for TI Program | 2019-09-06 | 2019-09-10 | 2021-10-30 | Enphase | IQ7 | Inverters | 290 |  | 23 |  |  | 0.96 |  | Outdoor | Next to meter
NJSTRE1545382565 | NJSRRE1542314731 | Transition Incentive Program | Kearny | 7032 | 8 | 9.3 | Residential | No | Behind the Meter | Behind the Meter |  | None | Maier Solar Engineering dba Solar Me | PSE&G | Eligible for TI Program | 2019-09-06 | 2019-09-10 | 2021-10-30 | Hyundai | HiS-S300MG | Solar Panels |  | 0.3 | 4 | 213 | 35 |  | Fixed | Roof
NJSTRE1545382565 | NJSRRE1542314731 | Transition Incentive Program | Kearny | 7032 | 8 | 9.3 | Residential | No | Behind the Meter | Behind the Meter |  | None | Maier Solar Engineering dba Solar Me | PSE&G | Eligible for TI Program | 2019-09-06 | 2019-09-10 | 2021-10-30 | Hyundai | HiS-S300MG | Solar Panels |  | 0.3 | 5 | 123 | 35 |  | Fixed | Roof
NJSTRE1545382565 | NJSRRE1542314731 | Transition Incentive Program | Kearny | 7032 | 8 | 9.3 | Residential | No | Behind the Meter | Behind the Meter |  | None | Maier Solar Engineering dba Solar Me | PSE&G | Eligible for TI Program | 2019-09-06 | 2019-09-10 | 2021-10-30 | Hyundai | HiS-S300MG | Solar Panels |  | 0.3 | 6 | 23 | 35 |  | Fixed | Roof
NJSTRE1545382565 | NJSRRE1542314731 | Transition Incentive Program | Kearny | 7032 | 8 | 9.3 | Residential | No | Behind the Meter | Behind the Meter |  | None | Maier Solar Engineering dba Solar Me | PSE&G | Eligible for TI Program | 2019-09-06 | 2019-09-10 | 2021-10-30 | Hyundai | HiS-S300MG | Solar Panels |  | 0.3 | 16 | 303 | 35 |  | Fixed | Roof
NJSTRE1545382567 | NJSRRE1541880965 | Transition Incentive Program | Elizabeth | 7202 | 10 | 9.57 | Residential | Yes | Behind the Meter | Behind the Meter |  | None | Sunrun Installation Services, Inc. | PSE&G | Eligible for TI Program | 2019-08-23 | 2019-08-28 | 2021-10-30 | Ningbo Ginlong Technologies | Solis-1P9K-4G-US | Inverters | 9000 |  | 1 |  |  | 0.96 |  | Outdoor | Next To Meter
NJSTRE1545382567 | NJSRRE1541880965 | Transition Incentive Program | Elizabeth | 7202 | 10 | 9.57 | Residential | Yes | Behind the Meter | Behind the Meter |  | None | Sunrun Installation Services, Inc. | PSE&G | Eligible for TI Program | 2019-08-23 | 2019-08-28 | 2021-10-30 | REC Solar | REC290TP2 BLK | Solar Panels |  | 0.29 | 17 | 219 | 23 |  | Fixed | Roof
NJSTRE1545382567 | NJSRRE1541880965 | Transition Incentive Program | Elizabeth | 7202 | 10 | 9.57 | Residential | Yes | Behind the Meter | Behind the Meter |  | None | Sunrun Installation Services, Inc. | PSE&G | Eligible for TI Program | 2019-08-23 | 2019-08-28 | 2021-10-30 | REC Solar | REC290TP2 BLK | Solar Panels |  | 0.29 | 5 | 308 | 23 |  | Fixed | Roof
NJSTRE1545382567 | NJSRRE1541880965 | Transition Incentive Program | Elizabeth | 7202 | 10 | 9.57 | Residential | Yes | Behind the Meter | Behind the Meter |  | None | Sunrun Installation Services, Inc. | PSE&G | Eligible for TI Program | 2019-08-23 | 2019-08-28 | 2021-10-30 | REC Solar | REC290TP2 BLK | Solar Panels |  | 0.29 | 11 | 39 | 23 |  | Fixed | Roof
NJSTRE1545382568 | NJSRRE1542394947 | Transition Incentive Program | South Plainfield | 7080 | 11 | 12.29 | Residential | Yes | Behind the Meter | Net-metered residential rooftop and canopy |  | None | Suntuity Solar LLC | PSE&G | Accepted | 2019-09-13 | 2019-09-17 | 2021-10-30 | Enphase Energy | IQ7-60-2-US | Inverters | 240 |  | 39 |  |  | 0.97 |  | Outdoor | Behind the PV Modules
NJSTRE1545382568 | NJSRRE1542394947 | Transition Incentive Program | South Plainfield | 7080 | 11 | 12.29 | Residential | Yes | Behind the Meter | Net-metered residential rooftop and canopy |  | None | Suntuity Solar LLC | PSE&G | Accepted | 2019-09-13 | 2019-09-17 | 2021-10-30 | Yingli Green Energy | YL315D-30b | Solar Panels |  | 0.315 | 21 | 66 | 8 |  | Fixed | Roof
NJSTRE1545382568 | NJSRRE1542394947 | Transition Incentive Program | South Plainfield | 7080 | 11 | 12.29 | Residential | Yes | Behind the Meter | Net-metered residential rooftop and canopy |  | None | Suntuity Solar LLC | PSE&G | Accepted | 2019-09-13 | 2019-09-17 | 2021-10-30 | Yingli Green Energy | YL315D-30b | Solar Panels |  | 0.315 | 18 | 246 | 8 |  | Fixed | Roof
NJSTRE1545382570 | NJSRRE1542081707 | Transition Incentive Program | ROSELLE | 7203 | 10 | 5.36 | Residential | Yes | Behind the Meter | Net-metered residential rooftop and canopy |  | None | Vivint Solar Developer, LLC | PSE&G | Accepted | 2019-09-03 | 2019-09-06 | 2021-10-30 | SOLAREDGE TECHNOLOGIES | SE3800H-US000BNC4 | Inverters | 3800 |  | 1 |  |  | 0.992 |  | Outdoor | Near The Utility Meter
NJSTRE1545382570 | NJSRRE1542081707 | Transition Incentive Program | ROSELLE | 7203 | 10 | 5.36 | Residential | Yes | Behind the Meter | Net-metered residential rooftop and canopy |  | None | Vivint Solar Developer, LLC | PSE&G | Accepted | 2019-09-03 | 2019-09-06 | 2021-10-30 | HANWHA SOLAR | Q.PEAK BLK-G5 315 | Solar Panels |  | 0.315 | 10 | 134 | 15 |  | Fixed | Roof
NJSTRE1545382570 | NJSRRE1542081707 | Transition Incentive Program | ROSELLE | 7203 | 10 | 5.36 | Residential | Yes | Behind the Meter | Net-metered residential rooftop and canopy |  | None | Vivint Solar Developer, LLC | PSE&G | Accepted | 2019-09-03 | 2019-09-06 | 2021-10-30 | HANWHA SOLAR | Q.PEAK BLK-G5 315 | Solar Panels |  | 0.315 | 7 | 314 | 41 |  | Fixed | Roof
NJSTRE1545382572 | NJSRRE1541864778 | Transition Incentive Program | Linden City | 7036 | 10 | 5.12 | Residential | Yes | Behind the Meter | Behind the Meter |  | None | Skyline Solar, LLC | PSE&G | Eligible for TI Program | 2019-08-21 | 2019-09-03 | 2021-10-30 | SolarEdge | SE3800H-US | Inverters | 3800 |  | 1 |  |  | 0.99 |  | Outside | within ten feet of meter
NJSTRE1545382572 | NJSRRE1541864778 | Transition Incentive Program | Linden City | 7036 | 10 | 5.12 | Residential | Yes | Behind the Meter | Behind the Meter |  | None | Skyline Solar, LLC | PSE&G | Eligible for TI Program | 2019-08-21 | 2019-09-03 | 2021-10-30 | Hanwha Q-Cells | Q.PEAK DUO-G5 320 | Solar Panels |  | 0.32 | 16 | 128 | 20 |  | Fixed | Roof
NJSTRE1545382573 | NJSRRE1541938485 | Transition Incentive Program | Bayville | 8721 | 18 | 20.59 | Residential | Yes | Behind the Meter | Behind the Meter |  | None | Sunrun Installation Services, Inc. | JCP&L | Eligible for TI Program | 2019-08-29 | 2019-09-04 | 2021-10-30 | Ningbo Ginlong Technologies | Solis-1P10K-4G-US | Inverters | 10000 |  | 1 |  |  | 0.96 |  | Outdoor | Next To Meter
NJSTRE1545382573 | NJSRRE1541938485 | Transition Incentive Program | Bayville | 8721 | 18 | 20.59 | Residential | Yes | Behind the Meter | Behind the Meter |  | None | Sunrun Installation Services, Inc. | JCP&L | Eligible for TI Program | 2019-08-29 | 2019-09-04 | 2021-10-30 | Ningbo Ginlong Technologies | Solis-1P9K-4G-US | Inverters | 9000 |  | 1 |  |  | 0.96 |  | Outdoor | Next To Meter
NJSTRE1545382573 | NJSRRE1541938485 | Transition Incentive Program | Bayville | 8721 | 18 | 20.59 | Residential | Yes | Behind the Meter | Behind the Meter |  | None | Sunrun Installation Services, Inc. | JCP&L | Eligible for TI Program | 2019-08-29 | 2019-09-04 | 2021-10-30 | Ningbo Ginlong Technologies | Solis-1P3K-4G-US | Inverters | 3000 |  | 1 |  |  | 0.96 |  | Outdoor | Next To Meter
NJSTRE1545382573 | NJSRRE1541938485 | Transition Incentive Program | Bayville | 8721 | 18 | 20.59 | Residential | Yes | Behind the Meter | Behind the Meter |  | None | Sunrun Installation Services, Inc. | JCP&L | Eligible for TI Program | 2019-08-29 | 2019-09-04 | 2021-10-30 | REC Solar | REC290TP2 BLK | Solar Panels |  | 0.29 | 38 | 355 | 23 |  | Fixed | Roof
NJSTRE1545382573 | NJSRRE1541938485 | Transition Incentive Program | Bayville | 8721 | 18 | 20.59 | Residential | Yes | Behind the Meter | Behind the Meter |  | None | Sunrun Installation Services, Inc. | JCP&L | Eligible for TI Program | 2019-08-29 | 2019-09-04 | 2021-10-30 | REC Solar | REC290TP2 BLK | Solar Panels |  | 0.29 | 21 | 175 | 23 |  | Fixed | Roof
NJSTRE1545382573 | NJSRRE1541938485 | Transition Incentive Program | Bayville | 8721 | 18 | 20.59 | Residential | Yes | Behind the Meter | Behind the Meter |  | None | Sunrun Installation Services, Inc. | JCP&L | Eligible for TI Program | 2019-08-29 | 2019-09-04 | 2021-10-30 | REC Solar | REC290TP2 BLK | Solar Panels |  | 0.29 | 12 | 84 | 23 |  | Fixed | Roof
NJSTRE1545382575 | NJSRRE1541861879 | Transition Incentive Program | Beachwood | 8722 | 18 | 8.19 | Residential | Yes | Behind the Meter | Net-metered residential rooftop and canopy |  | None | Vivint Solar Developer, LLC | JCP&L | Accepted | 2019-09-04 | 2019-09-04 | 2021-10-30 | Hanwha Solar | Q.PEAK BLK-G5 315 | Solar Panels |  | 0.315 | 18 | 216 | 20 |  | Fixed | Roof
NJSTRE1545382575 | NJSRRE1541861879 | Transition Incentive Program | Beachwood | 8722 | 18 | 8.19 | Residential | Yes | Behind the Meter | Net-metered residential rooftop and canopy |  | None | Vivint Solar Developer, LLC | JCP&L | Accepted | 2019-09-04 | 2019-09-04 | 2021-10-30 | SolarEdge Technologies | SE7600H-US | Inverters | 7600 |  | 1 |  |  | 0.992 |  | Other | Near the Utility Meter
NJSTRE1545382575 | NJSRRE1541861879 | Transition Incentive Program | Beachwood | 8722 | 18 | 8.19 | Residential | Yes | Behind the Meter | Net-metered residential rooftop and canopy |  | None | Vivint Solar Developer, LLC | JCP&L | Accepted | 2019-09-04 | 2019-09-04 | 2021-10-30 | Hanwha Solar | Q.PEAK BLK-G5 315 | Solar Panels |  | 0.315 | 8 | 36 | 20 |  | Fixed | Roof
NJSTRE1545382576 | NJSRRE1541861995 | Transition Incentive Program | TOMS RIVER | 8757 | 18 | 2.52 | Residential | Yes | Behind the Meter | Net-metered residential rooftop and canopy |  | None | Vivint Solar Developer, LLC | JCP&L | Accepted | 2019-08-20 | 2019-08-26 | 2021-10-30 | Solar Edge | SE3800H-US | Inverters | 3800 |  | 1 |  |  | 0.992 |  | Outdoor | Near the Utility Meter
NJSTRE1545382576 | NJSRRE1541861995 | Transition Incentive Program | TOMS RIVER | 8757 | 18 | 2.52 | Residential | Yes | Behind the Meter | Net-metered residential rooftop and canopy |  | None | Vivint Solar Developer, LLC | JCP&L | Accepted | 2019-08-20 | 2019-08-26 | 2021-10-30 | Hanwha Solar | Q.PEAK BLK-G5 315 | Solar Panels |  | 0.315 | 5 | 107 | 25 |  | Fixed | Roof
NJSTRE1545382576 | NJSRRE1541861995 | Transition Incentive Program | TOMS RIVER | 8757 | 18 | 2.52 | Residential | Yes | Behind the Meter | Net-metered residential rooftop and canopy |  | None | Vivint Solar Developer, LLC | JCP&L | Accepted | 2019-08-20 | 2019-08-26 | 2021-10-30 | Hanwha Solar | Q.PEAK BLK-G5 315 | Solar Panels |  | 0.315 | 3 | 287 | 25 |  | Fixed | Roof
NJSTRE1545382579 | NJSRRE1541881092 | Transition Incentive Program | E BRUNSWICK | 8816 | 11 | 2.84 | Residential | Yes | Behind the Meter | Net-metered residential rooftop and canopy |  | None | Vivint Solar Developer, LLC | PSE&G | Accepted | 2019-08-26 | 2019-08-28 | 2021-10-30 | solaredge | SE3800H-US000BNC4 | Inverters | 3800 |  | 1 |  |  | 0.992 |  | Outdoor | Near the Utility Meter
NJSTRE1545382579 | NJSRRE1541881092 | Transition Incentive Program | E BRUNSWICK | 8816 | 11 | 2.84 | Residential | Yes | Behind the Meter | Net-metered residential rooftop and canopy |  | None | Vivint Solar Developer, LLC | PSE&G | Accepted | 2019-08-26 | 2019-08-28 | 2021-10-30 | HANWHA SOLAR | Q.PEAK BLK-G5 315 | Solar Panels |  | 0.315 | 9 | 201 | 19 |  | Fixed | Roof
NJSTRE1545382580 | NJSRRE1542389713 | Transition Incentive Program | FREEHOLD | 7728 | 17 | 12.29 | Residential | Yes | Behind the Meter | Net-metered residential rooftop and canopy |  | None | Vivint Solar Developer, LLC | JCP&L | Accepted | 2019-09-11 | 2019-09-13 | 2021-10-30 | Solar Edge | SE10000H-US000BNC4 | Inverters | 10000 |  | 1 |  |  | 0.992 |  | Outdoor | near the Utility Meter
NJSTRE1545382580 | NJSRRE1542389713 | Transition Incentive Program | FREEHOLD | 7728 | 17 | 12.29 | Residential | Yes | Behind the Meter | Net-metered residential rooftop and canopy |  | None | Vivint Solar Developer, LLC | JCP&L | Accepted | 2019-09-11 | 2019-09-13 | 2021-10-30 | Hanwha Solar | Q.PEAK BLK-G5 315 | Solar Panels |  | 0.315 | 33 | 244 | 26 |  | Fixed | Roof
NJSTRE1545382580 | NJSRRE1542389713 | Transition Incentive Program | FREEHOLD | 7728 | 17 | 12.29 | Residential | Yes | Behind the Meter | Net-metered residential rooftop and canopy |  | None | Vivint Solar Developer, LLC | JCP&L | Accepted | 2019-09-11 | 2019-09-13 | 2021-10-30 | Hanwha Solar | Q.PEAK BLK-G5 315 | Solar Panels |  | 0.315 | 6 | 154 | 44 |  | Fixed | Roof
NJSTRE1545382581 | NJSRRE1541989848 | Transition Incentive Program | CAPE MAY CH | 8210 | 21 | 4.1 | Residential | Yes | Behind the Meter | Net-metered residential rooftop and canopy |  | None | Vivint Solar Developer, LLC | AC Electric | Accepted | 2019-09-03 | 2019-09-05 | 2021-10-30 | HANWHA | SOLAR Q.PEAK BLK-G5 315 | Solar Panels |  | 0.315 | 13 | 29 | 28 |  | Fixed | Roof
NJSTRE1545382581 | NJSRRE1541989848 | Transition Incentive Program | CAPE MAY CH | 8210 | 21 | 4.1 | Residential | Yes | Behind the Meter | Net-metered residential rooftop and canopy |  | None | Vivint Solar Developer, LLC | AC Electric | Accepted | 2019-09-03 | 2019-09-05 | 2021-10-30 | solar edge | SE3800H-US | Inverters | 3800 |  | 1 |  |  | 0.992 |  | Outdoor | near utility meter
NJSTRE1545382582 | NJSRRE1542381830 | Transition Incentive Program | Newfield | 8344 | 15 | 5.67 | Residential | Yes | Behind the Meter | Net-metered residential rooftop and canopy |  | None | Suntuity Solar LLC | Vineland Muni Electric | Accepted | 2019-09-11 | 2019-09-12 | 2021-10-30 | Enphase Energy | IQ7-60-2-US | Inverters | 240 |  | 18 |  |  | 0.97 |  | Outdoor | Behind the PV Modules
NJSTRE1545382582 | NJSRRE1542381830 | Transition Incentive Program | Newfield | 8344 | 15 | 5.67 | Residential | Yes | Behind the Meter | Net-metered residential rooftop and canopy |  | None | Suntuity Solar LLC | Vineland Muni Electric | Accepted | 2019-09-11 | 2019-09-12 | 2021-10-30 | Yingli Green Energy | YL315D-30b | Solar Panels |  | 0.315 | 18 | 209 | 25 |  | Fixed | Roof
NJSTRE1545382584 | NJSRRE1541888061 | Transition Incentive Program | Old Bridge | 8857 | 11 | 14.21 | Residential | Yes | Behind the Meter | Behind the Meter |  | None | Sunrun Installation Services, Inc. | JCP&L | Eligible for TI Program | 2019-08-27 | 2019-08-29 | 2021-10-30 | SolarEdge Technologies | SE11400H-USRGM | Inverters | 11400 |  | 1 |  |  | 0.96 |  | Outdoor | Next To Meter
NJSTRE1545382584 | NJSRRE1541888061 | Transition Incentive Program | Old Bridge | 8857 | 11 | 14.21 | Residential | Yes | Behind the Meter | Behind the Meter |  | None | Sunrun Installation Services, Inc. | JCP&L | Eligible for TI Program | 2019-08-27 | 2019-08-29 | 2021-10-30 | REC Solar | REC290TP2 BLK | Solar Panels |  | 0.29 | 10 | 325 | 18 |  | Fixed | Roof
NJSTRE1545382584 | NJSRRE1541888061 | Transition Incentive Program | Old Bridge | 8857 | 11 | 14.21 | Residential | Yes | Behind the Meter | Behind the Meter |  | None | Sunrun Installation Services, Inc. | JCP&L | Eligible for TI Program | 2019-08-27 | 2019-08-29 | 2021-10-30 | REC Solar | REC290TP2 BLK | Solar Panels |  | 0.29 | 4 | 147 | 23 |  | Fixed | Roof
NJSTRE1545382584 | NJSRRE1541888061 | Transition Incentive Program | Old Bridge | 8857 | 11 | 14.21 | Residential | Yes | Behind the Meter | Behind the Meter |  | None | Sunrun Installation Services, Inc. | JCP&L | Eligible for TI Program | 2019-08-27 | 2019-08-29 | 2021-10-30 | REC Solar | REC290TP2 BLK | Solar Panels |  | 0.29 | 12 | 326 | 23 |  | Fixed | Roof
NJSTRE1545382584 | NJSRRE1541888061 | Transition Incentive Program | Old Bridge | 8857 | 11 | 14.21 | Residential | Yes | Behind the Meter | Behind the Meter |  | None | Sunrun Installation Services, Inc. | JCP&L | Eligible for TI Program | 2019-08-27 | 2019-08-29 | 2021-10-30 | REC Solar | REC290TP2 BLK | Solar Panels |  | 0.29 | 23 | 146 | 18 |  | Fixed | Roof
NJSTRE1545382586 | NJSRRE1542409017 | Transition Incentive Program | Barnegat | 8005 | 18 | 12.4 | Residential | Yes | Behind the Meter | Behind the Meter |  | None | All Season Solar | JCP&L | Eligible for TI Program | 2019-09-16 | 2019-09-18 | 2021-10-30 | Enphase | IQ7 | Inverters | 240 |  | 40 |  |  | 0.97 |  | Outdoor | Under Module
NJSTRE1545382586 | NJSRRE1542409017 | Transition Incentive Program | Barnegat | 8005 | 18 | 12.4 | Residential | Yes | Behind the Meter | Behind the Meter |  | None | All Season Solar | JCP&L | Eligible for TI Program | 2019-09-16 | 2019-09-18 | 2021-10-30 | Trina | TSM DD05A.05II 310W AUG 2019 | Solar Panels |  | 0.31 | 5 | 307 | 6 |  | Fixed | Roof
NJSTRE1545382586 | NJSRRE1542409017 | Transition Incentive Program | Barnegat | 8005 | 18 | 12.4 | Residential | Yes | Behind the Meter | Behind the Meter |  | None | All Season Solar | JCP&L | Eligible for TI Program | 2019-09-16 | 2019-09-18 | 2021-10-30 | Trina | TSM DD05A.05II 310W AUG 2019 | Solar Panels |  | 0.31 | 15 | 127 | 26 |  | Fixed | Roof
NJSTRE1545382586 | NJSRRE1542409017 | Transition Incentive Program | Barnegat | 8005 | 18 | 12.4 | Residential | Yes | Behind the Meter | Behind the Meter |  | None | All Season Solar | JCP&L | Eligible for TI Program | 2019-09-16 | 2019-09-18 | 2021-10-30 | Trina | TSM DD05A.05II 310W AUG 2019 | Solar Panels |  | 0.31 | 13 | 127 | 26 |  | Fixed | Roof
NJSTRE1545382586 | NJSRRE1542409017 | Transition Incentive Program | Barnegat | 8005 | 18 | 12.4 | Residential | Yes | Behind the Meter | Behind the Meter |  | None | All Season Solar | JCP&L | Eligible for TI Program | 2019-09-16 | 2019-09-18 | 2021-10-30 | Trina | TSM DD05A.05II 310W AUG 2019 | Solar Panels |  | 0.31 | 7 | 127 | 27 |  | Fixed | Roof
NJSTRE1545382587 | NJSRRE1541884692 | Transition Incentive Program | Vineland | 8360 | 20 | 4.5 | Residential | No | Behind the Meter | Net-metered residential rooftop and canopy |  | None | Bright Planet Solar | Vineland Muni Electric | Accepted | 2019-08-26 | 2019-08-29 | 2021-10-30 | SolarEdge | SE3000H-USRGM | Inverters | 3000 |  | 1 |  |  | 0.98 |  | Outdoor | Next to Meter
NJSTRE1545382587 | NJSRRE1541884692 | Transition Incentive Program | Vineland | 8360 | 20 | 4.5 | Residential | No | Behind the Meter | Net-metered residential rooftop and canopy |  | None | Bright Planet Solar | Vineland Muni Electric | Accepted | 2019-08-26 | 2019-08-29 | 2021-10-30 | Trina Solar | TSM-DD05A.18(II) 300W | Solar Panels |  | 0.3 | 2 | 208 | 30 |  | Fixed | Roof
NJSTRE1545382587 | NJSRRE1541884692 | Transition Incentive Program | Vineland | 8360 | 20 | 4.5 | Residential | No | Behind the Meter | Net-metered residential rooftop and canopy |  | None | Bright Planet Solar | Vineland Muni Electric | Accepted | 2019-08-26 | 2019-08-29 | 2021-10-30 | Trina Solar | TSM-DD05A.18(II) 300W | Solar Panels |  | 0.3 | 13 | 105 | 30 |  | Fixed | Roof
NJSTRE1545382588 | NJSRRE1541880808 | Transition Incentive Program | Fanwood | 7023 | 10 | 10.92 | Residential | Yes | Behind the Meter | Behind the Meter |  | None | Code Green Solar, LLC | PSE&G | Eligible for TI Program | 2019-08-28 | 2019-09-16 | 2021-10-30 | Enphase Energy | IQ6 | Inverters | 0.23 |  | 37 |  |  | 0.985 |  | Outdoor | outside
NJSTRE1545382588 | NJSRRE1541880808 | Transition Incentive Program | Fanwood | 7023 | 10 | 10.92 | Residential | Yes | Behind the Meter | Behind the Meter |  | None | Code Green Solar, LLC | PSE&G | Eligible for TI Program | 2019-08-28 | 2019-09-16 | 2021-10-30 | Trina Solar | Trina Solar 295 Mono | Solar Panels |  | 0.295 | 7 | 37 | 24 |  | Fixed | Roof
NJSTRE1545382588 | NJSRRE1541880808 | Transition Incentive Program | Fanwood | 7023 | 10 | 10.92 | Residential | Yes | Behind the Meter | Behind the Meter |  | None | Code Green Solar, LLC | PSE&G | Eligible for TI Program | 2019-08-28 | 2019-09-16 | 2021-10-30 | Trina Solar | Trina Solar 295 Mono | Solar Panels |  | 0.295 | 8 | 307 | 21 |  | Fixed | Roof
NJSTRE1545382588 | NJSRRE1541880808 | Transition Incentive Program | Fanwood | 7023 | 10 | 10.92 | Residential | Yes | Behind the Meter | Behind the Meter |  | None | Code Green Solar, LLC | PSE&G | Eligible for TI Program | 2019-08-28 | 2019-09-16 | 2021-10-30 | Trina Solar | Trina Solar 295 Mono | Solar Panels |  | 0.295 | 5 | 127 | 21 |  | Fixed | Roof
NJSTRE1545382588 | NJSRRE1541880808 | Transition Incentive Program | Fanwood | 7023 | 10 | 10.92 | Residential | Yes | Behind the Meter | Behind the Meter |  | None | Code Green Solar, LLC | PSE&G | Eligible for TI Program | 2019-08-28 | 2019-09-16 | 2021-10-30 | Trina Solar | Trina Solar 295 Mono | Solar Panels |  | 0.295 | 6 | 217 | 8 |  | Fixed | Roof
NJSTRE1545382588 | NJSRRE1541880808 | Transition Incentive Program | Fanwood | 7023 | 10 | 10.92 | Residential | Yes | Behind the Meter | Behind the Meter |  | None | Code Green Solar, LLC | PSE&G | Eligible for TI Program | 2019-08-28 | 2019-09-16 | 2021-10-30 | Trina Solar | Trina Solar 295 Mono | Solar Panels |  | 0.295 | 11 | 217 | 24 |  | Fixed | Roof
NJSTRE1545382589 | NJSRRE1541894954 | Transition Incentive Program | Bayville | 8721 | 18 | 6.54 | Residential | Yes | Behind the Meter | Net-metered residential rooftop and canopy |  | None | SunPower Corporation, Systems | JCP&L | Accepted | 2019-08-28 | 2019-09-03 | 2021-10-30 | SUNPOWER | SPR-E20-327-E-AC | Inverters | 320 |  | 20 |  |  | 0.96 |  | Other | under each panel
NJSTRE1545382589 | NJSRRE1541894954 | Transition Incentive Program | Bayville | 8721 | 18 | 6.54 | Residential | Yes | Behind the Meter | Net-metered residential rooftop and canopy |  | None | SunPower Corporation, Systems | JCP&L | Accepted | 2019-08-28 | 2019-09-03 | 2021-10-30 | SUNPOWER | SPR-E20-327-E-AC | Solar Panels |  | 0.327 | 16 | 88 | 18 |  | Fixed | Roof
NJSTRE1545382589 | NJSRRE1541894954 | Transition Incentive Program | Bayville | 8721 | 18 | 6.54 | Residential | Yes | Behind the Meter | Net-metered residential rooftop and canopy |  | None | SunPower Corporation, Systems | JCP&L | Accepted | 2019-08-28 | 2019-09-03 | 2021-10-30 | SUNPOWER | SPR-E20-327-E-AC | Solar Panels |  | 0.327 | 4 | 178 | 18 |  | Fixed | Roof
NJSTRE1545382591 | NJSRRE1541871805 | Transition Incentive Program | Willingboro Twp | 8046 | 13 | 5.12 | Residential | Yes | Behind the Meter | Behind the Meter |  | None | Skyline Solar, LLC | PSE&G | Eligible for TI Program | 2019-08-21 | 2019-08-26 | 2021-10-30 | SolarEdge | SE3800H-US | Inverters | 3800 |  | 1 |  |  | 0.99 |  | Outside | within ten feet of meter
NJSTRE1545382591 | NJSRRE1541871805 | Transition Incentive Program | Willingboro Twp | 8046 | 13 | 5.12 | Residential | Yes | Behind the Meter | Behind the Meter |  | None | Skyline Solar, LLC | PSE&G | Eligible for TI Program | 2019-08-21 | 2019-08-26 | 2021-10-30 | Hanwha Q-Cells | Q.PEAK DUO-G5 320 | Solar Panels |  | 0.32 | 16 | 164 | 25 |  | Fixed | Roof
NJSTRE1545382592 | NJSRRE1541989099 | Transition Incentive Program | Hamilton Twp Mer | 8619 | 12 | 5.22 | Residential | Yes | Behind the Meter | Behind the Meter |  | None | Sunrun Installation Services, Inc. | PSE&G | Eligible for TI Program | 2019-08-31 | 2019-09-05 | 2021-10-30 | Ningbo Ginlong Technologies | Solis-1P4K-4G-US | Inverters | 4000 |  | 1 |  |  | 0.96 |  | Outdoor | Next To Meter
NJSTRE1545382592 | NJSRRE1541989099 | Transition Incentive Program | Hamilton Twp Mer | 8619 | 12 | 5.22 | Residential | Yes | Behind the Meter | Behind the Meter |  | None | Sunrun Installation Services, Inc. | PSE&G | Eligible for TI Program | 2019-08-31 | 2019-09-05 | 2021-10-30 | REC Solar | REC290TP2 BLK | Solar Panels |  | 0.29 | 10 | 25 | 14 |  | Fixed | Roof
NJSTRE1545382592 | NJSRRE1541989099 | Transition Incentive Program | Hamilton Twp Mer | 8619 | 12 | 5.22 | Residential | Yes | Behind the Meter | Behind the Meter |  | None | Sunrun Installation Services, Inc. | PSE&G | Eligible for TI Program | 2019-08-31 | 2019-09-05 | 2021-10-30 | REC Solar | REC290TP2 BLK | Solar Panels |  | 0.29 | 8 | 205 | 14 |  | Fixed | Roof
NJSTRE1545382593 | NJSRRE1542411827 | Transition Incentive Program | Sicklerville | 8081 | 14 | 12.43 | Residential | Yes | Behind the Meter | Net-metered residential rooftop and canopy |  | None | Vision Solar LLC | AC Electric | As-Built Incomplete | 2019-09-17 | 2019-09-19 |  | sunpower | e20-327-e-ac | Solar Panels |  | 0.327 | 24 | 125 | 33 |  | Fixed | Roof
NJSTRE1545382593 | NJSRRE1542411827 | Transition Incentive Program | Sicklerville | 8081 | 14 | 12.43 | Residential | Yes | Behind the Meter | Net-metered residential rooftop and canopy |  | None | Vision Solar LLC | AC Electric | As-Built Incomplete | 2019-09-17 | 2019-09-19 |  | sunpower | e20-327-e-ac | Solar Panels |  | 0.327 | 10 | 125 | 33 |  | Fixed | Roof
NJSTRE1545382593 | NJSRRE1542411827 | Transition Incentive Program | Sicklerville | 8081 | 14 | 12.43 | Residential | Yes | Behind the Meter | Net-metered residential rooftop and canopy |  | None | Vision Solar LLC | AC Electric | As-Built Incomplete | 2019-09-17 | 2019-09-19 |  | sunpower | e20-327-e-ac | Solar Panels |  | 0.327 | 4 | 125 | 22 |  | Fixed | Roof
NJSTRE1545382593 | NJSRRE1542411827 | Transition Incentive Program | Sicklerville | 8081 | 14 | 12.43 | Residential | Yes | Behind the Meter | Net-metered residential rooftop and canopy |  | None | Vision Solar LLC | AC Electric | As-Built Incomplete | 2019-09-17 | 2019-09-19 |  | sunpower | e20-327-e-ac | Inverters | 320 |  | 38 |  |  | 0.96 |  | Other | behind panels
NJSTRE1545382594 | NJSRRE1541880885 | Transition Incentive Program | Bloomfield | 7003 | 9 | 5.31 | Residential | Yes | Behind the Meter | Behind the Meter |  | None | Code Green Solar, LLC | PSE&G | Eligible for TI Program | 2019-08-28 | 2019-09-16 |  | Q-Cells | Q-Cells-Q.PEAK BLK-G4.1 295 | Solar Panels |  | 0.295 | 8 | 190 | 33 |  | Fixed | Roof
NJSTRE1545382594 | NJSRRE1541880885 | Transition Incentive Program | Bloomfield | 7003 | 9 | 5.31 | Residential | Yes | Behind the Meter | Behind the Meter |  | None | Code Green Solar, LLC | PSE&G | Eligible for TI Program | 2019-08-28 | 2019-09-16 |  | Q-Cells | Q-Cells-Q.PEAK BLK-G4.1 295 | Solar Panels |  | 0.295 | 6 | 101 | 34 |  | Fixed | Roof
NJSTRE1545382594 | NJSRRE1541880885 | Transition Incentive Program | Bloomfield | 7003 | 9 | 5.31 | Residential | Yes | Behind the Meter | Behind the Meter |  | None | Code Green Solar, LLC | PSE&G | Eligible for TI Program | 2019-08-28 | 2019-09-16 |  | Q-Cells | Q-Cells-Q.PEAK BLK-G4.1 295 | Solar Panels |  | 0.295 | 2 | 101 | 26 |  | Fixed | Roof
NJSTRE1545382594 | NJSRRE1541880885 | Transition Incentive Program | Bloomfield | 7003 | 9 | 5.31 | Residential | Yes | Behind the Meter | Behind the Meter |  | None | Code Green Solar, LLC | PSE&G | Eligible for TI Program | 2019-08-28 | 2019-09-16 |  | Q-Cells | Q-Cells-Q.PEAK BLK-G4.1 295 | Solar Panels |  | 0.295 | 2 | 282 | 34 |  | Fixed | Roof
NJSTRE1545382594 | NJSRRE1541880885 | Transition Incentive Program | Bloomfield | 7003 | 9 | 5.31 | Residential | Yes | Behind the Meter | Behind the Meter |  | None | Code Green Solar, LLC | PSE&G | Eligible for TI Program | 2019-08-28 | 2019-09-16 |  | Enphase Energy | IQ6 | Inverters | 230 |  | 18 |  |  | 0.985 |  | Outside | outside
NJSTRE1545382596 | NJSRRE1541877915 | Transition Incentive Program | North Plainfield | 7063 | 10 | 6.67 | Residential | Yes | Behind the Meter | Behind the Meter |  | None | Sunrun Installation Services, Inc. | PSE&G | Eligible for TI Program | 2019-08-22 | 2019-08-27 | 2021-10-30 | SolarEdge Technologies | SE6000H-USRGM | Inverters | 6000 |  | 1 |  |  | 0.96 |  | Outdoor | Next To Meter
NJSTRE1545382596 | NJSRRE1541877915 | Transition Incentive Program | North Plainfield | 7063 | 10 | 6.67 | Residential | Yes | Behind the Meter | Behind the Meter |  | None | Sunrun Installation Services, Inc. | PSE&G | Eligible for TI Program | 2019-08-22 | 2019-08-27 | 2021-10-30 | REC Solar | REC290TP2 BLK | Solar Panels |  | 0.29 | 3 | 325 | 40 |  | Fixed | Roof
NJSTRE1545382596 | NJSRRE1541877915 | Transition Incentive Program | North Plainfield | 7063 | 10 | 6.67 | Residential | Yes | Behind the Meter | Behind the Meter |  | None | Sunrun Installation Services, Inc. | PSE&G | Eligible for TI Program | 2019-08-22 | 2019-08-27 | 2021-10-30 | REC Solar | REC290TP2 BLK | Solar Panels |  | 0.29 | 5 | 55 | 43 |  | Fixed | Roof
NJSTRE1545382596 | NJSRRE1541877915 | Transition Incentive Program | North Plainfield | 7063 | 10 | 6.67 | Residential | Yes | Behind the Meter | Behind the Meter |  | None | Sunrun Installation Services, Inc. | PSE&G | Eligible for TI Program | 2019-08-22 | 2019-08-27 | 2021-10-30 | REC Solar | REC290TP2 BLK | Solar Panels |  | 0.29 | 5 | 235 | 43 |  | Fixed | Roof
NJSTRE1545382596 | NJSRRE1541877915 | Transition Incentive Program | North Plainfield | 7063 | 10 | 6.67 | Residential | Yes | Behind the Meter | Behind the Meter |  | None | Sunrun Installation Services, Inc. | PSE&G | Eligible for TI Program | 2019-08-22 | 2019-08-27 | 2021-10-30 | REC Solar | REC290TP2 BLK | Solar Panels |  | 0.29 | 10 | 145 | 18 |  | Fixed | Roof
NJSTRE1545382597 | NJSRRE1542412806 | Transition Incentive Program | Passaic City | 7055 | 6 | 3.48 | Residential | No | Behind the Meter | Behind the Meter |  | None | Sunrun Installation Services, Inc. | PSE&G | Eligible for TI Program | 2019-09-17 | 2019-09-20 | 2021-10-30 | Ningbo Ginlong Technologies | Solis-1P3K-4G-US | Inverters | 3000 |  | 1 |  |  | 0.96 |  | Outdoor | Next To Meter
NJSTRE1545382597 | NJSRRE1542412806 | Transition Incentive Program | Passaic City | 7055 | 6 | 3.48 | Residential | No | Behind the Meter | Behind the Meter |  | None | Sunrun Installation Services, Inc. | PSE&G | Eligible for TI Program | 2019-09-17 | 2019-09-20 | 2021-10-30 | REC Solar | REC290TP2 BLK | Solar Panels |  | 0.29 | 12 | 126 | 45 |  | Fixed | Roof
NJSTRE1545382600 | NJSRRE1542413114 | Transition Incentive Program | Linden | 7036 | 10 | 13.05 | Residential | No | Behind the Meter | Behind the Meter |  | None | Sunrun Installation Services, Inc. | PSE&G | Eligible for TI Program | 2019-09-17 | 2019-09-20 | 2021-10-30 | Ningbo Ginlong Technologies | Solis-1P3K-4G-US | Inverters | 3000 |  | 1 |  |  | 0.96 |  | Outdoor | Next To Meter
NJSTRE1545382600 | NJSRRE1542413114 | Transition Incentive Program | Linden | 7036 | 10 | 13.05 | Residential | No | Behind the Meter | Behind the Meter |  | None | Sunrun Installation Services, Inc. | PSE&G | Eligible for TI Program | 2019-09-17 | 2019-09-20 | 2021-10-30 | Ningbo Ginlong Technologies | Solis-1P10K-4G-US | Inverters | 10000 |  | 1 |  |  | 0.96 |  | Outdoor | Next To Meter
NJSTRE1545382600 | NJSRRE1542413114 | Transition Incentive Program | Linden | 7036 | 10 | 13.05 | Residential | No | Behind the Meter | Behind the Meter |  | None | Sunrun Installation Services, Inc. | PSE&G | Eligible for TI Program | 2019-09-17 | 2019-09-20 | 2021-10-30 | REC Solar | REC290TP2 BLK | Solar Panels |  | 0.29 | 5 | 218 | 18 |  | Fixed | Roof
NJSTRE1545382600 | NJSRRE1542413114 | Transition Incentive Program | Linden | 7036 | 10 | 13.05 | Residential | No | Behind the Meter | Behind the Meter |  | None | Sunrun Installation Services, Inc. | PSE&G | Eligible for TI Program | 2019-09-17 | 2019-09-20 | 2021-10-30 | REC Solar | REC290TP2 BLK | Solar Panels |  | 0.29 | 7 | 128 | 18 |  | Fixed | Roof
NJSTRE1545382600 | NJSRRE1542413114 | Transition Incentive Program | Linden | 7036 | 10 | 13.05 | Residential | No | Behind the Meter | Behind the Meter |  | None | Sunrun Installation Services, Inc. | PSE&G | Eligible for TI Program | 2019-09-17 | 2019-09-20 | 2021-10-30 | REC Solar | REC290TP2 BLK | Solar Panels |  | 0.29 | 16 | 218 | 18 |  | Fixed | Roof
NJSTRE1545382600 | NJSRRE1542413114 | Transition Incentive Program | Linden | 7036 | 10 | 13.05 | Residential | No | Behind the Meter | Behind the Meter |  | None | Sunrun Installation Services, Inc. | PSE&G | Eligible for TI Program | 2019-09-17 | 2019-09-20 | 2021-10-30 | REC Solar | REC290TP2 BLK | Solar Panels |  | 0.29 | 17 | 38 | 23 |  | Fixed | Roof
NJSTRE1545382601 | NJSRRE1541880814 | Transition Incentive Program | BLOOMFIELD | 7003 | 9 | 8.51 | Residential | Yes | Behind the Meter | Net-metered residential rooftop and canopy |  | None | Vivint Solar Developer, LLC | PSE&G | Accepted | 2019-08-28 | 2019-08-29 | 2021-10-30 | SolarEdge Technologies | SE7600H-US | Inverters | 7600 |  | 1 |  |  | 0.992 |  | Outdoor | Near the Utility Meter
NJSTRE1545382601 | NJSRRE1541880814 | Transition Incentive Program | BLOOMFIELD | 7003 | 9 | 8.51 | Residential | Yes | Behind the Meter | Net-metered residential rooftop and canopy |  | None | Vivint Solar Developer, LLC | PSE&G | Accepted | 2019-08-28 | 2019-08-29 | 2021-10-30 | Hanwha Solar | Q.PEAK BLK-G5 315 | Solar Panels |  | 0.315 | 11 | 112 | 33 |  | Fixed | Roof
NJSTRE1545382601 | NJSRRE1541880814 | Transition Incentive Program | BLOOMFIELD | 7003 | 9 | 8.51 | Residential | Yes | Behind the Meter | Net-metered residential rooftop and canopy |  | None | Vivint Solar Developer, LLC | PSE&G | Accepted | 2019-08-28 | 2019-08-29 | 2021-10-30 | Hanwha Solar | Q.PEAK BLK-G5 315 | Solar Panels |  | 0.315 | 16 | 112 | 33 |  | Fixed | Roof
NJSTRE1545382602 | NJSRRE1542409691 | Transition Incentive Program | Swedesboro | 8085 | 15 | 6.5 | Residential | No | Behind the Meter | Behind the Meter |  | None | Sunny Corp | AC Electric | Eligible for TI Program | 2019-09-16 | 2019-09-19 | 2021-10-30 | SOLAREDGE | SE5000H-US | Inverters | 5000 |  | 1 |  |  | 0.992 |  | Outside | GARAGE
NJSTRE1545382602 | NJSRRE1542409691 | Transition Incentive Program | Swedesboro | 8085 | 15 | 6.5 | Residential | No | Behind the Meter | Behind the Meter |  | None | Sunny Corp | AC Electric | Eligible for TI Program | 2019-09-16 | 2019-09-19 | 2021-10-30 | Panasonic | VBHN325KA03 | Solar Panels |  | 0.325 | 20 | 129 | 26 |  | Fixed | Roof
NJSTRE1545382603 |  | Transition Incentive Program | PARSIPPANY | 7054 | 3 | 13 | Residential | Yes | Behind the Meter | Net-metered residential rooftop and canopy |  | None | Vivint Solar Developer, LLC | JCP&L | Accepted | 2020-08-07 | 2020-08-10 | 2021-10-30 | SOLAREDGE | SE10000H-US | Inverters | 10000 |  | 1 |  |  | 0.992 |  | Outdoor | Near the Utility Meter
NJSTRE1545382603 |  | Transition Incentive Program | PARSIPPANY | 7054 | 3 | 13 | Residential | Yes | Behind the Meter | Net-metered residential rooftop and canopy |  | None | Vivint Solar Developer, LLC | JCP&L | Accepted | 2020-08-07 | 2020-08-10 | 2021-10-30 | JINKO SOLAR | JKM325M-60HBL | Solar Panels |  | 0.325 | 36 | 294 | 18 |  | Fixed | Roof
NJSTRE1545382603 |  | Transition Incentive Program | PARSIPPANY | 7054 | 3 | 13 | Residential | Yes | Behind the Meter | Net-metered residential rooftop and canopy |  | None | Vivint Solar Developer, LLC | JCP&L | Accepted | 2020-08-07 | 2020-08-10 | 2021-10-30 | JINKO SOLAR | JKM325M-60HBL | Solar Panels |  | 0.325 | 4 | 114 | 18 |  | Fixed | Roof
NJSTRE1545382606 | NJSRRE1542248627 | Transition Incentive Program | Northfield | 8225 | 19 | 10.73 | Residential | Yes | Behind the Meter | Behind the Meter |  | None | Sunrun Installation Services, Inc. | AC Electric | Eligible for TI Program | 2019-09-05 | 2019-09-10 | 2021-10-30 | REC Solar | REC290TP2 BLK | Solar Panels |  | 0.29 | 16 | 40 | 23 |  | Fixed | Roof
NJSTRE1545382606 | NJSRRE1542248627 | Transition Incentive Program | Northfield | 8225 | 19 | 10.73 | Residential | Yes | Behind the Meter | Behind the Meter |  | None | Sunrun Installation Services, Inc. | AC Electric | Eligible for TI Program | 2019-09-05 | 2019-09-10 | 2021-10-30 | Ningbo Ginlong Technologies | Solis-1P9K-4G-US | Inverters | 9000 |  | 1 |  |  | 0.96 |  | Outdoor | Next To Meter
NJSTRE1545382606 | NJSRRE1542248627 | Transition Incentive Program | Northfield | 8225 | 19 | 10.73 | Residential | Yes | Behind the Meter | Behind the Meter |  | None | Sunrun Installation Services, Inc. | AC Electric | Eligible for TI Program | 2019-09-05 | 2019-09-10 | 2021-10-30 | REC Solar | REC290TP2 BLK | Solar Panels |  | 0.29 | 21 | 220 | 23 |  | Fixed | Roof
NJSTRE1545382607 | NJSRRE1541861999 | Transition Incentive Program | New Milford | 7646 | 7 | 8.82 | Residential | Yes | Behind the Meter | Net-metered residential rooftop and canopy |  | None | Vivint Solar Developer, LLC | PSE&G | Accepted | 2019-08-23 | 2019-08-26 | 2021-10-30 | SolarEdge Technologies | SE7600H-US000BNC4 | Inverters | 7600 |  | 1 |  |  | 0.992 |  | Outdoor | Near the Utility Meter
NJSTRE1545382607 | NJSRRE1541861999 | Transition Incentive Program | New Milford | 7646 | 7 | 8.82 | Residential | Yes | Behind the Meter | Net-metered residential rooftop and canopy |  | None | Vivint Solar Developer, LLC | PSE&G | Accepted | 2019-08-23 | 2019-08-26 | 2021-10-30 | Hanwha Solar | Q.PEAK BLK-G5 315 | Solar Panels |  | 0.315 | 13 | 264 | 47 |  | Fixed | Roof
NJSTRE1545382607 | NJSRRE1541861999 | Transition Incentive Program | New Milford | 7646 | 7 | 8.82 | Residential | Yes | Behind the Meter | Net-metered residential rooftop and canopy |  | None | Vivint Solar Developer, LLC | PSE&G | Accepted | 2019-08-23 | 2019-08-26 | 2021-10-30 | Hanwha Solar | Q.PEAK BLK-G5 315 | Solar Panels |  | 0.315 | 9 | 84 | 47 |  | Fixed | Roof
NJSTRE1545382607 | NJSRRE1541861999 | Transition Incentive Program | New Milford | 7646 | 7 | 8.82 | Residential | Yes | Behind the Meter | Net-metered residential rooftop and canopy |  | None | Vivint Solar Developer, LLC | PSE&G | Accepted | 2019-08-23 | 2019-08-26 | 2021-10-30 | Hanwha Solar | Q.PEAK BLK-G5 315 | Solar Panels |  | 0.315 | 6 | 174 | 14 |  | Fixed | Roof
NJSTRE1545382610 | NJSRRE1542413109 | Transition Incentive Program | Nutley Town | 7110 | 9 | 2.9 | Residential | No | Behind the Meter | Behind the Meter |  | None | Sunrun Installation Services, Inc. | PSE&G | Eligible for TI Program | 2019-09-17 | 2019-09-20 | 2021-10-30 | SolarEdge Technologies | SE3000H-USRGM | Inverters | 3000 |  | 1 |  |  | 0.96 |  | Outdoor | Next To Meter
NJSTRE1545382610 | NJSRRE1542413109 | Transition Incentive Program | Nutley Town | 7110 | 9 | 2.9 | Residential | No | Behind the Meter | Behind the Meter |  | None | Sunrun Installation Services, Inc. | PSE&G | Eligible for TI Program | 2019-09-17 | 2019-09-20 | 2021-10-30 | REC Solar | REC290TP2 BLK | Solar Panels |  | 0.29 | 10 | 110 | 34 |  | Fixed | Roof
NJSTRE1545382611 | NJSRRE1542407219 | Transition Incentive Program | STOCKTON | 8559 | 4 | 13.23 | Residential | Yes | Behind the Meter | Net-metered residential rooftop and canopy |  | None | Vivint Solar Developer, LLC | JCP&L | Accepted | 2019-09-18 | 2019-09-18 | 2021-10-30 | Solar Edge | SE10000H-US000BNC4 | Inverters | 10000 |  | 1 |  |  | 0.992 |  | Outdoor | Near the Utility Meter
NJSTRE1545382611 | NJSRRE1542407219 | Transition Incentive Program | STOCKTON | 8559 | 4 | 13.23 | Residential | Yes | Behind the Meter | Net-metered residential rooftop and canopy |  | None | Vivint Solar Developer, LLC | JCP&L | Accepted | 2019-09-18 | 2019-09-18 | 2021-10-30 | Hanwha | Q.PEAK DUO BLK-G5 315w | Solar Panels |  | 0.315 | 42 | 240 | 18 |  | Fixed | Roof
NJSTRE1545382613 | NJSRRE1541881069 | Transition Incentive Program | BURLINGTON | 8016 | 13 | 9.77 | Residential | Yes | Behind the Meter | Net-metered residential rooftop and canopy |  | None | Vivint Solar Developer, LLC | PSE&G | Accepted | 2019-08-29 | 2019-08-29 | 2021-10-30 | SOLAR EDGE | SE7600H-US | Inverters | 7600 |  | 1 |  |  | 0.992 |  | Outdoor | Near the Utility Meter
NJSTRE1545382613 | NJSRRE1541881069 | Transition Incentive Program | BURLINGTON | 8016 | 13 | 9.77 | Residential | Yes | Behind the Meter | Net-metered residential rooftop and canopy |  | None | Vivint Solar Developer, LLC | PSE&G | Accepted | 2019-08-29 | 2019-08-29 | 2021-10-30 | HANWHA SOLAR | Q.PEAK DUO BLK-G5 315 | Solar Panels |  | 0.315 | 18 | 73 | 25 |  | Fixed | Roof
NJSTRE1545382613 | NJSRRE1541881069 | Transition Incentive Program | BURLINGTON | 8016 | 13 | 9.77 | Residential | Yes | Behind the Meter | Net-metered residential rooftop and canopy |  | None | Vivint Solar Developer, LLC | PSE&G | Accepted | 2019-08-29 | 2019-08-29 | 2021-10-30 | HANWHA SOLAR | Q.PEAK DUO BLK-G5 315 | Solar Panels |  | 0.315 | 13 | 253 | 25 |  | Fixed | Roof
NJSTRE1545382614 | NJSRRE1541871888 | Transition Incentive Program | Parsippany | 7054 | 3 | 8.19 | Residential | No | Behind the Meter | Behind the Meter |  | None | Tesla Energy Operations Inc | JCP&L | Eligible for TI Program | 2019-08-21 | 2019-08-26 | 2021-10-30 | SOLAREDGE | SE7600H-US000SNU2 | Inverters | 7600 |  | 1 |  |  | 0.99 |  | Outdoor | Outdoor
NJSTRE1545382614 | NJSRRE1541871888 | Transition Incentive Program | Parsippany | 7054 | 3 | 8.19 | Residential | No | Behind the Meter | Behind the Meter |  | None | Tesla Energy Operations Inc | JCP&L | Eligible for TI Program | 2019-08-21 | 2019-08-26 | 2021-10-30 | Hanwha Q-Cells | Q.Peak DUO BLK-G5/SC315 | Solar Panels |  | 0.315 | 8 | 170 | 23 |  | Fixed | Roof
NJSTRE1545382614 | NJSRRE1541871888 | Transition Incentive Program | Parsippany | 7054 | 3 | 8.19 | Residential | No | Behind the Meter | Behind the Meter |  | None | Tesla Energy Operations Inc | JCP&L | Eligible for TI Program | 2019-08-21 | 2019-08-26 | 2021-10-30 | Hanwha Q-Cells | Q.Peak DUO BLK-G5/SC315 | Solar Panels |  | 0.315 | 18 | 260 | 23 |  | Fixed | Roof
NJSTRE1545382615 | NJSRRE1542236218 | Transition Incentive Program | Elizabeth | 7201 | 10 | 3.6 | Residential | No | Behind the Meter | Net-metered residential rooftop and canopy |  | None | SunPower Corporation, Systems | PSE&G | Accepted | 2019-09-05 | 2019-09-09 | 2021-10-30 | SUNPOWER | SPR-E20-327-E-AC | Inverters | 320 |  | 11 |  |  | 0.96 |  | Other | under each panel
NJSTRE1545382615 | NJSRRE1542236218 | Transition Incentive Program | Elizabeth | 7201 | 10 | 3.6 | Residential | No | Behind the Meter | Net-metered residential rooftop and canopy |  | None | SunPower Corporation, Systems | PSE&G | Accepted | 2019-09-05 | 2019-09-09 | 2021-10-30 | SUNPOWER | SPR-E20-327-E-AC | Solar Panels |  | 0.327 | 11 | 199 | 40 |  | Fixed | Roof
NJSTRE1545382616 | NJSRRE1542407209 | Transition Incentive Program | DOVER | 7801 | 3 | 3.78 | Residential | Yes | Behind the Meter | Net-metered residential rooftop and canopy |  | None | Vivint Solar Developer, LLC | JCP&L | Accepted | 2019-09-14 | 2019-09-18 | 2021-10-30 | SolarEdge | SE3800H-US | Inverters | 3800 |  | 1 |  |  | 0.992 |  | Outdoor | Near the Utility Meter
NJSTRE1545382616 | NJSRRE1542407209 | Transition Incentive Program | DOVER | 7801 | 3 | 3.78 | Residential | Yes | Behind the Meter | Net-metered residential rooftop and canopy |  | None | Vivint Solar Developer, LLC | JCP&L | Accepted | 2019-09-14 | 2019-09-18 | 2021-10-30 | Hanwha | Q.PEAK BLK-G5 315 | Solar Panels |  | 0.315 | 12 | 82 | 22 |  | Fixed | Roof
NJSTRE1545382617 |  | Transition Incentive Program | Edison | 8820 | 11 | 8.16 | Residential | No | Behind the Meter | Net-metered residential rooftop and canopy |  | None | Tesla Energy Operations Inc. | PSE&G | Accepted | 2020-07-31 | 2020-08-07 | 2021-10-30 | SolarEdge Technologies | SE7600H-US [240V] | Inverters | 7600 |  | 1 |  |  | 0.99 |  | Outside | Outside
NJSTRE1545382617 |  | Transition Incentive Program | Edison | 8820 | 11 | 8.16 | Residential | No | Behind the Meter | Net-metered residential rooftop and canopy |  | None | Tesla Energy Operations Inc. | PSE&G | Accepted | 2020-07-31 | 2020-08-07 | 2021-10-30 | Hanwha Q-Cells | Q.Peak DUO BLK-G6+/SC340 | Solar Panels |  | 0.34 | 12 | 357 | 20 |  | Fixed | Roof
NJSTRE1545382617 |  | Transition Incentive Program | Edison | 8820 | 11 | 8.16 | Residential | No | Behind the Meter | Net-metered residential rooftop and canopy |  | None | Tesla Energy Operations Inc. | PSE&G | Accepted | 2020-07-31 | 2020-08-07 | 2021-10-30 | Hanwha Q-Cells | Q.Peak DUO BLK-G6+/SC340 | Solar Panels |  | 0.34 | 4 | 267 | 20 |  | Fixed | Roof
NJSTRE1545382617 |  | Transition Incentive Program | Edison | 8820 | 11 | 8.16 | Residential | No | Behind the Meter | Net-metered residential rooftop and canopy |  | None | Tesla Energy Operations Inc. | PSE&G | Accepted | 2020-07-31 | 2020-08-07 | 2021-10-30 | Hanwha Q-Cells | Q.Peak DUO BLK-G6+/SC340 | Solar Panels |  | 0.34 | 8 | 86 | 20 |  | Fixed | Roof
NJSTRE1545382619 | NJSRRE1542397041 | Transition Incentive Program | PARSIPPANY | 7054 | 3 | 4.29 | Residential | No | Behind the Meter | Net-metered residential rooftop and canopy |  | None | Tesla Energy Operations Inc | JCP&L | Accepted | 2019-09-13 | 2019-09-17 | 2021-10-30 | Tesla | AC Powerwall 2.0 | Electric Storage Battery |  |  | 1 |  |  |  | Lithium Ion |  | Outdoor
NJSTRE1545382619 | NJSRRE1542397041 | Transition Incentive Program | PARSIPPANY | 7054 | 3 | 4.29 | Residential | No | Behind the Meter | Net-metered residential rooftop and canopy |  | None | Tesla Energy Operations Inc | JCP&L | Accepted | 2019-09-13 | 2019-09-17 | 2021-10-30 | SOLAREDGE | SE3800H-US000SNC2 | Inverters | 3800 |  | 1 |  |  | 0.99 |  | Outdoor | Outdoor
NJSTRE1545382619 | NJSRRE1542397041 | Transition Incentive Program | PARSIPPANY | 7054 | 3 | 4.29 | Residential | No | Behind the Meter | Net-metered residential rooftop and canopy |  | None | Tesla Energy Operations Inc | JCP&L | Accepted | 2019-09-13 | 2019-09-17 | 2021-10-30 | SolarCity Standard | SC330 | Solar Panels |  | 0.33 | 13 | 171 | 30 |  | Fixed | Roof
NJSTRE1545382621 | NJSRRE1541871765 | Transition Incentive Program | Cedar Grove | 7009 | 9 | 8.99 | Residential | Yes | Behind the Meter | Behind the Meter |  | None | Sunrun Installation Services, Inc. | PSE&G | Eligible for TI Program | 2019-08-21 | 2019-08-26 | 2021-10-30 | REC Solar | REC290TP2 BLK | Solar Panels |  | 0.29 | 6 | 199 | 30 |  | Fixed | Roof
NJSTRE1545382621 | NJSRRE1541871765 | Transition Incentive Program | Cedar Grove | 7009 | 9 | 8.99 | Residential | Yes | Behind the Meter | Behind the Meter |  | None | Sunrun Installation Services, Inc. | PSE&G | Eligible for TI Program | 2019-08-21 | 2019-08-26 | 2021-10-30 | REC Solar | REC290TP2 BLK | Solar Panels |  | 0.29 | 15 | 20 | 30 |  | Fixed | Roof
NJSTRE1545382621 | NJSRRE1541871765 | Transition Incentive Program | Cedar Grove | 7009 | 9 | 8.99 | Residential | Yes | Behind the Meter | Behind the Meter |  | None | Sunrun Installation Services, Inc. | PSE&G | Eligible for TI Program | 2019-08-21 | 2019-08-26 | 2021-10-30 | REC Solar | REC290TP2 BLK | Solar Panels |  | 0.29 | 2 | 290 | 30 |  | Fixed | Roof
NJSTRE1545382621 | NJSRRE1541871765 | Transition Incentive Program | Cedar Grove | 7009 | 9 | 8.99 | Residential | Yes | Behind the Meter | Behind the Meter |  | None | Sunrun Installation Services, Inc. | PSE&G | Eligible for TI Program | 2019-08-21 | 2019-08-26 | 2021-10-30 | REC Solar | REC290TP2 BLK | Solar Panels |  | 0.29 | 8 | 110 | 18 |  | Fixed | Roof
NJSTRE1545382621 | NJSRRE1541871765 | Transition Incentive Program | Cedar Grove | 7009 | 9 | 8.99 | Residential | Yes | Behind the Meter | Behind the Meter |  | None | Sunrun Installation Services, Inc. | PSE&G | Eligible for TI Program | 2019-08-21 | 2019-08-26 | 2021-10-30 | SolarEdge Technologies | SE7600H-USRGM | Inverters | 7600 |  | 1 |  |  | 0.96 |  | Outdoor | Next To Meter
NJSTRE1545382622 | NJSRRE1542420125 | Transition Incentive Program | Toms River | 8757 | 18 | 7.25 | Residential | Yes | Behind the Meter | Net-metered residential rooftop and canopy |  | None | Vivint Solar Developer, LLC | JCP&L | Accepted | 2019-09-19 | 2019-09-20 | 2021-10-30 | SolarEdge | SE7600H-US | Inverters | 7600 |  | 1 |  |  | 0.992 |  | Outdoor | Near the Utility Meter
NJSTRE1545382622 | NJSRRE1542420125 | Transition Incentive Program | Toms River | 8757 | 18 | 7.25 | Residential | Yes | Behind the Meter | Net-metered residential rooftop and canopy |  | None | Vivint Solar Developer, LLC | JCP&L | Accepted | 2019-09-19 | 2019-09-20 | 2021-10-30 | Hanwha | Q.PEAK BLK-G5 315 | Solar Panels |  | 0.315 | 23 | 167 | 40 |  | Fixed | Roof
NJSTRE1545382624 | NJSRRE1542248585 | Transition Incentive Program | Hamilton | 8609 | 12 | 19.24 | Residential | No | Behind the Meter | Net-metered residential rooftop and canopy |  | None | Exact Solar | PSE&G | Accepted | 2019-09-05 | 2019-09-10 | 2021-10-30 | SolarEdge | SE10000H | Inverters | 10000 |  | 1 |  |  | 0.99 |  | Indoor | basement
NJSTRE1545382624 | NJSRRE1542248585 | Transition Incentive Program | Hamilton | 8609 | 12 | 19.24 | Residential | No | Behind the Meter | Net-metered residential rooftop and canopy |  | None | Exact Solar | PSE&G | Accepted | 2019-09-05 | 2019-09-10 | 2021-10-30 | SolarEdge | SE7600H | Inverters | 7600 |  | 1 |  |  | 0.99 |  | Indoor | basement
NJSTRE1545382624 | NJSRRE1542248585 | Transition Incentive Program | Hamilton | 8609 | 12 | 19.24 | Residential | No | Behind the Meter | Net-metered residential rooftop and canopy |  | None | Exact Solar | PSE&G | Accepted | 2019-09-05 | 2019-09-10 | 2021-10-30 | Jinko | JKM370M-72 | Solar Panels |  | 0.37 | 44 | 183 | 35 |  | Fixed | Roof
NJSTRE1545382624 | NJSRRE1542248585 | Transition Incentive Program | Hamilton | 8609 | 12 | 19.24 | Residential | No | Behind the Meter | Net-metered residential rooftop and canopy |  | None | Exact Solar | PSE&G | Accepted | 2019-09-05 | 2019-09-10 | 2021-10-30 | Jinko | JKM370M-72 | Solar Panels |  | 0.37 | 8 | 93 | 18 |  | Fixed | Roof
NJSTRE1545382625 | NJSRRE1542376567 | Transition Incentive Program | Stockton | 8559 | 4 | 9.92 | Residential | No | Behind the Meter | Behind the Meter |  | None | Orbit Energy & Power, LLC | JCP&L | Eligible for TI Program | 2019-09-10 | 2019-09-16 | 2021-10-30 | enphase | iq7 | Inverters | 240 |  | 32 |  |  | 0.986 |  | Outside | panel
NJSTRE1545382625 | NJSRRE1542376567 | Transition Incentive Program | Stockton | 8559 | 4 | 9.92 | Residential | No | Behind the Meter | Behind the Meter |  | None | Orbit Energy & Power, LLC | JCP&L | Eligible for TI Program | 2019-09-10 | 2019-09-16 | 2021-10-30 | axitec | axitec 310 | Solar Panels |  | 0.31 | 32 | 180 | 27 |  | Fixed | Ground
NJSTRE1545382628 | NJSRRE1542419894 | Transition Incentive Program | BLACKWOOD | 8012 | 14 | 9.77 | Residential | Yes | Behind the Meter | Net-metered residential rooftop and canopy |  | None | Vivint Solar Developer, LLC | AC Electric | Accepted | 2019-09-18 | 2019-09-20 | 2021-10-30 | Hanwha | Q.PEAK BLK-G5 315 | Solar Panels |  | 0.315 | 4 | 330 | 26 |  | Fixed | Roof
NJSTRE1545382628 | NJSRRE1542419894 | Transition Incentive Program | BLACKWOOD | 8012 | 14 | 9.77 | Residential | Yes | Behind the Meter | Net-metered residential rooftop and canopy |  | None | Vivint Solar Developer, LLC | AC Electric | Accepted | 2019-09-18 | 2019-09-20 | 2021-10-30 | Hanwha | Q.PEAK BLK-G5 315 | Solar Panels |  | 0.315 | 12 | 60 | 36 |  | Fixed | Roof
NJSTRE1545382628 | NJSRRE1542419894 | Transition Incentive Program | BLACKWOOD | 8012 | 14 | 9.77 | Residential | Yes | Behind the Meter | Net-metered residential rooftop and canopy |  | None | Vivint Solar Developer, LLC | AC Electric | Accepted | 2019-09-18 | 2019-09-20 | 2021-10-30 | SolarEdge | SE7600H-US | Inverters | 7600 |  | 1 |  |  | 0.992 |  | Outdoor | Near the Utility Meter
NJSTRE1545382628 | NJSRRE1542419894 | Transition Incentive Program | BLACKWOOD | 8012 | 14 | 9.77 | Residential | Yes | Behind the Meter | Net-metered residential rooftop and canopy |  | None | Vivint Solar Developer, LLC | AC Electric | Accepted | 2019-09-18 | 2019-09-20 | 2021-10-30 | Hanwha | Q.PEAK BLK-G5 315 | Solar Panels |  | 0.315 | 10 | 240 | 36 |  | Fixed | Roof
NJSTRE1545382628 | NJSRRE1542419894 | Transition Incentive Program | BLACKWOOD | 8012 | 14 | 9.77 | Residential | Yes | Behind the Meter | Net-metered residential rooftop and canopy |  | None | Vivint Solar Developer, LLC | AC Electric | Accepted | 2019-09-18 | 2019-09-20 | 2021-10-30 | Hanwha | Q.PEAK BLK-G5 315 | Solar Panels |  | 0.315 | 5 | 150 | 26 |  | Fixed | Roof
NJSTRE1545382629 | NJSRRE1542422676 | Transition Incentive Program | heckensack city | 7601 | 7 | 13.08 | Residential | No | Behind the Meter | Net-metered residential rooftop and canopy |  | None | SunPower Capital LLC | PSE&G | Accepted | 2019-09-19 | 2019-09-23 | 2021-10-30 | sunpower | spr-e20-327-e-ac | Inverters | 0.32 |  | 40 |  |  | 0.96 |  | Other | behind panels
NJSTRE1545382629 | NJSRRE1542422676 | Transition Incentive Program | heckensack city | 7601 | 7 | 13.08 | Residential | No | Behind the Meter | Net-metered residential rooftop and canopy |  | None | SunPower Capital LLC | PSE&G | Accepted | 2019-09-19 | 2019-09-23 | 2021-10-30 | sunpower | spr-e20-327-e-ac | Solar Panels |  | 0.327 | 10 | 218 | 45 |  | Fixed | Roof
NJSTRE1545382629 | NJSRRE1542422676 | Transition Incentive Program | heckensack city | 7601 | 7 | 13.08 | Residential | No | Behind the Meter | Net-metered residential rooftop and canopy |  | None | SunPower Capital LLC | PSE&G | Accepted | 2019-09-19 | 2019-09-23 | 2021-10-30 | sunpower | spr-e20-327-e-ac | Solar Panels |  | 0.327 | 5 | 218 | 23 |  | Fixed | Roof
NJSTRE1545382629 | NJSRRE1542422676 | Transition Incentive Program | heckensack city | 7601 | 7 | 13.08 | Residential | No | Behind the Meter | Net-metered residential rooftop and canopy |  | None | SunPower Capital LLC | PSE&G | Accepted | 2019-09-19 | 2019-09-23 | 2021-10-30 | sunpower | spr-e20-327-e-ac | Solar Panels |  | 0.327 | 5 | 308 | 45 |  | Fixed | Roof
NJSTRE1545382629 | NJSRRE1542422676 | Transition Incentive Program | heckensack city | 7601 | 7 | 13.08 | Residential | No | Behind the Meter | Net-metered residential rooftop and canopy |  | None | SunPower Capital LLC | PSE&G | Accepted | 2019-09-19 | 2019-09-23 | 2021-10-30 | sunpower | spr-e20-327-e-ac | Solar Panels |  | 0.327 | 6 | 38 | 23 |  | Fixed | Roof
NJSTRE1545382629 | NJSRRE1542422676 | Transition Incentive Program | heckensack city | 7601 | 7 | 13.08 | Residential | No | Behind the Meter | Net-metered residential rooftop and canopy |  | None | SunPower Capital LLC | PSE&G | Accepted | 2019-09-19 | 2019-09-23 | 2021-10-30 | sunpower | spr-e20-327-e-ac | Solar Panels |  | 0.327 | 5 | 218 | 45 |  | Fixed | Roof
NJSTRE1545382629 | NJSRRE1542422676 | Transition Incentive Program | heckensack city | 7601 | 7 | 13.08 | Residential | No | Behind the Meter | Net-metered residential rooftop and canopy |  | None | SunPower Capital LLC | PSE&G | Accepted | 2019-09-19 | 2019-09-23 | 2021-10-30 | sunpower | spr-e20-327-e-ac | Solar Panels |  | 0.327 | 5 | 38 | 45 |  | Fixed | Roof
NJSTRE1545382629 | NJSRRE1542422676 | Transition Incentive Program | heckensack city | 7601 | 7 | 13.08 | Residential | No | Behind the Meter | Net-metered residential rooftop and canopy |  | None | SunPower Capital LLC | PSE&G | Accepted | 2019-09-19 | 2019-09-23 | 2021-10-30 | sunpower | spr-e20-327-e-ac | Solar Panels |  | 0.327 | 4 | 128 | 23 |  | Fixed | Roof
NJSTRE1545382630 | NJSRRE1542421595 | Transition Incentive Program | Deptford TWP | 8096 | 15 | 13.41 | Residential | Yes | Behind the Meter | Net-metered residential rooftop and canopy |  | None | Vision Solar LLC | PSE&G | As-Built Incomplete | 2019-09-19 | 2019-09-23 |  | sunpower | e20-327-e-ac | Solar Panels |  | 0.327 | 15 | 111 | 30 |  | Fixed | Roof
NJSTRE1545382630 | NJSRRE1542421595 | Transition Incentive Program | Deptford TWP | 8096 | 15 | 13.41 | Residential | Yes | Behind the Meter | Net-metered residential rooftop and canopy |  | None | Vision Solar LLC | PSE&G | As-Built Incomplete | 2019-09-19 | 2019-09-23 |  | sunpower | e20-327-e-ac | Solar Panels |  | 0.327 | 2 | 111 | 14 |  | Fixed | Roof
NJSTRE1545382630 | NJSRRE1542421595 | Transition Incentive Program | Deptford TWP | 8096 | 15 | 13.41 | Residential | Yes | Behind the Meter | Net-metered residential rooftop and canopy |  | None | Vision Solar LLC | PSE&G | As-Built Incomplete | 2019-09-19 | 2019-09-23 |  | sunpower | e20-327-e-ac | Solar Panels |  | 0.327 | 4 | 201 | 8 |  | Fixed | Pole
NJSTRE1545382630 | NJSRRE1542421595 | Transition Incentive Program | Deptford TWP | 8096 | 15 | 13.41 | Residential | Yes | Behind the Meter | Net-metered residential rooftop and canopy |  | None | Vision Solar LLC | PSE&G | As-Built Incomplete | 2019-09-19 | 2019-09-23 |  | sunpower | e20-327-e-ac | Solar Panels |  | 0.327 | 18 | 291 | 30 |  | Fixed | Roof
NJSTRE1545382630 | NJSRRE1542421595 | Transition Incentive Program | Deptford TWP | 8096 | 15 | 13.41 | Residential | Yes | Behind the Meter | Net-metered residential rooftop and canopy |  | None | Vision Solar LLC | PSE&G | As-Built Incomplete | 2019-09-19 | 2019-09-23 |  | sunpower | e20-327-e-ac | Solar Panels |  | 0.327 | 2 | 291 | 14 |  | Fixed | Roof
NJSTRE1545382630 | NJSRRE1542421595 | Transition Incentive Program | Deptford TWP | 8096 | 15 | 13.41 | Residential | Yes | Behind the Meter | Net-metered residential rooftop and canopy |  | None | Vision Solar LLC | PSE&G | As-Built Incomplete | 2019-09-19 | 2019-09-23 |  | sunpower | e20-327-e-ac | Inverters | 0.32 |  | 41 |  |  | 0.96 |  | Other | behind panels
NJSTRE1545382631 | NJSRRE1542395138 | Transition Incentive Program | Lakewood | 8701 | 18 | 10.85 | Residential | Yes | Behind the Meter | Net-metered residential rooftop and canopy |  | None | Powerlutions | JCP&L | Accepted | 2019-09-13 | 2019-09-17 | 2021-10-30 | Enphase | IQ7-60-2-US | Inverters | 8.4 |  | 35 |  |  | 0.97 |  | Outdoor | Panel
NJSTRE1545382631 | NJSRRE1542395138 | Transition Incentive Program | Lakewood | 8701 | 18 | 10.85 | Residential | Yes | Behind the Meter | Net-metered residential rooftop and canopy |  | None | Powerlutions | JCP&L | Accepted | 2019-09-13 | 2019-09-17 | 2021-10-30 | Axitec | AC-310P/156-72S | Solar Panels |  | 0.31 | 12 | 188 | 38 |  | Fixed | Roof
NJSTRE1545382631 | NJSRRE1542395138 | Transition Incentive Program | Lakewood | 8701 | 18 | 10.85 | Residential | Yes | Behind the Meter | Net-metered residential rooftop and canopy |  | None | Powerlutions | JCP&L | Accepted | 2019-09-13 | 2019-09-17 | 2021-10-30 | Axitec | AC-310P/156-72S | Solar Panels |  | 0.31 | 23 | 188 | 38 |  | Fixed | Roof
NJSTRE1545382632 | NJSRRE1541862162 | Transition Incentive Program | Irvington | 7111 | 9 | 13.41 | Residential | Yes | Behind the Meter | Net-metered residential rooftop and canopy |  | None | Kamtech Solar Solutions | PSE&G | Accepted | 2019-08-20 | 2019-10-22 | 2021-10-30 | Sunpower Corporation | SPR-E20-327-E-AC | Solar Panels |  | 0.327 | 24 | 227 | 32 |  | Fixed | Roof | Roof of home
NJSTRE1545382632 | NJSRRE1541862162 | Transition Incentive Program | Irvington | 7111 | 9 | 13.41 | Residential | Yes | Behind the Meter | Net-metered residential rooftop and canopy |  | None | Kamtech Solar Solutions | PSE&G | Accepted | 2019-08-20 | 2019-10-22 | 2021-10-30 | Enphase Energy | IQ-7X | Inverters | 315 |  | 41 |  |  | 0.975 |  | Outdoor | underneath each PV module
NJSTRE1545382632 | NJSRRE1541862162 | Transition Incentive Program | Irvington | 7111 | 9 | 13.41 | Residential | Yes | Behind the Meter | Net-metered residential rooftop and canopy |  | None | Kamtech Solar Solutions | PSE&G | Accepted | 2019-08-20 | 2019-10-22 | 2021-10-30 | Sunpower Corporation | SPR-E20-327-E-AC | Solar Panels |  | 0.327 | 17 | 47 | 32 |  | Fixed | Roof | Roof of home
NJSTRE1545382633 | NJSRRE1542248724 | Transition Incentive Program | Camden City | 8104 | 14 | 7.83 | Residential | Yes | Behind the Meter | Behind the Meter |  | None | Sunrun Installation Services, Inc. | PSE&G | Eligible for TI Program | 2019-09-05 | 2019-09-10 | 2021-10-30 | Ningbo Ginlong Technologies | Solis-1P6K-4G-US | Inverters | 6000 |  | 1 |  |  | 0.96 |  | Outdoor | Next To Meter
NJSTRE1545382633 | NJSRRE1542248724 | Transition Incentive Program | Camden City | 8104 | 14 | 7.83 | Residential | Yes | Behind the Meter | Behind the Meter |  | None | Sunrun Installation Services, Inc. | PSE&G | Eligible for TI Program | 2019-09-05 | 2019-09-10 | 2021-10-30 | REC Solar | REC290TP2 BLK | Solar Panels |  | 0.29 | 14 | 111 | 30 |  | Fixed | Roof
NJSTRE1545382633 | NJSRRE1542248724 | Transition Incentive Program | Camden City | 8104 | 14 | 7.83 | Residential | Yes | Behind the Meter | Behind the Meter |  | None | Sunrun Installation Services, Inc. | PSE&G | Eligible for TI Program | 2019-09-05 | 2019-09-10 | 2021-10-30 | REC Solar | REC290TP2 BLK | Solar Panels |  | 0.29 | 13 | 291 | 30 |  | Fixed | Roof
NJSTRE1545382634 | NJSRRE1541887815 | Transition Incentive Program | Forked River | 8731 | 18 | 3.92 | Residential | Yes | Behind the Meter | Net-metered residential rooftop and canopy |  | None | SunPower Corporation, Systems | JCP&L | Accepted | 2019-08-27 | 2019-08-29 | 2021-10-30 | SUNPOWER | SPR-E20-327-E-AC | Inverters | 320 |  | 12 |  |  | 0.96 |  | Other | under each panel
NJSTRE1545382634 | NJSRRE1541887815 | Transition Incentive Program | Forked River | 8731 | 18 | 3.92 | Residential | Yes | Behind the Meter | Net-metered residential rooftop and canopy |  | None | SunPower Corporation, Systems | JCP&L | Accepted | 2019-08-27 | 2019-08-29 | 2021-10-30 | SUNPOWER | SPR-E20-327-E-AC | Solar Panels |  | 0.327 | 12 | 183 | 18 |  | Fixed | Roof
NJSTRE1545382636 | NJSRRE1542407211 | Transition Incentive Program | TOMS RIVER | 8753 | 18 | 14.81 | Residential | Yes | Behind the Meter | Net-metered residential rooftop and canopy |  | None | Vivint Solar Developer, LLC | JCP&L | Accepted | 2019-09-18 | 2019-09-18 | 2021-10-30 | Solar Edge | SE10000H-US000BNC4 | Inverters | 10000 |  | 1 |  |  | 0.992 |  | Outdoor | Near the Utility Meter
NJSTRE1545382636 | NJSRRE1542407211 | Transition Incentive Program | TOMS RIVER | 8753 | 18 | 14.81 | Residential | Yes | Behind the Meter | Net-metered residential rooftop and canopy |  | None | Vivint Solar Developer, LLC | JCP&L | Accepted | 2019-09-18 | 2019-09-18 | 2021-10-30 | Hanwha | Q.PEAK DUO BLK-G5 315w | Solar Panels |  | 0.315 | 21 | 296 | 19 |  | Fixed | Roof
NJSTRE1545382636 | NJSRRE1542407211 | Transition Incentive Program | TOMS RIVER | 8753 | 18 | 14.81 | Residential | Yes | Behind the Meter | Net-metered residential rooftop and canopy |  | None | Vivint Solar Developer, LLC | JCP&L | Accepted | 2019-09-18 | 2019-09-18 | 2021-10-30 | Hanwha | Q.PEAK DUO BLK-G5 315w | Solar Panels |  | 0.315 | 10 | 206 | 19 |  | Fixed | Roof
NJSTRE1545382636 | NJSRRE1542407211 | Transition Incentive Program | TOMS RIVER | 8753 | 18 | 14.81 | Residential | Yes | Behind the Meter | Net-metered residential rooftop and canopy |  | None | Vivint Solar Developer, LLC | JCP&L | Accepted | 2019-09-18 | 2019-09-18 | 2021-10-30 | Hanwha | Q.PEAK DUO BLK-G5 315w | Solar Panels |  | 0.315 | 16 | 116 | 19 |  | Fixed | Roof
NJSTRE1545382637 | NJSRRE1541894843 | Transition Incentive Program | Egg Harbor Township | 8234 | 19 | 5.04 | Residential | Yes | Behind the Meter | Net-metered residential rooftop and canopy |  | None | Vivint Solar Developer, LLC | AC Electric | Accepted | 2019-09-03 | 2019-09-04 | 2021-10-30 | SolarEdge Technologies | SE3800H | Inverters | 3800 |  | 1 |  |  | 0.992 |  | Outdoor | Near the Utility Meter
NJSTRE1545382637 | NJSRRE1541894843 | Transition Incentive Program | Egg Harbor Township | 8234 | 19 | 5.04 | Residential | Yes | Behind the Meter | Net-metered residential rooftop and canopy |  | None | Vivint Solar Developer, LLC | AC Electric | Accepted | 2019-09-03 | 2019-09-04 | 2021-10-30 | Hanwha Solar | Q.PEAK BLK-G5 315 | Solar Panels |  | 0.315 | 4 | 351 | 33 |  | Fixed | Roof
NJSTRE1545382637 | NJSRRE1541894843 | Transition Incentive Program | Egg Harbor Township | 8234 | 19 | 5.04 | Residential | Yes | Behind the Meter | Net-metered residential rooftop and canopy |  | None | Vivint Solar Developer, LLC | AC Electric | Accepted | 2019-09-03 | 2019-09-04 | 2021-10-30 | Hanwha Solar | Q.PEAK BLK-G5 315 | Solar Panels |  | 0.315 | 7 | 351 | 33 |  | Fixed | Roof
NJSTRE1545382637 | NJSRRE1541894843 | Transition Incentive Program | Egg Harbor Township | 8234 | 19 | 5.04 | Residential | Yes | Behind the Meter | Net-metered residential rooftop and canopy |  | None | Vivint Solar Developer, LLC | AC Electric | Accepted | 2019-09-03 | 2019-09-04 | 2021-10-30 | Hanwha Solar | Q.PEAK BLK-G5 315 | Solar Panels |  | 0.315 | 5 | 261 | 33 |  | Fixed | Roof
NJSTRE1545382639 | NJSRRE1541873804 | Transition Incentive Program | LAURENCE HARBOR | 8879 | 11 | 4.1 | Residential | Yes | Behind the Meter | Net-metered residential rooftop and canopy |  | None | Vivint Solar Developer, LLC | JCP&L | Accepted | 2019-08-22 | 2019-08-27 | 2021-10-30 | Solar Edge | SE3800H-US | Inverters | 3800 |  | 1 |  |  | 0.992 |  | Outdoor | Near the Utility Meter
NJSTRE1545382639 | NJSRRE1541873804 | Transition Incentive Program | LAURENCE HARBOR | 8879 | 11 | 4.1 | Residential | Yes | Behind the Meter | Net-metered residential rooftop and canopy |  | None | Vivint Solar Developer, LLC | JCP&L | Accepted | 2019-08-22 | 2019-08-27 | 2021-10-30 | Hanwha Solar | Q.PEAK BLK-G5 315 | Solar Panels |  | 0.315 | 13 | 227 | 34 |  | Fixed | Roof
NJSTRE1545382640 | NJSRRE1542345741 | Transition Incentive Program | Glendora | 8029 | 14 | 6.82 | Residential | No | Behind the Meter | Behind the Meter |  | None | Orbit Energy & Power, LLC | PSE&G | Eligible for TI Program | 2019-09-06 | 2019-09-11 | 2021-10-30 | enphase | iq7 | Inverters | 240 |  | 22 |  |  | 0.986 |  | Outside | panel
NJSTRE1545382640 | NJSRRE1542345741 | Transition Incentive Program | Glendora | 8029 | 14 | 6.82 | Residential | No | Behind the Meter | Behind the Meter |  | None | Orbit Energy & Power, LLC | PSE&G | Eligible for TI Program | 2019-09-06 | 2019-09-11 | 2021-10-30 | axitec | axitec 310 | Solar Panels |  | 0.31 | 4 | 114 | 25 |  | Fixed | Roof
NJSTRE1545382640 | NJSRRE1542345741 | Transition Incentive Program | Glendora | 8029 | 14 | 6.82 | Residential | No | Behind the Meter | Behind the Meter |  | None | Orbit Energy & Power, LLC | PSE&G | Eligible for TI Program | 2019-09-06 | 2019-09-11 | 2021-10-30 | axitec | axitec 310 | Solar Panels |  | 0.31 | 6 | 204 | 25 |  | Fixed | Roof
NJSTRE1545382640 | NJSRRE1542345741 | Transition Incentive Program | Glendora | 8029 | 14 | 6.82 | Residential | No | Behind the Meter | Behind the Meter |  | None | Orbit Energy & Power, LLC | PSE&G | Eligible for TI Program | 2019-09-06 | 2019-09-11 | 2021-10-30 | axitec | axitec 310 | Solar Panels |  | 0.31 | 6 | 114 | 20 |  | Fixed | Roof
NJSTRE1545382640 | NJSRRE1542345741 | Transition Incentive Program | Glendora | 8029 | 14 | 6.82 | Residential | No | Behind the Meter | Behind the Meter |  | None | Orbit Energy & Power, LLC | PSE&G | Eligible for TI Program | 2019-09-06 | 2019-09-11 | 2021-10-30 | axitec | axitec 310 | Solar Panels |  | 0.31 | 6 | 294 | 20 |  | Fixed | Roof
NJSTRE1545382641 | NJSRRE1541884133 | Transition Incentive Program | South River | 8882 | 11 | 65.1 | Commercial | Yes | Behind the Meter | Behind the Meter |  | None | Ampericon | PSE&G | Eligible for TI Program | 2019-08-26 | 2019-08-29 | 2021-10-30 | EnPhase | IQ7 | Inverters | 250 |  | 210 |  |  | 0.965 |  | Outside | Roof
NJSTRE1545382641 | NJSRRE1541884133 | Transition Incentive Program | South River | 8882 | 11 | 65.1 | Commercial | Yes | Behind the Meter | Behind the Meter |  | None | Ampericon | PSE&G | Eligible for TI Program | 2019-08-26 | 2019-08-29 | 2021-10-30 | Silfab | SLA-M-310 | Solar Panels |  | 0.31 | 105 | 263 | 10 |  | Fixed | Roof
NJSTRE1545382641 | NJSRRE1541884133 | Transition Incentive Program | South River | 8882 | 11 | 65.1 | Commercial | Yes | Behind the Meter | Behind the Meter |  | None | Ampericon | PSE&G | Eligible for TI Program | 2019-08-26 | 2019-08-29 | 2021-10-30 | Silfab | SLA-M-310 | Solar Panels |  | 0.31 | 105 | 63 | 10 |  | Fixed | Roof
NJSTRE1545382642 | NJSRRE1541883860 | Transition Incentive Program | Hawthorne | 7506 | 6 | 11.97 | Residential | Yes | Behind the Meter | Net-metered residential rooftop and canopy |  | None | Vivint Solar Developer, LLC | PSE&G | Accepted | 2019-08-29 | 2019-08-30 | 2021-10-30 | SOLAREDGE TECHNOLOGIES | SE3800H-US000BNC4 | Inverters | 3800 |  | 1 |  |  | 0.992 |  | Outdoor | Near the Utility Meter
NJSTRE1545382642 | NJSRRE1541883860 | Transition Incentive Program | Hawthorne | 7506 | 6 | 11.97 | Residential | Yes | Behind the Meter | Net-metered residential rooftop and canopy |  | None | Vivint Solar Developer, LLC | PSE&G | Accepted | 2019-08-29 | 2019-08-30 | 2021-10-30 | SOLAREDGE TECHNOLOGIES | SE7600H-US000BNC4 | Inverters | 7600 |  | 1 |  |  | 0.992 |  | Outdoor | Near the Utility Meter
NJSTRE1545382642 | NJSRRE1541883860 | Transition Incentive Program | Hawthorne | 7506 | 6 | 11.97 | Residential | Yes | Behind the Meter | Net-metered residential rooftop and canopy |  | None | Vivint Solar Developer, LLC | PSE&G | Accepted | 2019-08-29 | 2019-08-30 | 2021-10-30 | HANWHA SOLAR | Q.PEAK BLK-G5 315 | Solar Panels |  | 0.315 | 6 | 128 | 10 |  | Fixed | Roof
NJSTRE1545382642 | NJSRRE1541883860 | Transition Incentive Program | Hawthorne | 7506 | 6 | 11.97 | Residential | Yes | Behind the Meter | Net-metered residential rooftop and canopy |  | None | Vivint Solar Developer, LLC | PSE&G | Accepted | 2019-08-29 | 2019-08-30 | 2021-10-30 | HANWHA SOLAR | Q.PEAK BLK-G5 315 | Solar Panels |  | 0.315 | 5 | 38 | 15 |  | Fixed | Roof
NJSTRE1545382642 | NJSRRE1541883860 | Transition Incentive Program | Hawthorne | 7506 | 6 | 11.97 | Residential | Yes | Behind the Meter | Net-metered residential rooftop and canopy |  | None | Vivint Solar Developer, LLC | PSE&G | Accepted | 2019-08-29 | 2019-08-30 | 2021-10-30 | HANWHA SOLAR | Q.PEAK BLK-G5 315 | Solar Panels |  | 0.315 | 4 | 308 | 19 |  | Fixed | Roof
NJSTRE1545382642 | NJSRRE1541883860 | Transition Incentive Program | Hawthorne | 7506 | 6 | 11.97 | Residential | Yes | Behind the Meter | Net-metered residential rooftop and canopy |  | None | Vivint Solar Developer, LLC | PSE&G | Accepted | 2019-08-29 | 2019-08-30 | 2021-10-30 | HANWHA SOLAR | Q.PEAK BLK-G5 315 | Solar Panels |  | 0.315 | 2 | 128 | 44 |  | Fixed | Roof
NJSTRE1545382642 | NJSRRE1541883860 | Transition Incentive Program | Hawthorne | 7506 | 6 | 11.97 | Residential | Yes | Behind the Meter | Net-metered residential rooftop and canopy |  | None | Vivint Solar Developer, LLC | PSE&G | Accepted | 2019-08-29 | 2019-08-30 | 2021-10-30 | HANWHA SOLAR | Q.PEAK BLK-G5 315 | Solar Panels |  | 0.315 | 4 | 128 | 19 |  | Fixed | Roof
NJSTRE1545382642 | NJSRRE1541883860 | Transition Incentive Program | Hawthorne | 7506 | 6 | 11.97 | Residential | Yes | Behind the Meter | Net-metered residential rooftop and canopy |  | None | Vivint Solar Developer, LLC | PSE&G | Accepted | 2019-08-29 | 2019-08-30 | 2021-10-30 | HANWHA SOLAR | Q.PEAK BLK-G5 315 | Solar Panels |  | 0.315 | 4 | 308 | 44 |  | Fixed | Roof
NJSTRE1545382642 | NJSRRE1541883860 | Transition Incentive Program | Hawthorne | 7506 | 6 | 11.97 | Residential | Yes | Behind the Meter | Net-metered residential rooftop and canopy |  | None | Vivint Solar Developer, LLC | PSE&G | Accepted | 2019-08-29 | 2019-08-30 | 2021-10-30 | HANWHA SOLAR | Q.PEAK BLK-G5 315 | Solar Panels |  | 0.315 | 10 | 218 | 40 |  | Fixed | Roof
NJSTRE1545382642 | NJSRRE1541883860 | Transition Incentive Program | Hawthorne | 7506 | 6 | 11.97 | Residential | Yes | Behind the Meter | Net-metered residential rooftop and canopy |  | None | Vivint Solar Developer, LLC | PSE&G | Accepted | 2019-08-29 | 2019-08-30 | 2021-10-30 | HANWHA SOLAR | Q.PEAK BLK-G5 315 | Solar Panels |  | 0.315 | 3 | 218 | 11 |  | Fixed | Roof
NJSTRE1545382644 | NJSRRE1541883360 | Transition Incentive Program | West Orange | 7052 | 9 | 5.8 | Residential | Yes | Behind the Meter | Behind the Meter |  | None | Sunrun Installation Services, Inc. | PSE&G | Eligible for TI Program | 2019-08-25 | 2019-09-09 | 2021-10-30 | Ningbo Ginlong Technologies | Solis-1P4.6K-4G-US | Inverters | 4600 |  | 1 |  |  | 0.96 |  | Outdoor | Next To Meter
NJSTRE1545382644 | NJSRRE1541883360 | Transition Incentive Program | West Orange | 7052 | 9 | 5.8 | Residential | Yes | Behind the Meter | Behind the Meter |  | None | Sunrun Installation Services, Inc. | PSE&G | Eligible for TI Program | 2019-08-25 | 2019-09-09 | 2021-10-30 | REC Solar | REC290TP2 BLK | Solar Panels |  | 0.29 | 8 | 214 | 18 |  | Fixed | Roof
NJSTRE1545382644 | NJSRRE1541883360 | Transition Incentive Program | West Orange | 7052 | 9 | 5.8 | Residential | Yes | Behind the Meter | Behind the Meter |  | None | Sunrun Installation Services, Inc. | PSE&G | Eligible for TI Program | 2019-08-25 | 2019-09-09 | 2021-10-30 | REC Solar | REC290TP2 BLK | Solar Panels |  | 0.29 | 12 | 214 | 40 |  | Fixed | Roof
NJSTRE1545382645 | NJSRRE1541910416 | Transition Incentive Program | Laurel Springs | 8021 | 14 | 9.12 | Residential | Yes | Behind the Meter | Behind the Meter |  | None | Skyline Solar, LLC | AC Electric | Eligible for TI Program | 2019-08-29 | 2019-09-03 | 2021-10-30 | SolarEdge | SE7600H-US | Inverters | 7600 |  | 1 |  |  | 0.99 |  | Outside | within ten feet of meter
NJSTRE1545382645 | NJSRRE1541910416 | Transition Incentive Program | Laurel Springs | 8021 | 14 | 9.12 | Residential | Yes | Behind the Meter | Behind the Meter |  | None | Skyline Solar, LLC | AC Electric | Eligible for TI Program | 2019-08-29 | 2019-09-03 | 2021-10-30 | SolarWorld | SunModule Plus SW 285 Mono | Solar Panels |  | 0.285 | 32 | 103283 | 19 |  | Fixed | Roof
NJSTRE1545382647 | NJSRRE1542421711 | Transition Incentive Program | BAYVILLE | 8721 | 18 | 2.52 | Residential | Yes | Behind the Meter | Net-metered residential rooftop and canopy |  | None | Vivint Solar Developer, LLC | JCP&L | Accepted | 2019-09-19 | 2019-09-23 | 2021-10-30 | SOLAREDGE | SE3800H-US000BNC4 | Inverters | 3800 |  | 1 |  |  | 0.992 |  | Outdoor | Near The Utility Meter
NJSTRE1545382647 | NJSRRE1542421711 | Transition Incentive Program | BAYVILLE | 8721 | 18 | 2.52 | Residential | Yes | Behind the Meter | Net-metered residential rooftop and canopy |  | None | Vivint Solar Developer, LLC | JCP&L | Accepted | 2019-09-19 | 2019-09-23 | 2021-10-30 | HANWHA SOLAR | Q.PEAK BLK-G5 315 | Solar Panels |  | 0.315 | 5 | 3 | 26 |  | Fixed | Roof
NJSTRE1545382647 | NJSRRE1542421711 | Transition Incentive Program | BAYVILLE | 8721 | 18 | 2.52 | Residential | Yes | Behind the Meter | Net-metered residential rooftop and canopy |  | None | Vivint Solar Developer, LLC | JCP&L | Accepted | 2019-09-19 | 2019-09-23 | 2021-10-30 | HANWHA SOLAR | Q.PEAK BLK-G5 315 | Solar Panels |  | 0.315 | 3 | 273 | 26 |  | Fixed | Roof
NJSTRE1545382648 | NJSRRE1542370334 | Transition Incentive Program | Jackson | 8527 | 18 | 20.46 | Residential | No | Behind the Meter | Behind the Meter |  | None | Maier Solar Engineering dba Solar Me | JCP&L | Eligible for TI Program | 2019-09-09 | 2019-09-11 | 2021-10-30 | Solar Edge | SE10000H-US | Inverters | 10000 |  | 2 |  |  | 0.97 |  | Outdoor | Next to meter
NJSTRE1545382648 | NJSRRE1542370334 | Transition Incentive Program | Jackson | 8527 | 18 | 20.46 | Residential | No | Behind the Meter | Behind the Meter |  | None | Maier Solar Engineering dba Solar Me | JCP&L | Eligible for TI Program | 2019-09-09 | 2019-09-11 | 2021-10-30 | Silfab | SLA-310W | Solar Panels |  | 0.31 | 66 | 180 | 22 |  | Fixed | Ground
NJSTRE1545382649 | NJSRRE1541862707 | Transition Incentive Program | PENNSAUKEN | 8109 | 14 | 8.82 | Residential | Yes | Behind the Meter | Net-metered residential rooftop and canopy |  | None | Vivint Solar Developer, LLC | PSE&G | Accepted | 2019-08-23 | 2019-08-26 | 2021-10-30 | SolarEdge Technologies | SE7600H-US | Inverters | 7600 |  | 1 |  |  | 0.992 |  | Outdoor | Near the Utility Meter
NJSTRE1545382649 | NJSRRE1541862707 | Transition Incentive Program | PENNSAUKEN | 8109 | 14 | 8.82 | Residential | Yes | Behind the Meter | Net-metered residential rooftop and canopy |  | None | Vivint Solar Developer, LLC | PSE&G | Accepted | 2019-08-23 | 2019-08-26 | 2021-10-30 | Hanwha Solar | Q.PEAK BLK-G5 315 | Solar Panels |  | 0.315 | 7 | 53 | 12 |  | Fixed | Roof
NJSTRE1545382649 | NJSRRE1541862707 | Transition Incentive Program | PENNSAUKEN | 8109 | 14 | 8.82 | Residential | Yes | Behind the Meter | Net-metered residential rooftop and canopy |  | None | Vivint Solar Developer, LLC | PSE&G | Accepted | 2019-08-23 | 2019-08-26 | 2021-10-30 | Hanwha Solar | Q.PEAK BLK-G5 315 | Solar Panels |  | 0.315 | 7 | 233 | 12 |  | Fixed | Roof
NJSTRE1545382649 | NJSRRE1541862707 | Transition Incentive Program | PENNSAUKEN | 8109 | 14 | 8.82 | Residential | Yes | Behind the Meter | Net-metered residential rooftop and canopy |  | None | Vivint Solar Developer, LLC | PSE&G | Accepted | 2019-08-23 | 2019-08-26 | 2021-10-30 | Hanwha Solar | Q.PEAK BLK-G5 315 | Solar Panels |  | 0.315 | 14 | 143 | 24 |  | Fixed | Roof
NJSTRE1545382650 | NJSRRE1542248362 | Transition Incentive Program | SICKLERVILLE | 8081 | 14 | 9.14 | Residential | Yes | Behind the Meter | Net-metered residential rooftop and canopy |  | None | Vivint Solar Developer, LLC | AC Electric | Accepted | 2019-09-05 | 2019-09-09 | 2021-10-30 | Solar Edge | SE7600H-US000BNC4 | Inverters | 7600 |  | 1 |  |  | 0.992 |  | Outdoor | near the Utility meter
NJSTRE1545382650 | NJSRRE1542248362 | Transition Incentive Program | SICKLERVILLE | 8081 | 14 | 9.14 | Residential | Yes | Behind the Meter | Net-metered residential rooftop and canopy |  | None | Vivint Solar Developer, LLC | AC Electric | Accepted | 2019-09-05 | 2019-09-09 | 2021-10-30 | Hanwha Solar | Q.PEAK BLK-G5 315 | Solar Panels |  | 0.315 | 7 | 309 | 28 |  | Fixed | Roof
NJSTRE1545382650 | NJSRRE1542248362 | Transition Incentive Program | SICKLERVILLE | 8081 | 14 | 9.14 | Residential | Yes | Behind the Meter | Net-metered residential rooftop and canopy |  | None | Vivint Solar Developer, LLC | AC Electric | Accepted | 2019-09-05 | 2019-09-09 | 2021-10-30 | Hanwha Solar | Q.PEAK BLK-G5 315 | Solar Panels |  | 0.315 | 12 | 39 | 28 |  | Fixed | Roof
NJSTRE1545382650 | NJSRRE1542248362 | Transition Incentive Program | SICKLERVILLE | 8081 | 14 | 9.14 | Residential | Yes | Behind the Meter | Net-metered residential rooftop and canopy |  | None | Vivint Solar Developer, LLC | AC Electric | Accepted | 2019-09-05 | 2019-09-09 | 2021-10-30 | Hanwha Solar | Q.PEAK BLK-G5 315 | Solar Panels |  | 0.315 | 10 | 219 | 28 |  | Fixed | Roof
NJSTRE1545382651 | NJSRRE1542376732 | Transition Incentive Program | TOMS RIVER | 8757 | 18 | 2.52 | Residential | Yes | Behind the Meter | Net-metered residential rooftop and canopy |  | None | Vivint Solar Developer, LLC | JCP&L | Accepted | 2019-09-10 | 2019-09-12 | 2021-10-30 | SOLAREDGE TECHNOLOGIES | SE3800H-US000BNC4 | Inverters | 3800 |  | 1 |  |  | 0.992 |  | Outdoor | Near The Utility Meter
NJSTRE1545382651 | NJSRRE1542376732 | Transition Incentive Program | TOMS RIVER | 8757 | 18 | 2.52 | Residential | Yes | Behind the Meter | Net-metered residential rooftop and canopy |  | None | Vivint Solar Developer, LLC | JCP&L | Accepted | 2019-09-10 | 2019-09-12 | 2021-10-30 | HANWHA SOLAR | Q.PEAK BLK-G5 315 | Solar Panels |  | 0.315 | 8 | 17 | 18 |  | Fixed | Roof
NJSTRE1545382652 | NJSRRE1542269608 | Transition Incentive Program | Franklin Twp Som | 8873 | 5 | 11.66 | Residential | No | Behind the Meter | Net-metered residential rooftop and canopy |  | None | Solar Spectrum LLC | PSE&G | Accepted | 2019-09-05 | 2019-09-10 | 2021-10-30 | SolarEdge Technologies | SE10000H-US | Inverters | 42 |  | 1 |  |  | 0.99 |  | Outdoor | near meter
NJSTRE1545382652 | NJSRRE1542269608 | Transition Incentive Program | Franklin Twp Som | 8873 | 5 | 11.66 | Residential | No | Behind the Meter | Net-metered residential rooftop and canopy |  | None | Solar Spectrum LLC | PSE&G | Accepted | 2019-09-05 | 2019-09-10 | 2021-10-30 | Q Cells | Q.PEAK-DUO-BLK-G5-315 | Solar Panels |  | 0.315 | 10 | 109 | 23 |  | Fixed | Roof
NJSTRE1545382652 | NJSRRE1542269608 | Transition Incentive Program | Franklin Twp Som | 8873 | 5 | 11.66 | Residential | No | Behind the Meter | Net-metered residential rooftop and canopy |  | None | Solar Spectrum LLC | PSE&G | Accepted | 2019-09-05 | 2019-09-10 | 2021-10-30 | Q Cells | Q.PEAK-DUO-BLK-G5-315 | Solar Panels |  | 0.315 | 27 | 109 | 7 |  | Fixed | Roof
NJSTRE1545382654 | NJSRRE1541883919 | Transition Incentive Program | Mantua | 8051 | 15 | 10.71 | Residential | Yes | Behind the Meter | Net-metered residential rooftop and canopy |  | None | Vivint Solar Developer, LLC | AC Electric | Accepted | 2019-09-03 | 2019-09-03 | 2021-10-30 | SOLAREDGE | SE7600H-US | Inverters | 7600 |  | 1 |  |  | 0.992 |  | Outdoor | Near the Utility Meter
NJSTRE1545382654 | NJSRRE1541883919 | Transition Incentive Program | Mantua | 8051 | 15 | 10.71 | Residential | Yes | Behind the Meter | Net-metered residential rooftop and canopy |  | None | Vivint Solar Developer, LLC | AC Electric | Accepted | 2019-09-03 | 2019-09-03 | 2021-10-30 | Hanwha Solar | Q.PEAK DUO BLK-G5 | Solar Panels |  | 0.315 | 6 | 96 | 21 |  | Fixed | Roof
NJSTRE1545382654 | NJSRRE1541883919 | Transition Incentive Program | Mantua | 8051 | 15 | 10.71 | Residential | Yes | Behind the Meter | Net-metered residential rooftop and canopy |  | None | Vivint Solar Developer, LLC | AC Electric | Accepted | 2019-09-03 | 2019-09-03 | 2021-10-30 | HANWHA SOLAR | Q.PEAK BLK-G5 | Solar Panels |  | 0.315 | 28 | 276 | 21 |  | Fixed | Roof
NJSTRE1545382655 | NJSRRE1542393538 | Transition Incentive Program | MATAWAN | 7747 | 17 | 4.41 | Residential | Yes | Behind the Meter | Net-metered residential rooftop and canopy |  | None | Vivint Solar Developer, LLC | JCP&L | Accepted | 2019-09-12 | 2019-09-16 | 2021-10-30 | SolarEdge | SE3800H-US | Inverters | 3800 |  | 1 |  |  | 0.992 |  | Outdoor | Near the Utility Meter
NJSTRE1545382655 | NJSRRE1542393538 | Transition Incentive Program | MATAWAN | 7747 | 17 | 4.41 | Residential | Yes | Behind the Meter | Net-metered residential rooftop and canopy |  | None | Vivint Solar Developer, LLC | JCP&L | Accepted | 2019-09-12 | 2019-09-16 | 2021-10-30 | Hanwha | Q.PEAK BLK-G5 315 | Solar Panels |  | 0.315 | 14 | 318 | 27 |  | Fixed | Roof
NJSTRE1545382658 | NJSRRE1542346152 | Transition Incentive Program | Whiting | 8759 | 18 | 15.08 | Residential | Yes | Behind the Meter | Behind the Meter |  | None | Sunrun Installation Services, Inc. | JCP&L | Eligible for TI Program | 2019-09-06 | 2019-09-11 | 2021-10-30 | Ningbo Ginlong Technologies | Solis-1P10K-4G-US | Inverters | 10000 |  | 1 |  |  | 0.96 |  | Outdoor | Next To Meter
NJSTRE1545382658 | NJSRRE1542346152 | Transition Incentive Program | Whiting | 8759 | 18 | 15.08 | Residential | Yes | Behind the Meter | Behind the Meter |  | None | Sunrun Installation Services, Inc. | JCP&L | Eligible for TI Program | 2019-09-06 | 2019-09-11 | 2021-10-30 | REC Solar | REC290TP2 BLK | Solar Panels |  | 0.29 | 8 | 33 | 23 |  | Fixed | Roof
NJSTRE1545382658 | NJSRRE1542346152 | Transition Incentive Program | Whiting | 8759 | 18 | 15.08 | Residential | Yes | Behind the Meter | Behind the Meter |  | None | Sunrun Installation Services, Inc. | JCP&L | Eligible for TI Program | 2019-09-06 | 2019-09-11 | 2021-10-30 | REC Solar | REC290TP2 BLK | Solar Panels |  | 0.29 | 44 | 213 | 23 |  | Fixed | Roof
NJSTRE1545382658 | NJSRRE1542346152 | Transition Incentive Program | Whiting | 8759 | 18 | 15.08 | Residential | Yes | Behind the Meter | Behind the Meter |  | None | Sunrun Installation Services, Inc. | JCP&L | Eligible for TI Program | 2019-09-06 | 2019-09-11 | 2021-10-30 | Ningbo Ginlong Technologies | Solis-1P3.6K-4G-US | Inverters | 3600 |  | 1 |  |  | 0.96 |  | Outdoor | Next To Meter
NJSTRE1545382659 | NJSRRE1541993226 | Transition Incentive Program | Green Village | 7935 | 3 | 3.04 | Residential | No | Behind the Meter | Behind the Meter |  | None | self | JCP&L | Eligible for TI Program | 2019-09-03 | 2019-09-06 | 2021-10-30 | SolarEdge | SE3000H-US000NNU2 | Inverters | 3000 |  | 1 |  |  | 0.9 |  | Indoor | in basement
NJSTRE1545382659 | NJSRRE1541993226 | Transition Incentive Program | Green Village | 7935 | 3 | 3.04 | Residential | No | Behind the Meter | Behind the Meter |  | None | self | JCP&L | Eligible for TI Program | 2019-09-03 | 2019-09-06 | 2021-10-30 | QCell | QPeak Duo L-G5.3 | Solar Panels |  | 0.385 | 5 | south | 10 |  | Fixed | Roof
NJSTRE1545382659 | NJSRRE1541993226 | Transition Incentive Program | Green Village | 7935 | 3 | 3.04 | Residential | No | Behind the Meter | Behind the Meter |  | None | self | JCP&L | Eligible for TI Program | 2019-09-03 | 2019-09-06 | 2021-10-30 | LG 370N2W-G4 | 370 NEON 2 72 Cell | Solar Panels |  | 0.37 | 3 | skouth | 0.1 |  | Fixed | Roof
NJSTRE1545382660 | NJSRRE1541993220 | Transition Incentive Program | Cape May Court House | 8210 | 21 | 5.99 | Residential | Yes | Behind the Meter | Net-metered residential rooftop and canopy |  | None | Suntuity Solar LLC | AC Electric | Accepted | 2019-09-03 | 2019-09-05 | 2021-10-30 | Enphase Energy | IQ7-60-2-US | Inverters | 240 |  | 19 |  |  | 0.97 |  | Outdoor | Behind the PV Modules
NJSTRE1545382660 | NJSRRE1541993220 | Transition Incentive Program | Cape May Court House | 8210 | 21 | 5.99 | Residential | Yes | Behind the Meter | Net-metered residential rooftop and canopy |  | None | Suntuity Solar LLC | AC Electric | Accepted | 2019-09-03 | 2019-09-05 | 2021-10-30 | Yingli Green Energy | YL315D-30b | Solar Panels |  | 0.315 | 6 | 208 | 42 |  | Fixed | Roof
NJSTRE1545382660 | NJSRRE1541993220 | Transition Incentive Program | Cape May Court House | 8210 | 21 | 5.99 | Residential | Yes | Behind the Meter | Net-metered residential rooftop and canopy |  | None | Suntuity Solar LLC | AC Electric | Accepted | 2019-09-03 | 2019-09-05 | 2021-10-30 | Yingli Green Energy | YL315D-30b | Solar Panels |  | 0.315 | 13 | 208 | 45 |  | Fixed | Roof
NJSTRE1545382661 | NJSRRE1542376871 | Transition Incentive Program | Mt Holly | 8060 | 13 | 9.48 | Residential | Yes | Behind the Meter | Net-metered residential rooftop and canopy |  | None | Vision Solar LLC | PSE&G | As-Built Incomplete | 2019-09-10 | 2019-09-12 |  | sunpower | e20-327-e-ac | Solar Panels |  | 0.327 | 14 | 340 | 40 |  | Fixed | Roof
NJSTRE1545382661 | NJSRRE1542376871 | Transition Incentive Program | Mt Holly | 8060 | 13 | 9.48 | Residential | Yes | Behind the Meter | Net-metered residential rooftop and canopy |  | None | Vision Solar LLC | PSE&G | As-Built Incomplete | 2019-09-10 | 2019-09-12 |  | sunpower | e20-327-e-ac | Solar Panels |  | 0.327 | 15 | 161 | 10 |  | Fixed | Roof
NJSTRE1545382661 | NJSRRE1542376871 | Transition Incentive Program | Mt Holly | 8060 | 13 | 9.48 | Residential | Yes | Behind the Meter | Net-metered residential rooftop and canopy |  | None | Vision Solar LLC | PSE&G | As-Built Incomplete | 2019-09-10 | 2019-09-12 |  | sunpower | e20-327-e-ac | Inverters | 0.32 |  | 29 |  |  | 0.96 |  | Other | behind panels
NJSTRE1545382661 | NJSRRE1542376871 | Transition Incentive Program | Mt Holly | 8060 | 13 | 9.48 | Residential | Yes | Behind the Meter | Net-metered residential rooftop and canopy |  | None | Vision Solar LLC | PSE&G | As-Built Incomplete | 2019-09-10 | 2019-09-12 |  | Sunpower | PVS6 | Meters |  |  | 1 |  |  |  | Yes | Outdoor
NJSTRE1545382662 | NJSRRE1541880927 | Transition Incentive Program | Newark City | 7105 | 9 | 6.21 | Residential | Yes | Behind the Meter | Behind the Meter |  | None | Sunrun Installation Services, Inc. | PSE&G | Eligible for TI Program | 2019-08-23 | 2019-08-27 | 2021-10-30 | Ningbo Ginlong Technologies | Solis-1P5K-4G-US | Inverters | 5000 |  | 1 |  |  | 0.96 |  | Outdoor | Next To Meter
NJSTRE1545382662 | NJSRRE1541880927 | Transition Incentive Program | Newark City | 7105 | 9 | 6.21 | Residential | Yes | Behind the Meter | Behind the Meter |  | None | Sunrun Installation Services, Inc. | PSE&G | Eligible for TI Program | 2019-08-23 | 2019-08-27 | 2021-10-30 | LG Electronics | LG365Q1C-V5 | Solar Panels |  | 0.365 | 17 | 107 | 27 |  | Fixed | Roof
NJSTRE1545382663 | NJSRRE1542397139 | Transition Incentive Program | Gloucester City | 8030 | 14 | 117.66 | Commercial | Yes | Behind the Meter | Net-metered non-residential rooftop and canopy |  | None | Ampericon | PSE&G | Accepted | 2019-09-13 | 2019-09-17 | 2021-10-30 | EnPhase | IQ7 | Inverters | 250 |  | 318 |  |  | 0.965 |  | Outside | Roof
NJSTRE1545382663 | NJSRRE1542397139 | Transition Incentive Program | Gloucester City | 8030 | 14 | 117.66 | Commercial | Yes | Behind the Meter | Net-metered non-residential rooftop and canopy |  | None | Ampericon | PSE&G | Accepted | 2019-09-13 | 2019-09-17 | 2021-10-30 | Silfab | SLA-M-370 | Solar Panels |  | 0.37 | 318 | 150 | 10 |  | Fixed | Roof
NJSTRE1545382664 | NJSRRE1541883955 | Transition Incentive Program | Pennsauken | 8109 | 14 | 5.67 | Residential | Yes | Behind the Meter | Net-metered residential rooftop and canopy |  | None | Vivint Solar Developer, LLC | PSE&G | Accepted | 2019-09-03 | 2019-09-03 | 2021-10-30 | Solar Edge | SE3800H-US | Inverters | 3800 |  | 1 |  |  | 0.992 |  | Outdoor | Near the Utility Meter
NJSTRE1545382664 | NJSRRE1541883955 | Transition Incentive Program | Pennsauken | 8109 | 14 | 5.67 | Residential | Yes | Behind the Meter | Net-metered residential rooftop and canopy |  | None | Vivint Solar Developer, LLC | PSE&G | Accepted | 2019-09-03 | 2019-09-03 | 2021-10-30 | Hanwha Solar | Q.PEAK BLK-G5 315 | Solar Panels |  | 0.315 | 12 | 232 | 34 |  | Fixed | Roof
NJSTRE1545382664 | NJSRRE1541883955 | Transition Incentive Program | Pennsauken | 8109 | 14 | 5.67 | Residential | Yes | Behind the Meter | Net-metered residential rooftop and canopy |  | None | Vivint Solar Developer, LLC | PSE&G | Accepted | 2019-09-03 | 2019-09-03 | 2021-10-30 | Hanwha Solar | Q.PEAK BLK-G5 315 | Solar Panels |  | 0.315 | 6 | 232 | 12 |  | Fixed | Roof
NJSTRE1545382665 | NJSRRE1541888855 | Transition Incentive Program | GALLOWAY | 8205 | 19 | 6.3 | Residential | No | Behind the Meter | Net-metered residential rooftop and canopy |  | None | Vivint Solar Developer, LLC | AC Electric | Accepted | 2019-09-05 | 2019-09-16 | 2021-10-30 | SolarEdge | SE7600H-US | Inverters | 7600 |  | 1 |  |  | 0.992 |  | Outdoor | Near The Utility Meter
NJSTRE1545382665 | NJSRRE1541888855 | Transition Incentive Program | GALLOWAY | 8205 | 19 | 6.3 | Residential | No | Behind the Meter | Net-metered residential rooftop and canopy |  | None | Vivint Solar Developer, LLC | AC Electric | Accepted | 2019-09-05 | 2019-09-16 | 2021-10-30 | Hanwha Solar | Q.PEAK BLK-G5 315 | Solar Panels |  | 0.315 | 20 | 191 | 20 |  | Fixed | Roof
NJSTRE1545382666 | NJSRRE1541897586 | Transition Incentive Program | Vineland | 8360 | 20 | 9.9 | Residential | No | Behind the Meter | Net-metered residential rooftop and canopy |  | None | Bright Planet Solar | Vineland Muni Electric | Accepted | 2019-08-29 | 2019-09-09 | 2021-10-30 | SolarEdge | SE7600H-USRGM | Inverters | 7600 |  | 1 |  |  | 0.98 |  | Outdoor | Next to Meter
NJSTRE1545382666 | NJSRRE1541897586 | Transition Incentive Program | Vineland | 8360 | 20 | 9.9 | Residential | No | Behind the Meter | Net-metered residential rooftop and canopy |  | None | Bright Planet Solar | Vineland Muni Electric | Accepted | 2019-08-29 | 2019-09-09 | 2021-10-30 | TRINA SOLAR | TSM-DD05A.18(II) 300W | Solar Panels |  | 0.3 | 18 | 272 | 23 |  | Fixed | Roof
NJSTRE1545382666 | NJSRRE1541897586 | Transition Incentive Program | Vineland | 8360 | 20 | 9.9 | Residential | No | Behind the Meter | Net-metered residential rooftop and canopy |  | None | Bright Planet Solar | Vineland Muni Electric | Accepted | 2019-08-29 | 2019-09-09 | 2021-10-30 | TRINA SOLAR | TSM-DD05A.18(II) 300W | Solar Panels |  | 0.3 | 15 | 92 | 23 |  | Fixed | Roof
NJSTRE1545382667 | NJSRRE1542421751 | Transition Incentive Program | Union City | 7087 | 8 | 6.37 | Residential | Yes | Behind the Meter | Net-metered residential rooftop and canopy |  | None | Pro Custom Solar dba Momentum Solar | PSE&G | Accepted | 2019-09-19 | 2019-09-23 | 2021-10-30 | Enphase Energy | IQ7Plus-72-2 | Inverters | 295 |  | 19 |  |  | 0.97 |  | Outdoor | Roof
NJSTRE1545382667 | NJSRRE1542421751 | Transition Incentive Program | Union City | 7087 | 8 | 6.37 | Residential | Yes | Behind the Meter | Net-metered residential rooftop and canopy |  | None | Pro Custom Solar dba Momentum Solar | PSE&G | Accepted | 2019-09-19 | 2019-09-23 | 2021-10-30 | LG ELECTRONICS | LG 335N1C-A5 | Solar Panels |  | 0.335 | 19 | 120 | 5 |  | Fixed | Roof
NJSTRE1545382669 | NJSRRE1541884050 | Transition Incentive Program | Audubon Boro | 8106 | 14 | 3.66 | Residential | Yes | Behind the Meter | Net-metered residential rooftop and canopy |  | None | 1st Light Energy Inc | PSE&G | Accepted | 2019-08-26 | 2019-08-28 | 2021-10-30 | Solaredge | SE3000H-USRGM | Inverters | 3000 |  | 1 |  |  | 0.99 |  | Outside | within 10 feet of meter
NJSTRE1545382669 | NJSRRE1541884050 | Transition Incentive Program | Audubon Boro | 8106 | 14 | 3.66 | Residential | Yes | Behind the Meter | Net-metered residential rooftop and canopy |  | None | 1st Light Energy Inc | PSE&G | Accepted | 2019-08-26 | 2019-08-28 | 2021-10-30 | Trina | TSM-305DD05A.05 | Solar Panels |  | 0.305 | 9 | 51 | 18 |  | Fixed | Roof
NJSTRE1545382669 | NJSRRE1541884050 | Transition Incentive Program | Audubon Boro | 8106 | 14 | 3.66 | Residential | Yes | Behind the Meter | Net-metered residential rooftop and canopy |  | None | 1st Light Energy Inc | PSE&G | Accepted | 2019-08-26 | 2019-08-28 | 2021-10-30 | Trina | TSM-305DD05A.05 | Solar Panels |  | 0.305 | 3 | 229 | 18 |  | Fixed | Roof
NJSTRE1545382670 | NJSRRE1542408870 | Transition Incentive Program | Erial | 8081 | 14 | 8.37 | Residential | Yes | Behind the Meter | Behind the Meter |  | None | All Season Solar | AC Electric | Eligible for TI Program | 2019-09-16 | 2019-09-18 | 2021-10-30 | Enphase | IQ7 | Inverters | 240 |  | 27 |  |  | 0.97 |  | Outdoor | Under Module
NJSTRE1545382670 | NJSRRE1542408870 | Transition Incentive Program | Erial | 8081 | 14 | 8.37 | Residential | Yes | Behind the Meter | Behind the Meter |  | None | All Season Solar | AC Electric | Eligible for TI Program | 2019-09-16 | 2019-09-18 | 2021-10-30 | Trina | TSM DD05H.05II 310W AUG 2019 | Solar Panels |  | 0.31 | 27 | 92 | 36 |  | Fixed | Roof
NJSTRE1545382672 | NJSRRE1542372670 | Transition Incentive Program | Toms River | 8753 | 18 | 20.3 | Residential | Yes | Behind the Meter | Behind the Meter |  | None | Sunrun Installation Services, Inc. | JCP&L | Eligible for TI Program | 2019-09-09 | 2019-09-11 | 2021-10-30 | Ningbo Ginlong Technologies | Solis-1P7.6K-4G-US | Inverters | 7600 |  | 1 |  |  | 0.96 |  | Outdoor | Next To Meter
NJSTRE1545382672 | NJSRRE1542372670 | Transition Incentive Program | Toms River | 8753 | 18 | 20.3 | Residential | Yes | Behind the Meter | Behind the Meter |  | None | Sunrun Installation Services, Inc. | JCP&L | Eligible for TI Program | 2019-09-09 | 2019-09-11 | 2021-10-30 | Ningbo Ginlong Technologies | Solis-1P10K-4G-US | Inverters | 10000 |  | 1 |  |  | 0.96 |  | Outdoor | Next To Meter
NJSTRE1545382672 | NJSRRE1542372670 | Transition Incentive Program | Toms River | 8753 | 18 | 20.3 | Residential | Yes | Behind the Meter | Behind the Meter |  | None | Sunrun Installation Services, Inc. | JCP&L | Eligible for TI Program | 2019-09-09 | 2019-09-11 | 2021-10-30 | Ningbo Ginlong Technologies | Solis-1P3.6K-4G-US | Inverters | 3600 |  | 1 |  |  | 0.96 |  | Outdoor | Next To Meter
NJSTRE1545382672 | NJSRRE1542372670 | Transition Incentive Program | Toms River | 8753 | 18 | 20.3 | Residential | Yes | Behind the Meter | Behind the Meter |  | None | Sunrun Installation Services, Inc. | JCP&L | Eligible for TI Program | 2019-09-09 | 2019-09-11 | 2021-10-30 | REC Solar | REC290TP2 BLK | Solar Panels |  | 0.29 | 28 | 168 | 34 |  | Fixed | Roof
NJSTRE1545382672 | NJSRRE1542372670 | Transition Incentive Program | Toms River | 8753 | 18 | 20.3 | Residential | Yes | Behind the Meter | Behind the Meter |  | None | Sunrun Installation Services, Inc. | JCP&L | Eligible for TI Program | 2019-09-09 | 2019-09-11 | 2021-10-30 | REC Solar | REC290TP2 BLK | Solar Panels |  | 0.29 | 42 | 348 | 34 |  | Fixed | Roof
NJSTRE1545382673 | NJSRRE1541884646 | Transition Incentive Program | Whiting | 8759 | 18 | 21.46 | Residential | Yes | Behind the Meter | Behind the Meter |  | None | Sunrun Installation Services, Inc. | JCP&L | Eligible for TI Program | 2019-08-26 | 2019-08-29 | 2021-10-30 | SolarEdge Technologies | SE6000H-USRGM | Inverters | 6000 |  | 1 |  |  | 0.96 |  | Outdoor | Next To Meter
NJSTRE1545382673 | NJSRRE1541884646 | Transition Incentive Program | Whiting | 8759 | 18 | 21.46 | Residential | Yes | Behind the Meter | Behind the Meter |  | None | Sunrun Installation Services, Inc. | JCP&L | Eligible for TI Program | 2019-08-26 | 2019-08-29 | 2021-10-30 | SolarEdge Technologies | SE11400H-USRGM | Inverters | 11400 |  | 1 |  |  | 0.96 |  | Outdoor | Next To Meter
NJSTRE1545382673 | NJSRRE1541884646 | Transition Incentive Program | Whiting | 8759 | 18 | 21.46 | Residential | Yes | Behind the Meter | Behind the Meter |  | None | Sunrun Installation Services, Inc. | JCP&L | Eligible for TI Program | 2019-08-26 | 2019-08-29 | 2021-10-30 | REC Solar | REC290TP2 BLK | Solar Panels |  | 0.29 | 9 | 312 | 9 |  | Fixed | Roof
NJSTRE1545382673 | NJSRRE1541884646 | Transition Incentive Program | Whiting | 8759 | 18 | 21.46 | Residential | Yes | Behind the Meter | Behind the Meter |  | None | Sunrun Installation Services, Inc. | JCP&L | Eligible for TI Program | 2019-08-26 | 2019-08-29 | 2021-10-30 | REC Solar | REC290TP2 BLK | Solar Panels |  | 0.29 | 4 | 222 | 27 |  | Fixed | Roof
NJSTRE1545382673 | NJSRRE1541884646 | Transition Incentive Program | Whiting | 8759 | 18 | 21.46 | Residential | Yes | Behind the Meter | Behind the Meter |  | None | Sunrun Installation Services, Inc. | JCP&L | Eligible for TI Program | 2019-08-26 | 2019-08-29 | 2021-10-30 | REC Solar | REC290TP2 BLK | Solar Panels |  | 0.29 | 28 | 132 | 18 |  | Fixed | Roof
NJSTRE1545382673 | NJSRRE1541884646 | Transition Incentive Program | Whiting | 8759 | 18 | 21.46 | Residential | Yes | Behind the Meter | Behind the Meter |  | None | Sunrun Installation Services, Inc. | JCP&L | Eligible for TI Program | 2019-08-26 | 2019-08-29 | 2021-10-30 | REC Solar | REC290TP2 BLK | Solar Panels |  | 0.29 | 9 | 42 | 18 |  | Fixed | Roof
NJSTRE1545382673 | NJSRRE1541884646 | Transition Incentive Program | Whiting | 8759 | 18 | 21.46 | Residential | Yes | Behind the Meter | Behind the Meter |  | None | Sunrun Installation Services, Inc. | JCP&L | Eligible for TI Program | 2019-08-26 | 2019-08-29 | 2021-10-30 | REC Solar | REC290TP2 BLK | Solar Panels |  | 0.29 | 24 | 312 | 18 |  | Fixed | Roof
NJSTRE1545382675 | NJSRRE1542390079 | Transition Incentive Program | oak ridge | 7438 | 6 | 7.85 | Residential | No | Behind the Meter | Net-metered residential rooftop and canopy |  | None | SunPower Capital LLC | JCP&L | Accepted | 2019-09-11 | 2019-09-13 | 2021-10-30 | sunpower | e20-3278e-ac | Inverters | 0.32 |  | 24 |  |  | 0.96 |  | Other | behind panels
NJSTRE1545382675 | NJSRRE1542390079 | Transition Incentive Program | oak ridge | 7438 | 6 | 7.85 | Residential | No | Behind the Meter | Net-metered residential rooftop and canopy |  | None | SunPower Capital LLC | JCP&L | Accepted | 2019-09-11 | 2019-09-13 | 2021-10-30 | sunpower | e20-327-e-ac | Solar Panels |  | 0.327 | 19 | 141 | 23 |  | Fixed | Roof
NJSTRE1545382675 | NJSRRE1542390079 | Transition Incentive Program | oak ridge | 7438 | 6 | 7.85 | Residential | No | Behind the Meter | Net-metered residential rooftop and canopy |  | None | SunPower Capital LLC | JCP&L | Accepted | 2019-09-11 | 2019-09-13 | 2021-10-30 | sunpower | e20-327-e-ac | Solar Panels |  | 0.327 | 5 | 321 | 23 |  | Fixed | Roof
NJSTRE1545382678 | NJSRRE1542377379 | Transition Incentive Program | Hamilton | 8619 | 12 | 7.13 | Residential | Yes | Behind the Meter | Net-metered residential rooftop and canopy |  | None | Solar Energy World | PSE&G | Accepted | 2019-09-10 | 2019-09-12 | 2021-10-30 | Emphase | IQ7-60-x-US | Inverters | 310 |  | 23 |  |  | 0.976 |  | Outside | on roof
NJSTRE1545382678 | NJSRRE1542377379 | Transition Incentive Program | Hamilton | 8619 | 12 | 7.13 | Residential | Yes | Behind the Meter | Net-metered residential rooftop and canopy |  | None | Solar Energy World | PSE&G | Accepted | 2019-09-10 | 2019-09-12 | 2021-10-30 | LONGi Green Energy Technology | LR6-60PE-310M | Solar Panels |  | 0.31 | 23 | 153 | 18 |  | Fixed | Roof
NJSTRE1545382679 | NJSRRE1542269597 | Transition Incentive Program | Barnegat | 8005 | 18 | 12.29 | Residential | Yes | Behind the Meter | Net-metered residential rooftop and canopy |  | None | Vivint Solar Developer, LLC | AC Electric | Accepted | 2019-09-05 | 2019-09-10 | 2021-10-30 | SolarEdge | SE10000H-US000BNC4 | Inverters | 10000 |  | 1 |  |  | 0.992 |  | Outdoor | Near the Utility Meter
NJSTRE1545382679 | NJSRRE1542269597 | Transition Incentive Program | Barnegat | 8005 | 18 | 12.29 | Residential | Yes | Behind the Meter | Net-metered residential rooftop and canopy |  | None | Vivint Solar Developer, LLC | AC Electric | Accepted | 2019-09-05 | 2019-09-10 | 2021-10-30 | Hanwha Solar | Q.PEAK BLK-G5 315 | Solar Panels |  | 0.315 | 32 | 197 | 33 |  | Fixed | Roof
NJSTRE1545382679 | NJSRRE1542269597 | Transition Incentive Program | Barnegat | 8005 | 18 | 12.29 | Residential | Yes | Behind the Meter | Net-metered residential rooftop and canopy |  | None | Vivint Solar Developer, LLC | AC Electric | Accepted | 2019-09-05 | 2019-09-10 | 2021-10-30 | Hanwha Solar | Q.PEAK BLK-G5 315 | Solar Panels |  | 0.315 | 7 | 197 | 33 |  | Fixed | Roof
NJSTRE1545382681 | NJSRRE1542389709 | Transition Incentive Program | wildwood | 8260 | 21 | 7.52 | Residential | No | Behind the Meter | Net-metered residential rooftop and canopy |  | None | SunPower Capital LLC | AC Electric | Accepted | 2019-09-11 | 2019-09-13 | 2021-10-30 | sunpower | e20-327-e-ac | Inverters | 0.32 |  | 23 |  |  | 0.96 |  | Other | behind panels
NJSTRE1545382681 | NJSRRE1542389709 | Transition Incentive Program | wildwood | 8260 | 21 | 7.52 | Residential | No | Behind the Meter | Net-metered residential rooftop and canopy |  | None | SunPower Capital LLC | AC Electric | Accepted | 2019-09-11 | 2019-09-13 | 2021-10-30 | sunpower | e20-327-e-ac | Solar Panels |  | 0.327 | 10 | 317 | 18 |  | Fixed | Roof
NJSTRE1545382681 | NJSRRE1542389709 | Transition Incentive Program | wildwood | 8260 | 21 | 7.52 | Residential | No | Behind the Meter | Net-metered residential rooftop and canopy |  | None | SunPower Capital LLC | AC Electric | Accepted | 2019-09-11 | 2019-09-13 | 2021-10-30 | sunpower | e20-327-e-ac | Solar Panels |  | 0.327 | 13 | 137 | 18 |  | Fixed | Roof
NJSTRE1545382682 | NJSRRE1542408729 | Transition Incentive Program | Pennsville | 8070 | 16 | 5.67 | Residential | Yes | Behind the Meter | Net-metered residential rooftop and canopy |  | None | Suntuity Solar LLC | AC Electric | Accepted | 2019-09-16 | 2019-09-18 | 2021-10-30 | Enphase Energy | IQ7-60-2-US | Inverters | 240 |  | 18 |  |  | 0.97 |  | Outdoor | Behind the PV Modules
NJSTRE1545382682 | NJSRRE1542408729 | Transition Incentive Program | Pennsville | 8070 | 16 | 5.67 | Residential | Yes | Behind the Meter | Net-metered residential rooftop and canopy |  | None | Suntuity Solar LLC | AC Electric | Accepted | 2019-09-16 | 2019-09-18 | 2021-10-30 | Yingli Green Energy | YL315D-30b | Solar Panels |  | 0.315 | 18 | 129 | 19 |  | Fixed | Roof
NJSTRE1545382683 | NJSRRE1541885877 | Transition Incentive Program | Englishtown | 7726 | 17 | 13.63 | Residential | No | Behind the Meter | Behind the Meter |  | None | Sunrun Installation Services, Inc. | JCP&L | Eligible for TI Program | 2019-08-26 | 2019-08-29 | 2021-10-30 | Ningbo Ginlong Technologies | Solis-1P3K-4G-US | Inverters | 3000 |  | 1 |  |  | 0.96 |  | Outdoor | Next To Meter
NJSTRE1545382683 | NJSRRE1541885877 | Transition Incentive Program | Englishtown | 7726 | 17 | 13.63 | Residential | No | Behind the Meter | Behind the Meter |  | None | Sunrun Installation Services, Inc. | JCP&L | Eligible for TI Program | 2019-08-26 | 2019-08-29 | 2021-10-30 | Ningbo Ginlong Technologies | Solis-1P10K-4G-US | Inverters | 10000 |  | 1 |  |  | 0.96 |  | Outdoor | Next To Meter
NJSTRE1545382683 | NJSRRE1541885877 | Transition Incentive Program | Englishtown | 7726 | 17 | 13.63 | Residential | No | Behind the Meter | Behind the Meter |  | None | Sunrun Installation Services, Inc. | JCP&L | Eligible for TI Program | 2019-08-26 | 2019-08-29 | 2021-10-30 | REC Solar | REC290TP2 BLK | Solar Panels |  | 0.29 | 9 | 313 | 23 |  | Fixed | Roof
NJSTRE1545382683 | NJSRRE1541885877 | Transition Incentive Program | Englishtown | 7726 | 17 | 13.63 | Residential | No | Behind the Meter | Behind the Meter |  | None | Sunrun Installation Services, Inc. | JCP&L | Eligible for TI Program | 2019-08-26 | 2019-08-29 | 2021-10-30 | REC Solar | REC290TP2 BLK | Solar Panels |  | 0.29 | 15 | 224 | 23 |  | Fixed | Roof
NJSTRE1545382683 | NJSRRE1541885877 | Transition Incentive Program | Englishtown | 7726 | 17 | 13.63 | Residential | No | Behind the Meter | Behind the Meter |  | None | Sunrun Installation Services, Inc. | JCP&L | Eligible for TI Program | 2019-08-26 | 2019-08-29 | 2021-10-30 | REC Solar | REC290TP2 BLK | Solar Panels |  | 0.29 | 12 | 42 | 24 |  | Fixed | Roof
NJSTRE1545382683 | NJSRRE1541885877 | Transition Incentive Program | Englishtown | 7726 | 17 | 13.63 | Residential | No | Behind the Meter | Behind the Meter |  | None | Sunrun Installation Services, Inc. | JCP&L | Eligible for TI Program | 2019-08-26 | 2019-08-29 | 2021-10-30 | REC Solar | REC290TP2 BLK | Solar Panels |  | 0.29 | 11 | 132 | 24 |  | Fixed | Roof
NJSTRE1545382684 | NJSRRE1541873522 | Transition Incentive Program | Plainfield | 7060 | 10 | 3.72 | Residential | Yes | Behind the Meter | Net-metered residential rooftop and canopy |  | None | Suntuity Solar LLC | PSE&G | Accepted | 2019-08-22 | 2019-08-26 | 2021-10-30 | Enphase Energy | IQ7-60-2-US | Inverters | 240 |  | 12 |  |  | 0.97 |  | Outdoor | Behind the PV Modules
NJSTRE1545382684 | NJSRRE1541873522 | Transition Incentive Program | Plainfield | 7060 | 10 | 3.72 | Residential | Yes | Behind the Meter | Net-metered residential rooftop and canopy |  | None | Suntuity Solar LLC | PSE&G | Accepted | 2019-08-22 | 2019-08-26 | 2021-10-30 | Yingli Green Energy | YL310D-30b | Solar Panels |  | 0.31 | 2 | 86 | 22 |  | Fixed | Roof
NJSTRE1545382684 | NJSRRE1541873522 | Transition Incentive Program | Plainfield | 7060 | 10 | 3.72 | Residential | Yes | Behind the Meter | Net-metered residential rooftop and canopy |  | None | Suntuity Solar LLC | PSE&G | Accepted | 2019-08-22 | 2019-08-26 | 2021-10-30 | Yingli Green Energy | YL310D-30b | Solar Panels |  | 0.31 | 10 | 86 | 22 |  | Fixed | Roof
NJSTRE1545382685 | NJSRRE1542370190 | Transition Incentive Program | Piscataway | 8854 | 11 | 13.86 | Residential | Yes | Behind the Meter | Net-metered residential rooftop and canopy |  | None | Suntuity Solar LLC | PSE&G | Accepted | 2019-09-09 | 2019-09-11 | 2021-10-30 | Enphase Energy | IQ7-60-2-US | Inverters | 240 |  | 44 |  |  | 0.97 |  | Outdoor | Behind the PV Modules
NJSTRE1545382685 | NJSRRE1542370190 | Transition Incentive Program | Piscataway | 8854 | 11 | 13.86 | Residential | Yes | Behind the Meter | Net-metered residential rooftop and canopy |  | None | Suntuity Solar LLC | PSE&G | Accepted | 2019-09-09 | 2019-09-11 | 2021-10-30 | Yingli Green Energy | YL315D-30b | Solar Panels |  | 0.315 | 8 | 150 | 34 |  | Fixed | Roof
NJSTRE1545382685 | NJSRRE1542370190 | Transition Incentive Program | Piscataway | 8854 | 11 | 13.86 | Residential | Yes | Behind the Meter | Net-metered residential rooftop and canopy |  | None | Suntuity Solar LLC | PSE&G | Accepted | 2019-09-09 | 2019-09-11 | 2021-10-30 | Yingli Green Energy | YL315D-30b | Solar Panels |  | 0.315 | 11 | 150 | 12 |  | Fixed | Roof
NJSTRE1545382685 | NJSRRE1542370190 | Transition Incentive Program | Piscataway | 8854 | 11 | 13.86 | Residential | Yes | Behind the Meter | Net-metered residential rooftop and canopy |  | None | Suntuity Solar LLC | PSE&G | Accepted | 2019-09-09 | 2019-09-11 | 2021-10-30 | Yingli Green Energy | YL315D-30b | Solar Panels |  | 0.315 | 8 | 150 | 8 |  | Fixed | Roof
NJSTRE1545382685 | NJSRRE1542370190 | Transition Incentive Program | Piscataway | 8854 | 11 | 13.86 | Residential | Yes | Behind the Meter | Net-metered residential rooftop and canopy |  | None | Suntuity Solar LLC | PSE&G | Accepted | 2019-09-09 | 2019-09-11 | 2021-10-30 | Yingli Green Energy | YL315D-30b | Solar Panels |  | 0.315 | 12 | 240 | 43 |  | Fixed | Roof
NJSTRE1545382685 | NJSRRE1542370190 | Transition Incentive Program | Piscataway | 8854 | 11 | 13.86 | Residential | Yes | Behind the Meter | Net-metered residential rooftop and canopy |  | None | Suntuity Solar LLC | PSE&G | Accepted | 2019-09-09 | 2019-09-11 | 2021-10-30 | Yingli Green Energy | YL315D-30b | Solar Panels |  | 0.315 | 5 | 150 | 43 |  | Fixed | Roof
NJSTRE1545382686 | NJSRRE1542409152 | Transition Incentive Program | Elizabeth City | 7208 | 10 | 5.85 | Residential | No | Behind the Meter | Behind the Meter |  | None | Maier Solar Engineering dba Solar Me | PSE&G | Eligible for TI Program | 2019-09-16 | 2019-09-18 | 2021-10-30 | Enphase | IQ7 | Inverters | 240 |  | 18 |  |  | 0.96 |  | Outdoor | Next to meter
NJSTRE1545382686 | NJSRRE1542409152 | Transition Incentive Program | Elizabeth City | 7208 | 10 | 5.85 | Residential | No | Behind the Meter | Behind the Meter |  | None | Maier Solar Engineering dba Solar Me | PSE&G | Eligible for TI Program | 2019-09-16 | 2019-09-18 | 2021-10-30 | Hanwha | Q.PEAK DUO.G5 325W | Solar Panels |  | 0.325 | 18 | 213 | 23 |  | Fixed | Roof
NJSTRE1545382687 | NJSRRE1541894818 | Transition Incentive Program | Newton | 7860 | 1 | 24.1 | Residential | Yes | Behind the Meter | Net-metered residential rooftop and canopy |  | None | 1st Light Energy Inc | JCP&L | Accepted | 2019-08-28 | 2019-09-03 | 2021-10-30 | Solaredge | SE11400H-USRGM | Inverters | 11400 |  | 2 |  |  | 0.99 |  | Outside | within 10 feet of meter
NJSTRE1545382687 | NJSRRE1541894818 | Transition Incentive Program | Newton | 7860 | 1 | 24.1 | Residential | Yes | Behind the Meter | Net-metered residential rooftop and canopy |  | None | 1st Light Energy Inc | JCP&L | Accepted | 2019-08-28 | 2019-09-03 | 2021-10-30 | Trina | TSM-305DD05A.05 | Solar Panels |  | 0.305 | 17 | 132 | 37 |  | Fixed | Roof
NJSTRE1545382687 | NJSRRE1541894818 | Transition Incentive Program | Newton | 7860 | 1 | 24.1 | Residential | Yes | Behind the Meter | Net-metered residential rooftop and canopy |  | None | 1st Light Energy Inc | JCP&L | Accepted | 2019-08-28 | 2019-09-03 | 2021-10-30 | Trina | TSM-305DD05A.05 | Solar Panels |  | 0.305 | 27 | 312 | 23 |  | Fixed | Roof
NJSTRE1545382687 | NJSRRE1541894818 | Transition Incentive Program | Newton | 7860 | 1 | 24.1 | Residential | Yes | Behind the Meter | Net-metered residential rooftop and canopy |  | None | 1st Light Energy Inc | JCP&L | Accepted | 2019-08-28 | 2019-09-03 | 2021-10-30 | Trina | TSM-305DD05A.05 | Solar Panels |  | 0.305 | 35 | 132 | 27 |  | Fixed | Roof
NJSTRE1545382688 | NJSRRE1542370289 | Transition Incentive Program | NEPTUNE | 7753 | 17 | 5.99 | Residential | Yes | Behind the Meter | Net-metered residential rooftop and canopy |  | None | Vivint Solar Developer, LLC | JCP&L | Accepted | 2019-09-09 | 2019-09-11 | 2021-10-30 | SolarEdge | SE7600H-US | Inverters | 7600 |  | 1 |  |  | 0.992 |  | Outdoor | Near the Utility Meter
NJSTRE1545382688 | NJSRRE1542370289 | Transition Incentive Program | NEPTUNE | 7753 | 17 | 5.99 | Residential | Yes | Behind the Meter | Net-metered residential rooftop and canopy |  | None | Vivint Solar Developer, LLC | JCP&L | Accepted | 2019-09-09 | 2019-09-11 | 2021-10-30 | Hanwha Solar | Q.PEAK BLK-G5 315 | Solar Panels |  | 0.315 | 19 | 82 | 23 |  | Fixed | Roof
NJSTRE1545382690 | NJSRRE1541880614 | Transition Incentive Program | Clayton | 8312 | 15 | 3.48 | Residential | Yes | Behind the Meter | Behind the Meter |  | None | Code Green Solar, LLC | AC Electric | Eligible for TI Program | 2019-08-28 | 2019-09-16 | 2021-10-30 | Enphase Energy | IQ6 | Inverters | 0.23 |  | 12 |  |  | 0.985 |  | Outside | outside
NJSTRE1545382690 | NJSRRE1541880614 | Transition Incentive Program | Clayton | 8312 | 15 | 3.48 | Residential | Yes | Behind the Meter | Behind the Meter |  | None | Code Green Solar, LLC | AC Electric | Eligible for TI Program | 2019-08-28 | 2019-09-16 | 2021-10-30 | Q-Cells | Q-Cells-Q.PEAK BLK G4 290 | Solar Panels |  | 0.29 | 12 | 210 | 37 |  | Fixed | Roof
NJSTRE1545382691 | NJSRRE1542390883 | Transition Incentive Program | Roosevelt | 8555 | 17 | 14.64 | Residential | No | Behind the Meter | Net-metered residential rooftop and canopy |  | None | 1st Light Energy Inc | JCP&L | Accepted | 2019-09-11 | 2019-09-16 | 2021-10-30 | SMA | SB 6.0-US | Inverters | 6000 |  | 2 |  |  | 0.98 |  | Outside | within 10 feet of meter
NJSTRE1545382691 | NJSRRE1542390883 | Transition Incentive Program | Roosevelt | 8555 | 17 | 14.64 | Residential | No | Behind the Meter | Net-metered residential rooftop and canopy |  | None | 1st Light Energy Inc | JCP&L | Accepted | 2019-09-11 | 2019-09-16 | 2021-10-30 | Trina | TSM-305DD05A.05 | Solar Panels |  | 0.305 | 7 | 288 | 18 |  | Fixed | Roof
NJSTRE1545382691 | NJSRRE1542390883 | Transition Incentive Program | Roosevelt | 8555 | 17 | 14.64 | Residential | No | Behind the Meter | Net-metered residential rooftop and canopy |  | None | 1st Light Energy Inc | JCP&L | Accepted | 2019-09-11 | 2019-09-16 | 2021-10-30 | Trina | TSM-305DD05A.05 | Solar Panels |  | 0.305 | 10 | 288 | 14 |  | Fixed | Roof
NJSTRE1545382691 | NJSRRE1542390883 | Transition Incentive Program | Roosevelt | 8555 | 17 | 14.64 | Residential | No | Behind the Meter | Net-metered residential rooftop and canopy |  | None | 1st Light Energy Inc | JCP&L | Accepted | 2019-09-11 | 2019-09-16 | 2021-10-30 | Trina | TSM-305DD05A.05 | Solar Panels |  | 0.305 | 17 | 108 | 14 |  | Fixed | Roof
NJSTRE1545382691 | NJSRRE1542390883 | Transition Incentive Program | Roosevelt | 8555 | 17 | 14.64 | Residential | No | Behind the Meter | Net-metered residential rooftop and canopy |  | None | 1st Light Energy Inc | JCP&L | Accepted | 2019-09-11 | 2019-09-16 | 2021-10-30 | Trina | TSM-305DD05A.05 | Solar Panels |  | 0.305 | 14 | 108 | 14 |  | Fixed | Roof
NJSTRE1545382692 | NJSRRE1541884000 | Transition Incentive Program | Evesham twp | 8053 | 13 | 18.53 | Residential | No | Behind the Meter | Behind the Meter |  | None | Sunny Corp | PSE&G | Eligible for TI Program | 2019-09-03 | 2019-09-03 | 2021-10-30 | SolarEdge | SE7600H-US | Inverters | 7600 |  | 2 |  |  | 0.992 |  | Indoor | GARAGE
NJSTRE1545382692 | NJSRRE1541884000 | Transition Incentive Program | Evesham twp | 8053 | 13 | 18.53 | Residential | No | Behind the Meter | Behind the Meter |  | None | Sunny Corp | PSE&G | Eligible for TI Program | 2019-09-03 | 2019-09-03 | 2021-10-30 | Panasonic | VBHN325KA03 | Solar Panels |  | 0.325 | 23 | 251 | 23 |  | Fixed | Roof
NJSTRE1545382692 | NJSRRE1541884000 | Transition Incentive Program | Evesham twp | 8053 | 13 | 18.53 | Residential | No | Behind the Meter | Behind the Meter |  | None | Sunny Corp | PSE&G | Eligible for TI Program | 2019-09-03 | 2019-09-03 | 2021-10-30 | Panasonic | VBHN325KA03 | Solar Panels |  | 0.325 | 6 | 71 | 23 |  | Fixed | Roof
NJSTRE1545382692 | NJSRRE1541884000 | Transition Incentive Program | Evesham twp | 8053 | 13 | 18.53 | Residential | No | Behind the Meter | Behind the Meter |  | None | Sunny Corp | PSE&G | Eligible for TI Program | 2019-09-03 | 2019-09-03 | 2021-10-30 | Panasonic | VBHN325KA03 | Solar Panels |  | 0.325 | 24 | 71 | 23 |  | Fixed | Roof
NJSTRE1545382692 | NJSRRE1541884000 | Transition Incentive Program | Evesham twp | 8053 | 13 | 18.53 | Residential | No | Behind the Meter | Behind the Meter |  | None | Sunny Corp | PSE&G | Eligible for TI Program | 2019-09-03 | 2019-09-03 | 2021-10-30 | Panasonic | VBHN325KA03 | Solar Panels |  | 0.325 | 4 | 251 | 23 |  | Fixed | Roof
NJSTRE1545382694 | NJSRRE1542411907 | Transition Incentive Program | Lakewood | 8701 | 18 | 12.71 | Residential | No | Behind the Meter | Net-metered residential rooftop and canopy |  | None | Powerlutions | JCP&L | Accepted | 2019-09-17 | 2019-09-19 | 2021-10-30 | Axitec | AC-310P/156-72S | Solar Panels |  | 0.31 | 37 | 131 | 30 |  | Fixed | Roof
NJSTRE1545382694 | NJSRRE1542411907 | Transition Incentive Program | Lakewood | 8701 | 18 | 12.71 | Residential | No | Behind the Meter | Net-metered residential rooftop and canopy |  | None | Powerlutions | JCP&L | Accepted | 2019-09-17 | 2019-09-19 | 2021-10-30 | Solar Edge | SE10000H-US | Inverters | 10 |  | 1 |  |  | 0.99 |  | Outdoor | Near Meter
NJSTRE1545382694 | NJSRRE1542411907 | Transition Incentive Program | Lakewood | 8701 | 18 | 12.71 | Residential | No | Behind the Meter | Net-metered residential rooftop and canopy |  | None | Powerlutions | JCP&L | Accepted | 2019-09-17 | 2019-09-19 | 2021-10-30 | Axitec | AC-310P/156-72S | Solar Panels |  | 0.31 | 4 | 221 | 45 |  | Fixed | Roof
NJSTRE1545382697 | NJSRRE1542409221 | Transition Incentive Program | Elmwood Park | 7407 | 7 | 7.85 | Residential | Yes | Behind the Meter | Net-metered residential rooftop and canopy |  | None | SunPower Corporation, Systems | PSE&G | Accepted | 2019-09-16 | 2019-09-18 | 2021-10-30 | SUNPOWER | SPR-E20-327-E-AC | Inverters | 320 |  | 24 |  |  | 0.96 |  | Other | under each panel
NJSTRE1545382697 | NJSRRE1542409221 | Transition Incentive Program | Elmwood Park | 7407 | 7 | 7.85 | Residential | Yes | Behind the Meter | Net-metered residential rooftop and canopy |  | None | SunPower Corporation, Systems | PSE&G | Accepted | 2019-09-16 | 2019-09-18 | 2021-10-30 | SUNPOWER | SPR-E20-327-E-AC | Solar Panels |  | 0.327 | 3 | 250 | 30 |  | Fixed | Roof
NJSTRE1545382697 | NJSRRE1542409221 | Transition Incentive Program | Elmwood Park | 7407 | 7 | 7.85 | Residential | Yes | Behind the Meter | Net-metered residential rooftop and canopy |  | None | SunPower Corporation, Systems | PSE&G | Accepted | 2019-09-16 | 2019-09-18 | 2021-10-30 | SUNPOWER | SPR-E20-327-E-AC | Solar Panels |  | 0.327 | 5 | 160 | 40 |  | Fixed | Roof
NJSTRE1545382697 | NJSRRE1542409221 | Transition Incentive Program | Elmwood Park | 7407 | 7 | 7.85 | Residential | Yes | Behind the Meter | Net-metered residential rooftop and canopy |  | None | SunPower Corporation, Systems | PSE&G | Accepted | 2019-09-16 | 2019-09-18 | 2021-10-30 | SUNPOWER | SPR-E20-327-E-AC | Solar Panels |  | 0.327 | 13 | 160 | 40 |  | Fixed | Roof
NJSTRE1545382697 | NJSRRE1542409221 | Transition Incentive Program | Elmwood Park | 7407 | 7 | 7.85 | Residential | Yes | Behind the Meter | Net-metered residential rooftop and canopy |  | None | SunPower Corporation, Systems | PSE&G | Accepted | 2019-09-16 | 2019-09-18 | 2021-10-30 | SUNPOWER | SPR-E20-327-E-AC | Solar Panels |  | 0.327 | 3 | 70 | 30 |  | Fixed | Roof
NJSTRE1545382698 | NJSRRE1542248522 | Transition Incentive Program | UNION | 7083 | 10 | 6.93 | Residential | Yes | Behind the Meter | Net-metered residential rooftop and canopy |  | None | Vivint Solar Developer, LLC | PSE&G | Accepted | 2019-09-05 | 2019-09-09 | 2021-10-30 | HANWHA SOLAR | Q.PEAK BLK-G5 315 | Solar Panels |  | 0.315 | 10 | 40 | 31 |  | Fixed | Roof
NJSTRE1545382698 | NJSRRE1542248522 | Transition Incentive Program | UNION | 7083 | 10 | 6.93 | Residential | Yes | Behind the Meter | Net-metered residential rooftop and canopy |  | None | Vivint Solar Developer, LLC | PSE&G | Accepted | 2019-09-05 | 2019-09-09 | 2021-10-30 | SOLAREDGE | SE7600H-US000BNC4 | Inverters | 7600 |  | 1 |  |  | 0.992 |  | Outdoor | Near The Utility Meter
NJSTRE1545382698 | NJSRRE1542248522 | Transition Incentive Program | UNION | 7083 | 10 | 6.93 | Residential | Yes | Behind the Meter | Net-metered residential rooftop and canopy |  | None | Vivint Solar Developer, LLC | PSE&G | Accepted | 2019-09-05 | 2019-09-09 | 2021-10-30 | HANWHA SOLAR | Q.PEAK BLK-G5 315 | Solar Panels |  | 0.315 | 12 | 220 | 31 |  | Fixed | Roof
NJSTRE1545382702 | NJSRRE1541880876 | Transition Incentive Program | Keansburg | 7734 | 17 | 3.78 | Residential | Yes | Behind the Meter | Net-metered residential rooftop and canopy |  | None | Vivint Solar Developer, LLC | JCP&L | Accepted | 2019-08-23 | 2019-08-27 | 2021-10-30 | Solaredge | SE3800H-US | Inverters | 3800 |  | 12 |  |  | 0.992 |  | Outdoor | Near the Utility Meter
NJSTRE1545382702 | NJSRRE1541880876 | Transition Incentive Program | Keansburg | 7734 | 17 | 3.78 | Residential | Yes | Behind the Meter | Net-metered residential rooftop and canopy |  | None | Vivint Solar Developer, LLC | JCP&L | Accepted | 2019-08-23 | 2019-08-27 | 2021-10-30 | Hanwha solar | Q.PEAK DUO BLK-G5 315 | Solar Panels |  | 0.315 | 7 | 78 | 30 |  | Fixed | Roof
NJSTRE1545382702 | NJSRRE1541880876 | Transition Incentive Program | Keansburg | 7734 | 17 | 3.78 | Residential | Yes | Behind the Meter | Net-metered residential rooftop and canopy |  | None | Vivint Solar Developer, LLC | JCP&L | Accepted | 2019-08-23 | 2019-08-27 | 2021-10-30 | HANWHA SOLAR | Q.PEAK BLK-G5 | Solar Panels |  | 0.315 | 5 | 78 | 30 |  | Fixed | Roof
NJSTRE1545382703 | NJSRRE1542253831 | Transition Incentive Program | Mount Laurel Township | 8054 | 13 | 7.59 | Residential | No | Behind the Meter | Net-metered residential rooftop and canopy |  | None | Exact Solar | PSE&G | Accepted | 2019-09-05 | 2019-09-10 | 2021-10-30 | Enphase | IQ7X | Inverters | 315 |  | 23 |  |  | 0.97 |  | Outdoor | under panels
NJSTRE1545382703 | NJSRRE1542253831 | Transition Incentive Program | Mount Laurel Township | 8054 | 13 | 7.59 | Residential | No | Behind the Meter | Net-metered residential rooftop and canopy |  | None | Exact Solar | PSE&G | Accepted | 2019-09-05 | 2019-09-10 | 2021-10-30 | Panasonic | VBHN330SA17 | Solar Panels |  | 0.33 | 23 | 194 | 26 |  | Fixed | Roof
NJSTRE1545382705 | NJSRRE1542395251 | Transition Incentive Program | Lakewood | 8701 | 18 | 22.5 | Residential | Yes | Behind the Meter | Net-metered residential rooftop and canopy |  | None | Powerlutions | JCP&L | Accepted | 2019-09-13 | 2019-09-17 | 2021-10-30 | SolarEdge | SE10000-US | Inverters | 10 |  | 1 |  |  | 0.99 |  | Outdoor | Near Meter
NJSTRE1545382705 | NJSRRE1542395251 | Transition Incentive Program | Lakewood | 8701 | 18 | 22.5 | Residential | Yes | Behind the Meter | Net-metered residential rooftop and canopy |  | None | Powerlutions | JCP&L | Accepted | 2019-09-13 | 2019-09-17 | 2021-10-30 | SolarEdge | SE 7600-US | Inverters | 7.6 |  | 1 |  |  | 0.99 |  | Outdoor | Near Meter
NJSTRE1545382705 | NJSRRE1542395251 | Transition Incentive Program | Lakewood | 8701 | 18 | 22.5 | Residential | Yes | Behind the Meter | Net-metered residential rooftop and canopy |  | None | Powerlutions | JCP&L | Accepted | 2019-09-13 | 2019-09-17 | 2021-10-30 | Trina | TSM-300 DD05A | Solar Panels |  | 0.3 | 5 | 117 | 35 |  | Fixed | Roof
NJSTRE1545382705 | NJSRRE1542395251 | Transition Incentive Program | Lakewood | 8701 | 18 | 22.5 | Residential | Yes | Behind the Meter | Net-metered residential rooftop and canopy |  | None | Powerlutions | JCP&L | Accepted | 2019-09-13 | 2019-09-17 | 2021-10-30 | Trina | TSM-300 DD05A | Solar Panels |  | 0.3 | 2 | 207 | 35 |  | Fixed | Roof
NJSTRE1545382705 | NJSRRE1542395251 | Transition Incentive Program | Lakewood | 8701 | 18 | 22.5 | Residential | Yes | Behind the Meter | Net-metered residential rooftop and canopy |  | None | Powerlutions | JCP&L | Accepted | 2019-09-13 | 2019-09-17 | 2021-10-30 | Trina | TSM-300 DD05A | Solar Panels |  | 0.3 | 11 | 207 | 35 |  | Fixed | Roof
NJSTRE1545382705 | NJSRRE1542395251 | Transition Incentive Program | Lakewood | 8701 | 18 | 22.5 | Residential | Yes | Behind the Meter | Net-metered residential rooftop and canopy |  | None | Powerlutions | JCP&L | Accepted | 2019-09-13 | 2019-09-17 | 2021-10-30 | Trina | TSM-300 DD05A | Solar Panels |  | 0.3 | 15 | 117 | 35 |  | Fixed | Roof
NJSTRE1545382705 | NJSRRE1542395251 | Transition Incentive Program | Lakewood | 8701 | 18 | 22.5 | Residential | Yes | Behind the Meter | Net-metered residential rooftop and canopy |  | None | Powerlutions | JCP&L | Accepted | 2019-09-13 | 2019-09-17 | 2021-10-30 | Trina | TSM-300 DD05A | Solar Panels |  | 0.3 | 42 | 117 | 35 |  | Fixed | Roof
NJSTRE1545382707 | NJSRRE1541880870 | Transition Incentive Program | Millville | 8332 | 20 | 8.37 | Residential | Yes | Behind the Meter | Net-metered residential rooftop and canopy |  | None | Solar Energy World | AC Electric | Accepted | 2019-08-23 | 2019-08-27 | 2021-10-30 | Solar Edge | SE7600H-USRGM | Inverters | 7600 |  | 1 |  |  | 0.98 |  | Outside | near meter
NJSTRE1545382707 | NJSRRE1541880870 | Transition Incentive Program | Millville | 8332 | 20 | 8.37 | Residential | Yes | Behind the Meter | Net-metered residential rooftop and canopy |  | None | Solar Energy World | AC Electric | Accepted | 2019-08-23 | 2019-08-27 | 2021-10-30 | LONGi Green Energy Technology | LR6-60PE-310M | Solar Panels |  | 0.31 | 27 | 185 | 22 |  | Fixed | Roof
NJSTRE1545382708 | NJSRRE1542202717 | Transition Incentive Program | Franklin Twp Som | 8540 | 12 | 7.3 | Residential | Yes | Behind the Meter | Behind the Meter |  | None | Sunrun Installation Services, Inc. | PSE&G | Eligible for TI Program | 2019-09-04 | 2019-09-09 | 2021-10-30 | Ningbo Ginlong Technologies | Solis-1P6K-4G-US | Inverters | 6000 |  | 1 |  |  | 0.96 |  | Outdoor | Next To Meter
NJSTRE1545382708 | NJSRRE1542202717 | Transition Incentive Program | Franklin Twp Som | 8540 | 12 | 7.3 | Residential | Yes | Behind the Meter | Behind the Meter |  | None | Sunrun Installation Services, Inc. | PSE&G | Eligible for TI Program | 2019-09-04 | 2019-09-09 | 2021-10-30 | LG Electronics | LG365Q1C-V5 | Solar Panels |  | 0.365 | 20 | 221 | 27 |  | Fixed | Roof
NJSTRE1545382709 | NJSRRE1541861877 | Transition Incentive Program | Hope | 7844 | 2 | 11.22 | Residential | No | Behind the Meter | Behind the Meter |  | None | Green Power Energy | JCP&L | Eligible for TI Program | 2019-08-20 | 2019-08-23 | 2021-10-30 | Solar Edge | SE10000H-US | Inverters | 10000 |  | 1 |  |  | 0.97 |  | Outside | next to meter
NJSTRE1545382709 | NJSRRE1541861877 | Transition Incentive Program | Hope | 7844 | 2 | 11.22 | Residential | No | Behind the Meter | Behind the Meter |  | None | Green Power Energy | JCP&L | Eligible for TI Program | 2019-08-20 | 2019-08-23 | 2021-10-30 | Panasonic | VBHN330SA17 | Solar Panels |  | 0.33 | 18 | 305 | 23 |  | Fixed | Roof
NJSTRE1545382709 | NJSRRE1541861877 | Transition Incentive Program | Hope | 7844 | 2 | 11.22 | Residential | No | Behind the Meter | Behind the Meter |  | None | Green Power Energy | JCP&L | Eligible for TI Program | 2019-08-20 | 2019-08-23 | 2021-10-30 | Panasonic | VBHN330SA17 | Solar Panels |  | 0.33 | 16 | 124 | 23 |  | Fixed | Roof
NJSTRE1545382710 | NJSRRE1542182348 | Transition Incentive Program | Princeton | 8540 | 12 | 17.4 | Residential | No | Behind the Meter | Net-metered residential rooftop and canopy |  | None | Powerlutions | PSE&G | Accepted | 2019-09-04 | 2019-09-06 | 2021-10-30 | SolarEdge | SE6000H-US | Inverters | 12 |  | 2 |  |  | 0.99 |  | Outdoor | Near Meter
NJSTRE1545382710 | NJSRRE1542182348 | Transition Incentive Program | Princeton | 8540 | 12 | 17.4 | Residential | No | Behind the Meter | Net-metered residential rooftop and canopy |  | None | Powerlutions | PSE&G | Accepted | 2019-09-04 | 2019-09-06 | 2021-10-30 | Axitec | AC-300M/60S | Solar Panels |  | 0.3 | 8 | 247 | 32 |  | Fixed | Roof
NJSTRE1545382710 | NJSRRE1542182348 | Transition Incentive Program | Princeton | 8540 | 12 | 17.4 | Residential | No | Behind the Meter | Net-metered residential rooftop and canopy |  | None | Powerlutions | PSE&G | Accepted | 2019-09-04 | 2019-09-06 | 2021-10-30 | Axitec | AC-300M/60S | Solar Panels |  | 0.3 | 12 | 247 | 32 |  | Fixed | Roof
NJSTRE1545382710 | NJSRRE1542182348 | Transition Incentive Program | Princeton | 8540 | 12 | 17.4 | Residential | No | Behind the Meter | Net-metered residential rooftop and canopy |  | None | Powerlutions | PSE&G | Accepted | 2019-09-04 | 2019-09-06 | 2021-10-30 | Axitec | AC-300M/60S | Solar Panels |  | 0.3 | 6 | 157 | 38 |  | Fixed | Roof
NJSTRE1545382710 | NJSRRE1542182348 | Transition Incentive Program | Princeton | 8540 | 12 | 17.4 | Residential | No | Behind the Meter | Net-metered residential rooftop and canopy |  | None | Powerlutions | PSE&G | Accepted | 2019-09-04 | 2019-09-06 | 2021-10-30 | Axitec | AC-300M/60S | Solar Panels |  | 0.3 | 32 | 67 | 32 |  | Fixed | Roof
NJSTRE1545382711 | NJSRRE1541880914 | Transition Incentive Program | Willingboro Twp | 8046 | 13 | 5.9 | Residential | Yes | Behind the Meter | Behind the Meter |  | None | Code Green Solar, LLC | PSE&G | Eligible for TI Program | 2019-08-28 | 2019-09-16 | 2021-10-30 | Enphase Energy | Enphase Energy IQ6 | Inverters | 0.23 |  | 20 |  |  | 0.985 |  | Outdoor | outside
NJSTRE1545382711 | NJSRRE1541880914 | Transition Incentive Program | Willingboro Twp | 8046 | 13 | 5.9 | Residential | Yes | Behind the Meter | Behind the Meter |  | None | Code Green Solar, LLC | PSE&G | Eligible for TI Program | 2019-08-28 | 2019-09-16 | 2021-10-30 | Q-Cells | Q-Cells-Q.PEAK BLK-G4.1 295 | Solar Panels |  | 0.295 | 20 | 259 | 43 |  | Fixed | Roof
NJSTRE1545382712 | NJSRRE1541987210 | Transition Incentive Program | Manville | 8835 | 5 | 6.27 | Residential | No | Behind the Meter | Behind the Meter |  | None | Sunrun Installation Services, Inc. | PSE&G | Eligible for TI Program | 2019-08-30 | 2019-09-05 | 2021-10-30 | Ningbo Ginlong Technologies | Solis-1P5K-4G-US | Inverters | 5000 |  | 1 |  |  | 0.96 |  | Outdoor | Next To Meter
NJSTRE1545382712 | NJSRRE1541987210 | Transition Incentive Program | Manville | 8835 | 5 | 6.27 | Residential | No | Behind the Meter | Behind the Meter |  | None | Sunrun Installation Services, Inc. | PSE&G | Eligible for TI Program | 2019-08-30 | 2019-09-05 | 2021-10-30 | LG Electronics | LG330N1C-A5 | Solar Panels |  | 0.33 | 19 | 163 | 23 |  | Fixed | Roof
NJSTRE1545382713 | NJSRRE1542285081 | Transition Incentive Program | North Plainfield | 7060 | 10 | 11.03 | Residential | Yes | Behind the Meter | Net-metered residential rooftop and canopy |  | None | Vivint Solar Developer, LLC | PSE&G | Accepted | 2019-09-06 | 2019-09-10 | 2021-10-30 | Hanwha Solar | Q.PEAK BLK-G5 315 | Solar Panels |  | 0.315 | 7 | 192 | 37 |  | Fixed | Roof
NJSTRE1545382713 | NJSRRE1542285081 | Transition Incentive Program | North Plainfield | 7060 | 10 | 11.03 | Residential | Yes | Behind the Meter | Net-metered residential rooftop and canopy |  | None | Vivint Solar Developer, LLC | PSE&G | Accepted | 2019-09-06 | 2019-09-10 | 2021-10-30 | SolarEdge | SE7600H-US | Inverters | 7600 |  | 1 |  |  | 0.992 |  | Outdoor | Near the Utility Meter
NJSTRE1545382713 | NJSRRE1542285081 | Transition Incentive Program | North Plainfield | 7060 | 10 | 11.03 | Residential | Yes | Behind the Meter | Net-metered residential rooftop and canopy |  | None | Vivint Solar Developer, LLC | PSE&G | Accepted | 2019-09-06 | 2019-09-10 | 2021-10-30 | Hanwha Solar | Q.PEAK BLK-G5 315 | Solar Panels |  | 0.315 | 20 | 192 | 37 |  | Fixed | Roof
NJSTRE1545382713 | NJSRRE1542285081 | Transition Incentive Program | North Plainfield | 7060 | 10 | 11.03 | Residential | Yes | Behind the Meter | Net-metered residential rooftop and canopy |  | None | Vivint Solar Developer, LLC | PSE&G | Accepted | 2019-09-06 | 2019-09-10 | 2021-10-30 | Hanwha Solar | Q.PEAK BLK-G5 315 | Solar Panels |  | 0.315 | 8 | 12 | 17 |  | Fixed | Roof
NJSTRE1545382714 | NJSRRE1541881084 | Transition Incentive Program | PENNSAUKEN | 8110 | 14 | 9.45 | Residential | Yes | Behind the Meter | Net-metered residential rooftop and canopy |  | None | Vivint Solar Developer, LLC | PSE&G | Accepted | 2019-09-05 | 2019-09-05 | 2021-10-30 | SolarEdge Technologies | SE7600H-US | Inverters | 7600 |  | 1 |  |  | 0.992 |  | Outdoor | Near the Utility Meter
NJSTRE1545382714 | NJSRRE1541881084 | Transition Incentive Program | PENNSAUKEN | 8110 | 14 | 9.45 | Residential | Yes | Behind the Meter | Net-metered residential rooftop and canopy |  | None | Vivint Solar Developer, LLC | PSE&G | Accepted | 2019-09-05 | 2019-09-05 | 2021-10-30 | Hanwha Solar | Q.PEAK BLK-G5 315 | Solar Panels |  | 0.315 | 8 | 147 | 16 |  | Fixed | Roof
NJSTRE1545382714 | NJSRRE1541881084 | Transition Incentive Program | PENNSAUKEN | 8110 | 14 | 9.45 | Residential | Yes | Behind the Meter | Net-metered residential rooftop and canopy |  | None | Vivint Solar Developer, LLC | PSE&G | Accepted | 2019-09-05 | 2019-09-05 | 2021-10-30 | Hanwha Solar | Q.PEAK BLK-G5 315 | Solar Panels |  | 0.315 | 4 | 147 | 37 |  | Fixed | Roof
NJSTRE1545382714 | NJSRRE1541881084 | Transition Incentive Program | PENNSAUKEN | 8110 | 14 | 9.45 | Residential | Yes | Behind the Meter | Net-metered residential rooftop and canopy |  | None | Vivint Solar Developer, LLC | PSE&G | Accepted | 2019-09-05 | 2019-09-05 | 2021-10-30 | Hanwha Solar | Q.PEAK BLK-G5 315 | Solar Panels |  | 0.315 | 4 | 237 | 37 |  | Fixed | Roof
NJSTRE1545382714 | NJSRRE1541881084 | Transition Incentive Program | PENNSAUKEN | 8110 | 14 | 9.45 | Residential | Yes | Behind the Meter | Net-metered residential rooftop and canopy |  | None | Vivint Solar Developer, LLC | PSE&G | Accepted | 2019-09-05 | 2019-09-05 | 2021-10-30 | Hanwha Solar | Q.PEAK BLK-G5 315 | Solar Panels |  | 0.315 | 4 | 147 | 37 |  | Fixed | Roof
NJSTRE1545382714 | NJSRRE1541881084 | Transition Incentive Program | PENNSAUKEN | 8110 | 14 | 9.45 | Residential | Yes | Behind the Meter | Net-metered residential rooftop and canopy |  | None | Vivint Solar Developer, LLC | PSE&G | Accepted | 2019-09-05 | 2019-09-05 | 2021-10-30 | Hanwha Solar | Q.PEAK BLK-G5 315 | Solar Panels |  | 0.315 | 10 | 147 | 20 |  | Fixed | Roof
NJSTRE1545382715 | NJSRRE1542416562 | Transition Incentive Program | Raritan | 8869 | 5 | 7.88 | Residential | Yes | Behind the Meter | Net-metered residential rooftop and canopy |  | None | Suntuity Solar LLC | PSE&G | Accepted | 2019-09-18 | 2019-09-20 | 2021-10-30 | Enphase Energy | IQ7-60-2-US | Inverters | 240 |  | 25 |  |  | 0.97 |  | Outdoor | Behind the PV Modules
NJSTRE1545382715 | NJSRRE1542416562 | Transition Incentive Program | Raritan | 8869 | 5 | 7.88 | Residential | Yes | Behind the Meter | Net-metered residential rooftop and canopy |  | None | Suntuity Solar LLC | PSE&G | Accepted | 2019-09-18 | 2019-09-20 | 2021-10-30 | Yingli Green Energy | YL315D-30b | Solar Panels |  | 0.315 | 11 | 86 | 21 |  | Fixed | Roof
NJSTRE1545382715 | NJSRRE1542416562 | Transition Incentive Program | Raritan | 8869 | 5 | 7.88 | Residential | Yes | Behind the Meter | Net-metered residential rooftop and canopy |  | None | Suntuity Solar LLC | PSE&G | Accepted | 2019-09-18 | 2019-09-20 | 2021-10-30 | Yingli Green Energy | YL315D-30b | Solar Panels |  | 0.315 | 14 | 86 | 22 |  | Fixed | Roof
NJSTRE1545382716 | NJSRRE1542421572 | Transition Incentive Program | Edison | 8817 | 11 | 10.71 | Residential | No | Behind the Meter | Net-metered residential rooftop and canopy |  | None | Suntuity Solar LLC | PSE&G | Accepted | 2019-09-19 | 2019-09-23 | 2021-10-30 | Enphase Energy | IQ7-60-2-US | Inverters | 240 |  | 34 |  |  | 0.97 |  | Outdoor | Behind the PV Modules
NJSTRE1545382716 | NJSRRE1542421572 | Transition Incentive Program | Edison | 8817 | 11 | 10.71 | Residential | No | Behind the Meter | Net-metered residential rooftop and canopy |  | None | Suntuity Solar LLC | PSE&G | Accepted | 2019-09-19 | 2019-09-23 | 2021-10-30 | Yingli Green Energy | YL315D-30b | Solar Panels |  | 0.315 | 6 | 234 | 27 |  | Fixed | Roof
NJSTRE1545382716 | NJSRRE1542421572 | Transition Incentive Program | Edison | 8817 | 11 | 10.71 | Residential | No | Behind the Meter | Net-metered residential rooftop and canopy |  | None | Suntuity Solar LLC | PSE&G | Accepted | 2019-09-19 | 2019-09-23 | 2021-10-30 | Yingli Green Energy | YL315D-30b | Solar Panels |  | 0.315 | 28 | 54 | 16 |  | Fixed | Roof
NJSTRE1545382718 | NJSRRE1541883985 | Transition Incentive Program | Toms River | 8753 | 18 | 10.08 | Residential | Yes | Behind the Meter | Net-metered residential rooftop and canopy |  | None | Vivint Solar Developer, LLC | JCP&L | Accepted | 2019-08-26 | 2019-08-28 | 2021-10-30 | SolarEdge Technologies | SE3800H | Inverters | 7600 |  | 1 |  |  | 0.992 |  | Outdoor | Near utility meter
NJSTRE1545382718 | NJSRRE1541883985 | Transition Incentive Program | Toms River | 8753 | 18 | 10.08 | Residential | Yes | Behind the Meter | Net-metered residential rooftop and canopy |  | None | Vivint Solar Developer, LLC | JCP&L | Accepted | 2019-08-26 | 2019-08-28 | 2021-10-30 | SolarEdge Technologies | SE7600H | Inverters | 7600 |  | 1 |  |  | 0.992 |  | Outdoor | Near the Utility Meter
NJSTRE1545382718 | NJSRRE1541883985 | Transition Incentive Program | Toms River | 8753 | 18 | 10.08 | Residential | Yes | Behind the Meter | Net-metered residential rooftop and canopy |  | None | Vivint Solar Developer, LLC | JCP&L | Accepted | 2019-08-26 | 2019-08-28 | 2021-10-30 | Hanwha Solar | Q.PEAK BLK-G5 315 | Solar Panels |  | 0.315 | 17 | 299 | 28 |  | Fixed | Roof
NJSTRE1545382718 | NJSRRE1541883985 | Transition Incentive Program | Toms River | 8753 | 18 | 10.08 | Residential | Yes | Behind the Meter | Net-metered residential rooftop and canopy |  | None | Vivint Solar Developer, LLC | JCP&L | Accepted | 2019-08-26 | 2019-08-28 | 2021-10-30 | Hanwha Solar | Q.PEAK BLK-G5 315 | Solar Panels |  | 0.315 | 6 | 29 | 20 |  | Fixed | Roof
NJSTRE1545382718 | NJSRRE1541883985 | Transition Incentive Program | Toms River | 8753 | 18 | 10.08 | Residential | Yes | Behind the Meter | Net-metered residential rooftop and canopy |  | None | Vivint Solar Developer, LLC | JCP&L | Accepted | 2019-08-26 | 2019-08-28 | 2021-10-30 | Hanwha Solar | Q.PEAK BLK-G5 315 | Solar Panels |  | 0.315 | 6 | 209 | 20 |  | Fixed | Roof
NJSTRE1545382718 | NJSRRE1541883985 | Transition Incentive Program | Toms River | 8753 | 18 | 10.08 | Residential | Yes | Behind the Meter | Net-metered residential rooftop and canopy |  | None | Vivint Solar Developer, LLC | JCP&L | Accepted | 2019-08-26 | 2019-08-28 | 2021-10-30 | Hanwha Solar | Q.PEAK BLK-G5 315 | Solar Panels |  | 0.315 | 3 | 119 | 28 |  | Fixed | Roof
NJSTRE1545382719 | NJSRRE1541891054 | Transition Incentive Program | Keyport | 7735 | 17 | 3.78 | Residential | Yes | Behind the Meter | Net-metered residential rooftop and canopy |  | None | Vivint Solar Developer, LLC | JCP&L | Accepted | 2019-09-03 | 2019-09-04 | 2021-10-30 | SolarEdge Technologies | SE3800H-US | Inverters | 3800 |  | 1 |  |  | 0.992 |  | Outdoor | Near the Utility Meter
NJSTRE1545382719 | NJSRRE1541891054 | Transition Incentive Program | Keyport | 7735 | 17 | 3.78 | Residential | Yes | Behind the Meter | Net-metered residential rooftop and canopy |  | None | Vivint Solar Developer, LLC | JCP&L | Accepted | 2019-09-03 | 2019-09-04 | 2021-10-30 | Hanwha Solar | Q.PEAK BLK-G5 315 | Solar Panels |  | 0.315 | 7 | 58 | 23 |  | Fixed | Roof
NJSTRE1545382719 | NJSRRE1541891054 | Transition Incentive Program | Keyport | 7735 | 17 | 3.78 | Residential | Yes | Behind the Meter | Net-metered residential rooftop and canopy |  | None | Vivint Solar Developer, LLC | JCP&L | Accepted | 2019-09-03 | 2019-09-04 | 2021-10-30 | Hanwha Solar | Q.PEAK BLK-G5 315 | Solar Panels |  | 0.315 | 5 | 238 | 23 |  | Fixed | Roof
NJSTRE1545382721 | NJSRRE1541883664 | Transition Incentive Program | Piscataway | 8854 | 11 | 7.56 | Residential | Yes | Behind the Meter | Net-metered residential rooftop and canopy |  | None | Vivint Solar Developer, LLC | PSE&G | As-Built Incomplete - Review | 2019-08-26 | 2019-08-28 |  | HANWHA SOLAR | Q. PEAK DUO BLK-G5 315W | Solar Panels |  | 0.315 | 6 | 154 | 27 |  | Fixed | Roof
NJSTRE1545382721 | NJSRRE1541883664 | Transition Incentive Program | Piscataway | 8854 | 11 | 7.56 | Residential | Yes | Behind the Meter | Net-metered residential rooftop and canopy |  | None | Vivint Solar Developer, LLC | PSE&G | As-Built Incomplete - Review | 2019-08-26 | 2019-08-28 |  | Hanwha Solar | Q. PEAK DUO BLK-G5 315W | Solar Panels |  | 0.315 | 13 | 334 | 27 |  | Fixed | Roof
NJSTRE1545382721 | NJSRRE1541883664 | Transition Incentive Program | Piscataway | 8854 | 11 | 7.56 | Residential | Yes | Behind the Meter | Net-metered residential rooftop and canopy |  | None | Vivint Solar Developer, LLC | PSE&G | As-Built Incomplete - Review | 2019-08-26 | 2019-08-28 |  | Hanwha Solar | Q. PEAK DUO BLK-G5 315W | Solar Panels |  | 0.315 | 5 | 244 | 9 |  | Fixed | Roof
NJSTRE1545382721 | NJSRRE1541883664 | Transition Incentive Program | Piscataway | 8854 | 11 | 7.56 | Residential | Yes | Behind the Meter | Net-metered residential rooftop and canopy |  | None | Vivint Solar Developer, LLC | PSE&G | As-Built Incomplete - Review | 2019-08-26 | 2019-08-28 |  | SOLAR EDGE | SE7600H-US | Inverters | 7600 |  | 1 |  |  | 0.992 |  | Outdoor | Near the Utility Meter
NJSTRE1545382721 | NJSRRE1541883664 | Transition Incentive Program | Piscataway | 8854 | 11 | 7.56 | Residential | Yes | Behind the Meter | Net-metered residential rooftop and canopy |  | None | Vivint Solar Developer, LLC | PSE&G | As-Built Incomplete - Review | 2019-08-26 | 2019-08-28 |  | Solar Edge | SE7600H-US000BNC4 | Meters |  |  | 1 |  |  |  | Yes | Outdoor
NJSTRE1545382725 | NJSRRE1541884665 | Transition Incentive Program | Toms River | 8753 | 18 | 11.31 | Residential | Yes | Behind the Meter | Behind the Meter |  | None | Sunrun Installation Services, Inc. | JCP&L | Eligible for TI Program | 2019-08-26 | 2019-08-29 | 2021-10-30 | Ningbo Ginlong Technologies | Solis-1P9K-4G-US | Inverters | 9000 |  | 1 |  |  | 0.96 |  | Outdoor | Next To Meter
NJSTRE1545382725 | NJSRRE1541884665 | Transition Incentive Program | Toms River | 8753 | 18 | 11.31 | Residential | Yes | Behind the Meter | Behind the Meter |  | None | Sunrun Installation Services, Inc. | JCP&L | Eligible for TI Program | 2019-08-26 | 2019-08-29 | 2021-10-30 | REC Solar | REC290TP2 BLK | Solar Panels |  | 0.29 | 12 | 166 | 23 |  | Fixed | Roof
NJSTRE1545382725 | NJSRRE1541884665 | Transition Incentive Program | Toms River | 8753 | 18 | 11.31 | Residential | Yes | Behind the Meter | Behind the Meter |  | None | Sunrun Installation Services, Inc. | JCP&L | Eligible for TI Program | 2019-08-26 | 2019-08-29 | 2021-10-30 | REC Solar | REC290TP2 BLK | Solar Panels |  | 0.29 | 9 | 77 | 14 |  | Fixed | Roof
NJSTRE1545382725 | NJSRRE1541884665 | Transition Incentive Program | Toms River | 8753 | 18 | 11.31 | Residential | Yes | Behind the Meter | Behind the Meter |  | None | Sunrun Installation Services, Inc. | JCP&L | Eligible for TI Program | 2019-08-26 | 2019-08-29 | 2021-10-30 | REC Solar | REC290TP2 BLK | Solar Panels |  | 0.29 | 18 | 257 | 13 |  | Fixed | Roof
NJSTRE1545382726 | NJSRRE1541880995 | Transition Incentive Program | Middletown | 7748 | 17 | 18.56 | Residential | Yes | Behind the Meter | Behind the Meter |  | None | Sunrun Installation Services, Inc. | JCP&L | Eligible for TI Program | 2019-08-23 | 2019-08-28 | 2021-10-30 | Ningbo Ginlong Technologies | Solis-1P10K-4G-US | Inverters | 10000 |  | 1 |  |  | 0.96 |  | Outdoor | Next To Meter
NJSTRE1545382726 | NJSRRE1541880995 | Transition Incentive Program | Middletown | 7748 | 17 | 18.56 | Residential | Yes | Behind the Meter | Behind the Meter |  | None | Sunrun Installation Services, Inc. | JCP&L | Eligible for TI Program | 2019-08-23 | 2019-08-28 | 2021-10-30 | Ningbo Ginlong Technologies | Solis-1P7.6K-4G-US | Inverters | 7600 |  | 1 |  |  | 0.96 |  | Outdoor | Next To Meter
NJSTRE1545382726 | NJSRRE1541880995 | Transition Incentive Program | Middletown | 7748 | 17 | 18.56 | Residential | Yes | Behind the Meter | Behind the Meter |  | None | Sunrun Installation Services, Inc. | JCP&L | Eligible for TI Program | 2019-08-23 | 2019-08-28 | 2021-10-30 | REC Solar | REC290TP2 BLK | Solar Panels |  | 0.29 | 6 | 7 | 23 |  | Fixed | Roof
NJSTRE1545382726 | NJSRRE1541880995 | Transition Incentive Program | Middletown | 7748 | 17 | 18.56 | Residential | Yes | Behind the Meter | Behind the Meter |  | None | Sunrun Installation Services, Inc. | JCP&L | Eligible for TI Program | 2019-08-23 | 2019-08-28 | 2021-10-30 | Ningbo Ginlong Technologies | Solis-1P3K-4G-US | Inverters | 3000 |  | 1 |  |  | 0.96 |  | Outdoor | Next To Meter
NJSTRE1545382726 | NJSRRE1541880995 | Transition Incentive Program | Middletown | 7748 | 17 | 18.56 | Residential | Yes | Behind the Meter | Behind the Meter |  | None | Sunrun Installation Services, Inc. | JCP&L | Eligible for TI Program | 2019-08-23 | 2019-08-28 | 2021-10-30 | REC Solar | REC290TP2 BLK | Solar Panels |  | 0.29 | 7 | 188 | 28 |  | Fixed | Roof
NJSTRE1545382726 | NJSRRE1541880995 | Transition Incentive Program | Middletown | 7748 | 17 | 18.56 | Residential | Yes | Behind the Meter | Behind the Meter |  | None | Sunrun Installation Services, Inc. | JCP&L | Eligible for TI Program | 2019-08-23 | 2019-08-28 | 2021-10-30 | REC Solar | REC290TP2 BLK | Solar Panels |  | 0.29 | 27 | 277 | 23 |  | Fixed | Roof
NJSTRE1545382726 | NJSRRE1541880995 | Transition Incentive Program | Middletown | 7748 | 17 | 18.56 | Residential | Yes | Behind the Meter | Behind the Meter |  | None | Sunrun Installation Services, Inc. | JCP&L | Eligible for TI Program | 2019-08-23 | 2019-08-28 | 2021-10-30 | REC Solar | REC290TP2 BLK | Solar Panels |  | 0.29 | 24 | 98 | 23 |  | Fixed | Roof
NJSTRE1545382727 | NJSRRE1542412338 | Transition Incentive Program | Lumberton | 8048 | 13 | 9.05 | Residential | No | Behind the Meter | Net-metered residential rooftop and canopy |  | None | Pro Custom Solar dba Momentum Solar | PSE&G | Accepted | 2019-09-17 | 2019-09-19 | 2021-10-30 | Enphase Energy | IQ7-60-2-US | Inverters | 250 |  | 27 |  |  | 0.97 |  | Outdoor | Roof
NJSTRE1545382727 | NJSRRE1542412338 | Transition Incentive Program | Lumberton | 8048 | 13 | 9.05 | Residential | No | Behind the Meter | Net-metered residential rooftop and canopy |  | None | Pro Custom Solar dba Momentum Solar | PSE&G | Accepted | 2019-09-17 | 2019-09-19 | 2021-10-30 | LG ELECTRONICS | LG 335N1C-V5 | Solar Panels |  | 0.335 | 17 | 272 | 25 |  | Fixed | Roof
NJSTRE1545382727 | NJSRRE1542412338 | Transition Incentive Program | Lumberton | 8048 | 13 | 9.05 | Residential | No | Behind the Meter | Net-metered residential rooftop and canopy |  | None | Pro Custom Solar dba Momentum Solar | PSE&G | Accepted | 2019-09-17 | 2019-09-19 | 2021-10-30 | LG ELECTRONICS | LG 335N1C-V5 | Solar Panels |  | 0.335 | 10 | 92 | 25 |  | Fixed | Roof
NJSTRE1545382728 | NJSRRE1542370295 | Transition Incentive Program | Keyport | 7735 | 17 | 6.62 | Residential | Yes | Behind the Meter | Net-metered residential rooftop and canopy |  | None | Vivint Solar Developer, LLC | JCP&L | Accepted | 2019-09-09 | 2019-09-11 | 2021-10-30 | SOLAREDGE TECHNOLOGIES | SE7600H-US000BNC4 | Inverters | 7600 |  | 1 |  |  | 0.992 |  | Outdoor | Near The Utility Meter
NJSTRE1545382728 | NJSRRE1542370295 | Transition Incentive Program | Keyport | 7735 | 17 | 6.62 | Residential | Yes | Behind the Meter | Net-metered residential rooftop and canopy |  | None | Vivint Solar Developer, LLC | JCP&L | Accepted | 2019-09-09 | 2019-09-11 | 2021-10-30 | HANWHA SOLAR | Q.PEAK BLK-G5 315 | Solar Panels |  | 0.315 | 10 | 174 | 23 |  | Fixed | Roof
NJSTRE1545382728 | NJSRRE1542370295 | Transition Incentive Program | Keyport | 7735 | 17 | 6.62 | Residential | Yes | Behind the Meter | Net-metered residential rooftop and canopy |  | None | Vivint Solar Developer, LLC | JCP&L | Accepted | 2019-09-09 | 2019-09-11 | 2021-10-30 | HANWHA SOLAR | Q.PEAK BLK-G5 315 | Solar Panels |  | 0.315 | 11 | 354 | 23 |  | Fixed | Roof
NJSTRE1545382729 | NJSRRE1541880946 | Transition Incentive Program | Riverside | 8075 | 13 | 3.48 | Residential | Yes | Behind the Meter | Behind the Meter |  | None | Code Green Solar, LLC | PSE&G | Eligible for TI Program | 2019-08-28 | 2019-09-16 | 2021-10-30 | Enphase Energy | Enphase Energy IQ6 | Inverters | 0.23 |  | 12 |  |  | 0.985 |  | Outdoor | outside
NJSTRE1545382729 | NJSRRE1541880946 | Transition Incentive Program | Riverside | 8075 | 13 | 3.48 | Residential | Yes | Behind the Meter | Behind the Meter |  | None | Code Green Solar, LLC | PSE&G | Eligible for TI Program | 2019-08-28 | 2019-09-16 | 2021-10-30 | Q-Cells | Q-Cells-Q.PEAK BLK G4 290 | Solar Panels |  | 0.29 | 12 | 210 | 40 |  | Fixed | Roof
NJSTRE1545382730 | NJSRRE1542419869 | Transition Incentive Program | Delanco | 8075 | 13 | 10.54 | Residential | Yes | Behind the Meter | Behind the Meter |  | None | All Season Solar | PSE&G | Eligible for TI Program | 2019-09-18 | 2019-09-20 | 2021-10-30 | Enphase | IQ7 | Inverters | 240 |  | 34 |  |  | 0.97 |  | Outdoor | Under Module
NJSTRE1545382730 | NJSRRE1542419869 | Transition Incentive Program | Delanco | 8075 | 13 | 10.54 | Residential | Yes | Behind the Meter | Behind the Meter |  | None | All Season Solar | PSE&G | Eligible for TI Program | 2019-09-18 | 2019-09-20 | 2021-10-30 | Trina | TSM DD05H.05II 310W AUG 2019 | Solar Panels |  | 0.31 | 24 | 89 | 36 |  | Fixed | Roof
NJSTRE1545382730 | NJSRRE1542419869 | Transition Incentive Program | Delanco | 8075 | 13 | 10.54 | Residential | Yes | Behind the Meter | Behind the Meter |  | None | All Season Solar | PSE&G | Eligible for TI Program | 2019-09-18 | 2019-09-20 | 2021-10-30 | Trina | TSM DD05H.05II 310W AUG 2019 | Solar Panels |  | 0.31 | 3 | 179 | 36 |  | Fixed | Roof
NJSTRE1545382730 | NJSRRE1542419869 | Transition Incentive Program | Delanco | 8075 | 13 | 10.54 | Residential | Yes | Behind the Meter | Behind the Meter |  | None | All Season Solar | PSE&G | Eligible for TI Program | 2019-09-18 | 2019-09-20 | 2021-10-30 | Trina | TSM DD05H.05II 310W AUG 2019 | Solar Panels |  | 0.31 | 4 | 179 | 44 |  | Fixed | Roof
NJSTRE1545382730 | NJSRRE1542419869 | Transition Incentive Program | Delanco | 8075 | 13 | 10.54 | Residential | Yes | Behind the Meter | Behind the Meter |  | None | All Season Solar | PSE&G | Eligible for TI Program | 2019-09-18 | 2019-09-20 | 2021-10-30 | Trina | TSM DD05H.05II 310W AUG 2019 | Solar Panels |  | 0.31 | 3 | 179 | 36 |  | Fixed | Roof
NJSTRE1545382732 | NJSRRE1542419967 | Transition Incentive Program | Garfield City | 7026 | 7 | 3.48 | Residential | Yes | Behind the Meter | Behind the Meter |  | None | Sunrun Installation Services, Inc. | PSE&G | Eligible for TI Program | 2019-09-18 | 2019-09-20 | 2021-10-30 | Ningbo Ginlong Technologies | Solis-1P3K-4G-US | Inverters | 3000 |  | 1 |  |  | 0.96 |  | Outdoor | Next To Meter
NJSTRE1545382732 | NJSRRE1542419967 | Transition Incentive Program | Garfield City | 7026 | 7 | 3.48 | Residential | Yes | Behind the Meter | Behind the Meter |  | None | Sunrun Installation Services, Inc. | PSE&G | Eligible for TI Program | 2019-09-18 | 2019-09-20 | 2021-10-30 | REC Solar | REC290TP2 BLK | Solar Panels |  | 0.29 | 12 | 162 | 43 |  | Fixed | Roof
NJSTRE1545382733 | NJSRRE1542394223 | Transition Incentive Program | Toms River | 8753 | 18 | 5.8 | Residential | No | Behind the Meter | Behind the Meter |  | None | Sunrun Installation Services, Inc. | JCP&L | Eligible for TI Program | 2019-09-12 | 2019-09-16 | 2021-10-30 | SolarEdge Technologies | SE5000H-USRGM | Inverters | 5000 |  | 1 |  |  | 0.96 |  | Outdoor | Next To Meter
NJSTRE1545382733 | NJSRRE1542394223 | Transition Incentive Program | Toms River | 8753 | 18 | 5.8 | Residential | No | Behind the Meter | Behind the Meter |  | None | Sunrun Installation Services, Inc. | JCP&L | Eligible for TI Program | 2019-09-12 | 2019-09-16 | 2021-10-30 | REC Solar | REC290TP2 BLK | Solar Panels |  | 0.29 | 3 | 183 | 30 |  | Fixed | Roof
NJSTRE1545382733 | NJSRRE1542394223 | Transition Incentive Program | Toms River | 8753 | 18 | 5.8 | Residential | No | Behind the Meter | Behind the Meter |  | None | Sunrun Installation Services, Inc. | JCP&L | Eligible for TI Program | 2019-09-12 | 2019-09-16 | 2021-10-30 | REC Solar | REC290TP2 BLK | Solar Panels |  | 0.29 | 4 | 273 | 23 |  | Fixed | Roof
NJSTRE1545382733 | NJSRRE1542394223 | Transition Incentive Program | Toms River | 8753 | 18 | 5.8 | Residential | No | Behind the Meter | Behind the Meter |  | None | Sunrun Installation Services, Inc. | JCP&L | Eligible for TI Program | 2019-09-12 | 2019-09-16 | 2021-10-30 | REC Solar | REC290TP2 BLK | Solar Panels |  | 0.29 | 13 | 93 | 23 |  | Fixed | Roof
NJSTRE1545382734 | NJSRRE1542397013 | Transition Incentive Program | cedar grove | 7009 | 9 | 9.81 | Residential | No | Behind the Meter | Net-metered residential rooftop and canopy |  | None | SunPower Capital | PSE&G | Accepted | 2019-09-13 | 2019-09-17 | 2021-10-30 | sunpower | e20-327-e-ac | Inverters | 0.32 |  | 30 |  |  | 0.96 |  | Other | behind panels
NJSTRE1545382734 | NJSRRE1542397013 | Transition Incentive Program | cedar grove | 7009 | 9 | 9.81 | Residential | No | Behind the Meter | Net-metered residential rooftop and canopy |  | None | SunPower Capital | PSE&G | Accepted | 2019-09-13 | 2019-09-17 | 2021-10-30 | sunpower | e20-327-e-ac | Solar Panels |  | 0.327 | 13 | 291 | 17 |  | Fixed | Roof
NJSTRE1545382734 | NJSRRE1542397013 | Transition Incentive Program | cedar grove | 7009 | 9 | 9.81 | Residential | No | Behind the Meter | Net-metered residential rooftop and canopy |  | None | SunPower Capital | PSE&G | Accepted | 2019-09-13 | 2019-09-17 | 2021-10-30 | sunpower | e20-327-eac | Solar Panels |  | 0.327 | 15 | 111 | 17 |  | Fixed | Roof
NJSTRE1545382734 | NJSRRE1542397013 | Transition Incentive Program | cedar grove | 7009 | 9 | 9.81 | Residential | No | Behind the Meter | Net-metered residential rooftop and canopy |  | None | SunPower Capital | PSE&G | Accepted | 2019-09-13 | 2019-09-17 | 2021-10-30 | sunpower | e20-327-e-ac | Solar Panels |  | 0.327 | 2 | 201 | 30 |  | Fixed | Roof
NJSTRE1545382738 | NJSRRE1541884586 | Transition Incentive Program | BLOOMFIELD | 7003 | 9 | 7.56 | Residential | Yes | Behind the Meter | Net-metered residential rooftop and canopy |  | None | Vivint Solar Developer, LLC | PSE&G | Accepted | 2019-09-03 | 2019-09-04 | 2021-10-30 | SOLAR EDGE | SE7600H-US | Inverters | 7600 |  | 1 |  |  | 0.992 |  | Outdoor | Near the Utility Meter
NJSTRE1545382738 | NJSRRE1541884586 | Transition Incentive Program | BLOOMFIELD | 7003 | 9 | 7.56 | Residential | Yes | Behind the Meter | Net-metered residential rooftop and canopy |  | None | Vivint Solar Developer, LLC | PSE&G | Accepted | 2019-09-03 | 2019-09-04 | 2021-10-30 | Hanwha Solar | Q.PEAK DUO BLK-G5 315 | Solar Panels |  | 0.315 | 4 | 185 | 24 |  | Fixed | Roof
NJSTRE1545382738 | NJSRRE1541884586 | Transition Incentive Program | BLOOMFIELD | 7003 | 9 | 7.56 | Residential | Yes | Behind the Meter | Net-metered residential rooftop and canopy |  | None | Vivint Solar Developer, LLC | PSE&G | Accepted | 2019-09-03 | 2019-09-04 | 2021-10-30 | Hanwha Solar | Q.PEAK DUO BLK-G5 315 | Solar Panels |  | 0.315 | 2 | 185 | 20 |  | Fixed | Roof
NJSTRE1545382738 | NJSRRE1541884586 | Transition Incentive Program | BLOOMFIELD | 7003 | 9 | 7.56 | Residential | Yes | Behind the Meter | Net-metered residential rooftop and canopy |  | None | Vivint Solar Developer, LLC | PSE&G | Accepted | 2019-09-03 | 2019-09-04 | 2021-10-30 | Hanwha Solar | Q.PEAK DUO BLK-G5 315 | Solar Panels |  | 0.315 | 6 | 95 | 20 |  | Fixed | Roof
NJSTRE1545382738 | NJSRRE1541884586 | Transition Incentive Program | BLOOMFIELD | 7003 | 9 | 7.56 | Residential | Yes | Behind the Meter | Net-metered residential rooftop and canopy |  | None | Vivint Solar Developer, LLC | PSE&G | Accepted | 2019-09-03 | 2019-09-04 | 2021-10-30 | Hanwha Solar | Q.PEAK DUO BLK-G5 315 | Solar Panels |  | 0.315 | 12 | 95 | 34 |  | Fixed | Roof
NJSTRE1545382739 | NJSRRE1542394360 | Transition Incentive Program | Roseland Boro | 8068 | 13 | 12.06 | Residential | No | Behind the Meter | Net-metered residential rooftop and canopy |  | None | 1st Light Energy Inc | PSE&G | Accepted | 2019-09-12 | 2019-09-16 | 2021-10-30 | SMA | SB 3.0-US | Inverters | 3000 |  | 1 |  |  | 0.97 |  | Outside | within 10 feet of meter
NJSTRE1545382739 | NJSRRE1542394360 | Transition Incentive Program | Roseland Boro | 8068 | 13 | 12.06 | Residential | No | Behind the Meter | Net-metered residential rooftop and canopy |  | None | 1st Light Energy Inc | PSE&G | Accepted | 2019-09-12 | 2019-09-16 | 2021-10-30 | SMA | SB 7.0-US | Inverters | 7000 |  | 1 |  |  | 0.97 |  | Outside | within 10 feet of meter
NJSTRE1545382739 | NJSRRE1542394360 | Transition Incentive Program | Roseland Boro | 8068 | 13 | 12.06 | Residential | No | Behind the Meter | Net-metered residential rooftop and canopy |  | None | 1st Light Energy Inc | PSE&G | Accepted | 2019-09-12 | 2019-09-16 | 2021-10-30 | LG | LG335N1C-V5 | Solar Panels |  | 0.335 | 5 | 118 | 27 |  | Fixed | Roof
NJSTRE1545382739 | NJSRRE1542394360 | Transition Incentive Program | Roseland Boro | 8068 | 13 | 12.06 | Residential | No | Behind the Meter | Net-metered residential rooftop and canopy |  | None | 1st Light Energy Inc | PSE&G | Accepted | 2019-09-12 | 2019-09-16 | 2021-10-30 | LG | LG335N1C-V5 | Solar Panels |  | 0.335 | 9 | 208 | 30 |  | Fixed | Roof
NJSTRE1545382739 | NJSRRE1542394360 | Transition Incentive Program | Roseland Boro | 8068 | 13 | 12.06 | Residential | No | Behind the Meter | Net-metered residential rooftop and canopy |  | None | 1st Light Energy Inc | PSE&G | Accepted | 2019-09-12 | 2019-09-16 | 2021-10-30 | LG | LG335N1C-V5 | Solar Panels |  | 0.335 | 12 | 298 | 30 |  | Fixed | Roof
NJSTRE1545382739 | NJSRRE1542394360 | Transition Incentive Program | Roseland Boro | 8068 | 13 | 12.06 | Residential | No | Behind the Meter | Net-metered residential rooftop and canopy |  | None | 1st Light Energy Inc | PSE&G | Accepted | 2019-09-12 | 2019-09-16 | 2021-10-30 | LG | LG335N1C-V5 | Solar Panels |  | 0.335 | 10 | 208 | 26 |  | Fixed | Roof
NJSTRE1545382740 | NJSRRE1541871739 | Transition Incentive Program | Fair Lawn | 7410 | 7 | 4.64 | Residential | Yes | Behind the Meter | Behind the Meter |  | None | Sunrun Installation Services, Inc. | PSE&G | Eligible for TI Program | 2019-08-21 | 2019-08-26 | 2021-10-30 | Ningbo Ginlong Technologies | Solis-1P3.6K-4G-US | Inverters | 3600 |  | 1 |  |  | 0.96 |  | Outdoor | Next To Meter
NJSTRE1545382740 | NJSRRE1541871739 | Transition Incentive Program | Fair Lawn | 7410 | 7 | 4.64 | Residential | Yes | Behind the Meter | Behind the Meter |  | None | Sunrun Installation Services, Inc. | PSE&G | Eligible for TI Program | 2019-08-21 | 2019-08-26 | 2021-10-30 | REC Solar | REC290TP2 BLK | Solar Panels |  | 0.29 | 5 | 65 | 40 |  | Fixed | Roof
NJSTRE1545382740 | NJSRRE1541871739 | Transition Incentive Program | Fair Lawn | 7410 | 7 | 4.64 | Residential | Yes | Behind the Meter | Behind the Meter |  | None | Sunrun Installation Services, Inc. | PSE&G | Eligible for TI Program | 2019-08-21 | 2019-08-26 | 2021-10-30 | REC Solar | REC290TP2 BLK | Solar Panels |  | 0.29 | 11 | 155 | 40 |  | Fixed | Roof
NJSTRE1545382741 | NJSRRE1542248385 | Transition Incentive Program | Clifton | 7012 | 6 | 18 | Commercial | No | Behind the Meter | Behind the Meter |  | None | KG Solar and Renewable Energy LLC | PSE&G | Eligible for TI Program | 2019-09-05 | 2019-09-09 | 2021-10-30 | TBD | TBD | Meters |  |  | 1
NJSTRE1545382741 | NJSRRE1542248385 | Transition Incentive Program | Clifton | 7012 | 6 | 18 | Commercial | No | Behind the Meter | Behind the Meter |  | None | KG Solar and Renewable Energy LLC | PSE&G | Eligible for TI Program | 2019-09-05 | 2019-09-09 | 2021-10-30 | Sunny Boy | SB 7.7-1SP-40US | Inverters | 15360 |  | 2 |  |  | 0.8 |  | Outside | side of building
NJSTRE1545382741 | NJSRRE1542248385 | Transition Incentive Program | Clifton | 7012 | 6 | 18 | Commercial | No | Behind the Meter | Behind the Meter |  | None | KG Solar and Renewable Energy LLC | PSE&G | Eligible for TI Program | 2019-09-05 | 2019-09-09 | 2021-10-30 | Hyundai | HIS-S360RI | Solar Panels |  | 0.36 | 50 | 180 | 10 |  | Fixed | Roof
NJSTRE1545382743 | NJSRRE1541883755 | Transition Incentive Program | Pleasantville | 8232 | 19 | 5.36 | Residential | Yes | Behind the Meter | Net-metered residential rooftop and canopy |  | None | Vivint Solar Developer, LLC | AC Electric | Accepted | 2019-09-05 | 2019-09-09 | 2021-10-30 | SolarEdge Technologies | SE3800H | Inverters | 3800 |  | 1 |  |  | 0.992 |  | Outdoor | Near the Utility Meter
NJSTRE1545382743 | NJSRRE1541883755 | Transition Incentive Program | Pleasantville | 8232 | 19 | 5.36 | Residential | Yes | Behind the Meter | Net-metered residential rooftop and canopy |  | None | Vivint Solar Developer, LLC | AC Electric | Accepted | 2019-09-05 | 2019-09-09 | 2021-10-30 | Hanwha Solar | Q.PEAK BLK-G5 315 | Solar Panels |  | 0.315 | 15 | 205 | 21 |  | Fixed | Roof
NJSTRE1545382743 | NJSRRE1541883755 | Transition Incentive Program | Pleasantville | 8232 | 19 | 5.36 | Residential | Yes | Behind the Meter | Net-metered residential rooftop and canopy |  | None | Vivint Solar Developer, LLC | AC Electric | Accepted | 2019-09-05 | 2019-09-09 | 2021-10-30 | Hanwha Solar | Q.PEAK BLK-G5 315 | Solar Panels |  | 0.315 | 2 | 25 | 21 |  | Fixed | Roof
NJSTRE1545382744 | NJSRRE1542172254 | Transition Incentive Program | North Arlington | 7031 | 7 | 5.8 | Residential | No | Behind the Meter | Behind the Meter |  | None | Sunrun Installation Services, Inc. | PSE&G | Eligible for TI Program | 2019-09-04 | 2019-09-06 | 2021-10-30 | Ningbo Ginlong Technologies | Solis-1P4.6K-4G-US | Inverters | 4600 |  | 1 |  |  | 0.96 |  | Outdoor | Next To Meter
NJSTRE1545382744 | NJSRRE1542172254 | Transition Incentive Program | North Arlington | 7031 | 7 | 5.8 | Residential | No | Behind the Meter | Behind the Meter |  | None | Sunrun Installation Services, Inc. | PSE&G | Eligible for TI Program | 2019-09-04 | 2019-09-06 | 2021-10-30 | REC Solar | REC290TP2 BLK | Solar Panels |  | 0.29 | 9 | 217 | 37 |  | Fixed | Roof
NJSTRE1545382744 | NJSRRE1542172254 | Transition Incentive Program | North Arlington | 7031 | 7 | 5.8 | Residential | No | Behind the Meter | Behind the Meter |  | None | Sunrun Installation Services, Inc. | PSE&G | Eligible for TI Program | 2019-09-04 | 2019-09-06 | 2021-10-30 | REC Solar | REC290TP2 BLK | Solar Panels |  | 0.29 | 11 | 216 | 9 |  | Fixed | Roof
NJSTRE1545382745 | NJSRRE1542390898 | Transition Incentive Program | Tuckerton | 8087 | 18 | 4.06 | Residential | Yes | Behind the Meter | Behind the Meter |  | None | Sunrun Installation Services, Inc. | AC Electric | Eligible for TI Program | 2019-09-11 | 2019-09-16 | 2021-10-30 | Ningbo Ginlong Technologies | Solis-1P3.6K-4G-US | Inverters | 3600 |  | 1 |  |  | 0.96 |  | Outdoor | Next To Meter
NJSTRE1545382745 | NJSRRE1542390898 | Transition Incentive Program | Tuckerton | 8087 | 18 | 4.06 | Residential | Yes | Behind the Meter | Behind the Meter |  | None | Sunrun Installation Services, Inc. | AC Electric | Eligible for TI Program | 2019-09-11 | 2019-09-16 | 2021-10-30 | REC Solar | REC290TP2 BLK | Solar Panels |  | 0.29 | 14 | 243 | 27 |  | Fixed | Roof
NJSTRE1545382746 | NJSRRE1541895284 | Transition Incentive Program | Bridgeton | 8302 | 20 | 109.15 | Commercial | Yes | Behind the Meter | Net-metered non-residential rooftop and canopy |  | None | Ampericon | New Construction | Accepted | 2019-08-28 | 2019-09-03 | 2021-10-30 | EnPhase | IQ7 | Inverters | 250 |  | 295 |  |  | 0.965 |  | Outside | Roof
NJSTRE1545382746 | NJSRRE1541895284 | Transition Incentive Program | Bridgeton | 8302 | 20 | 109.15 | Commercial | Yes | Behind the Meter | Net-metered non-residential rooftop and canopy |  | None | Ampericon | New Construction | Accepted | 2019-08-28 | 2019-09-03 | 2021-10-30 | Silfab | SLA-M-370 | Solar Panels |  | 0.37 | 295 | 150 | 10 |  | Fixed | Roof
NJSTRE1545382749 | NJSRRE1542412707 | Transition Incentive Program | Verona | 7044 | 9 | 8.7 | Residential | Yes | Behind the Meter | Behind the Meter |  | None | Sunrun Installation Services, Inc. | PSE&G | Eligible for TI Program | 2019-09-17 | 2019-09-19 | 2021-10-30 | SolarEdge Technologies | SE7600H-USRGM | Inverters | 7600 |  | 1 |  |  | 0.96 |  | Outdoor | Next To Meter
NJSTRE1545382749 | NJSRRE1542412707 | Transition Incentive Program | Verona | 7044 | 9 | 8.7 | Residential | Yes | Behind the Meter | Behind the Meter |  | None | Sunrun Installation Services, Inc. | PSE&G | Eligible for TI Program | 2019-09-17 | 2019-09-19 | 2021-10-30 | REC Solar | REC290TP2 BLK | Solar Panels |  | 0.29 | 6 | 203 | 22 |  | Fixed | Roof
NJSTRE1545382749 | NJSRRE1542412707 | Transition Incentive Program | Verona | 7044 | 9 | 8.7 | Residential | Yes | Behind the Meter | Behind the Meter |  | None | Sunrun Installation Services, Inc. | PSE&G | Eligible for TI Program | 2019-09-17 | 2019-09-19 | 2021-10-30 | REC Solar | REC290TP2 BLK | Solar Panels |  | 0.29 | 8 | 23 | 23 |  | Fixed | Roof
NJSTRE1545382749 | NJSRRE1542412707 | Transition Incentive Program | Verona | 7044 | 9 | 8.7 | Residential | Yes | Behind the Meter | Behind the Meter |  | None | Sunrun Installation Services, Inc. | PSE&G | Eligible for TI Program | 2019-09-17 | 2019-09-19 | 2021-10-30 | REC Solar | REC290TP2 BLK | Solar Panels |  | 0.29 | 11 | 114 | 22 |  | Fixed | Roof
NJSTRE1545382749 | NJSRRE1542412707 | Transition Incentive Program | Verona | 7044 | 9 | 8.7 | Residential | Yes | Behind the Meter | Behind the Meter |  | None | Sunrun Installation Services, Inc. | PSE&G | Eligible for TI Program | 2019-09-17 | 2019-09-19 | 2021-10-30 | REC Solar | REC290TP2 BLK | Solar Panels |  | 0.29 | 5 | 24 | 18 |  | Fixed | Roof
NJSTRE1545382750 | NJSRRE1542390583 | Transition Incentive Program | Fair Lawn Boro | 7410 | 7 | 12.76 | Residential | Yes | Behind the Meter | Behind the Meter |  | None | Sunrun Installation Services, Inc. | PSE&G | Eligible for TI Program | 2019-09-11 | 2019-09-13 | 2021-10-30 | Ningbo Ginlong Technologies | Solis-1P10K-4G-US | Inverters | 10000 |  | 1 |  |  | 0.96 |  | Outdoor | Next To Meter
NJSTRE1545382750 | NJSRRE1542390583 | Transition Incentive Program | Fair Lawn Boro | 7410 | 7 | 12.76 | Residential | Yes | Behind the Meter | Behind the Meter |  | None | Sunrun Installation Services, Inc. | PSE&G | Eligible for TI Program | 2019-09-11 | 2019-09-13 | 2021-10-30 | REC Solar | REC290TP2 BLK | Solar Panels |  | 0.29 | 18 | 70 | 27 |  | Fixed | Roof
NJSTRE1545382750 | NJSRRE1542390583 | Transition Incentive Program | Fair Lawn Boro | 7410 | 7 | 12.76 | Residential | Yes | Behind the Meter | Behind the Meter |  | None | Sunrun Installation Services, Inc. | PSE&G | Eligible for TI Program | 2019-09-11 | 2019-09-13 | 2021-10-30 | REC Solar | REC290TP2 BLK | Solar Panels |  | 0.29 | 26 | 250 | 27 |  | Fixed | Roof
NJSTRE1545382751 | NJSRRE1542416640 | Transition Incentive Program | Jersey City | 7305 | 8 | 8.7 | Residential | Yes | Behind the Meter | Behind the Meter |  | None | Sunrun Installation Services, Inc. | PSE&G | Eligible for TI Program | 2019-09-18 | 2019-09-20 | 2021-10-30 | Ningbo Ginlong Technologies | Solis-1P7.6K-4G-US | Inverters | 7600 |  | 1 |  |  | 0.96 |  | Outdoor | Next To Meter
NJSTRE1545382751 | NJSRRE1542416640 | Transition Incentive Program | Jersey City | 7305 | 8 | 8.7 | Residential | Yes | Behind the Meter | Behind the Meter |  | None | Sunrun Installation Services, Inc. | PSE&G | Eligible for TI Program | 2019-09-18 | 2019-09-20 | 2021-10-30 | REC Solar | REC290TP2 BLK | Solar Panels |  | 0.29 | 30 | 132 | 10 |  | Fixed | Roof
NJSTRE1545382753 | NJSRRE1542394253 | Transition Incentive Program | Parsippany | 7054 | 3 | 12.29 | Residential | Yes | Behind the Meter | Net-metered residential rooftop and canopy |  | None | Vivint Solar Developer, LLC | JCP&L | Accepted | 2019-09-13 | 2019-09-16 | 2021-10-30 | SolarEdge | SE10000H-US | Inverters | 10000 |  | 1 |  |  | 0.992 |  | Outdoor | Near the Utility Meter
NJSTRE1545382753 | NJSRRE1542394253 | Transition Incentive Program | Parsippany | 7054 | 3 | 12.29 | Residential | Yes | Behind the Meter | Net-metered residential rooftop and canopy |  | None | Vivint Solar Developer, LLC | JCP&L | Accepted | 2019-09-13 | 2019-09-16 | 2021-10-30 | Hanwha | Q.PEAK BLK-G5 315 | Solar Panels |  | 0.315 | 6 | 271 | 23 |  | Fixed | Roof
NJSTRE1545382753 | NJSRRE1542394253 | Transition Incentive Program | Parsippany | 7054 | 3 | 12.29 | Residential | Yes | Behind the Meter | Net-metered residential rooftop and canopy |  | None | Vivint Solar Developer, LLC | JCP&L | Accepted | 2019-09-13 | 2019-09-16 | 2021-10-30 | Hanwha | Q.PEAK BLK-G5 315 | Solar Panels |  | 0.315 | 5 | 181 | 23 |  | Fixed | Roof
NJSTRE1545382753 | NJSRRE1542394253 | Transition Incentive Program | Parsippany | 7054 | 3 | 12.29 | Residential | Yes | Behind the Meter | Net-metered residential rooftop and canopy |  | None | Vivint Solar Developer, LLC | JCP&L | Accepted | 2019-09-13 | 2019-09-16 | 2021-10-30 | Hanwha | Q.PEAK BLK-G5 315 | Solar Panels |  | 0.315 | 10 | 271 | 32 |  | Fixed | Roof
NJSTRE1545382753 | NJSRRE1542394253 | Transition Incentive Program | Parsippany | 7054 | 3 | 12.29 | Residential | Yes | Behind the Meter | Net-metered residential rooftop and canopy |  | None | Vivint Solar Developer, LLC | JCP&L | Accepted | 2019-09-13 | 2019-09-16 | 2021-10-30 | Hanwha | Q.PEAK BLK-G5 315 | Solar Panels |  | 0.315 | 11 | 32 | 91 |  | Fixed | Roof
NJSTRE1545382753 | NJSRRE1542394253 | Transition Incentive Program | Parsippany | 7054 | 3 | 12.29 | Residential | Yes | Behind the Meter | Net-metered residential rooftop and canopy |  | None | Vivint Solar Developer, LLC | JCP&L | Accepted | 2019-09-13 | 2019-09-16 | 2021-10-30 | Hanwha | Q.PEAK BLK-G5 315 | Solar Panels |  | 0.315 | 7 | 91 | 23 |  | Fixed | Parking Lot
NJSTRE1545382756 | NJSRRE1541883847 | Transition Incentive Program | Ocean View | 8230 | 21 | 20.4 | Residential | No | Behind the Meter | Net-metered residential rooftop and canopy |  | None | Bright Planet Solar | Vineland Muni Electric | Accepted | 2019-08-26 | 2019-10-17 | 2021-10-30 | SOLAR EDGE | SE7600H-USRGM | Inverters | 7.6 |  | 1 |  |  | 0.98 |  | Outdoor | NEXT TO METER
NJSTRE1545382756 | NJSRRE1541883847 | Transition Incentive Program | Ocean View | 8230 | 21 | 20.4 | Residential | No | Behind the Meter | Net-metered residential rooftop and canopy |  | None | Bright Planet Solar | Vineland Muni Electric | Accepted | 2019-08-26 | 2019-10-17 | 2021-10-30 | TRINA SOLAR | TSM-300DD05A.05(II) | Solar Panels |  | 0.3 | 68 | 180 | 25 |  | Fixed | Roof
NJSTRE1545382757 | NJSRRE1542390558 | Transition Incentive Program | Brick Township | 8723 | 18 | 15.51 | Residential | No | Behind the Meter | Behind the Meter |  | None | Sunrun Installation Services, Inc. | JCP&L | Eligible for TI Program | 2019-09-11 | 2019-09-16 | 2021-10-30 | Ningbo Ginlong Technologies | Solis-1P10K-4G-US | Inverters | 10000 |  | 1 |  |  | 0.96 |  | Outdoor | Next To Meter
NJSTRE1545382757 | NJSRRE1542390558 | Transition Incentive Program | Brick Township | 8723 | 18 | 15.51 | Residential | No | Behind the Meter | Behind the Meter |  | None | Sunrun Installation Services, Inc. | JCP&L | Eligible for TI Program | 2019-09-11 | 2019-09-16 | 2021-10-30 | Ningbo Ginlong Technologies | Solis-1P4K-4G-US | Inverters | 4000 |  | 1 |  |  | 0.96 |  | Outdoor | Next To Meter
NJSTRE1545382757 | NJSRRE1542390558 | Transition Incentive Program | Brick Township | 8723 | 18 | 15.51 | Residential | No | Behind the Meter | Behind the Meter |  | None | Sunrun Installation Services, Inc. | JCP&L | Eligible for TI Program | 2019-09-11 | 2019-09-16 | 2021-10-30 | LG Electronics | LG330N1C-A5 | Solar Panels |  | 0.33 | 21 | 178 | 23 |  | Fixed | Roof
NJSTRE1545382757 | NJSRRE1542390558 | Transition Incentive Program | Brick Township | 8723 | 18 | 15.51 | Residential | No | Behind the Meter | Behind the Meter |  | None | Sunrun Installation Services, Inc. | JCP&L | Eligible for TI Program | 2019-09-11 | 2019-09-16 | 2021-10-30 | LG Electronics | LG330N1C-A5 | Solar Panels |  | 0.33 | 13 | 268 | 23 |  | Fixed | Roof
NJSTRE1545382757 | NJSRRE1542390558 | Transition Incentive Program | Brick Township | 8723 | 18 | 15.51 | Residential | No | Behind the Meter | Behind the Meter |  | None | Sunrun Installation Services, Inc. | JCP&L | Eligible for TI Program | 2019-09-11 | 2019-09-16 | 2021-10-30 | LG Electronics | LG330N1C-A5 | Solar Panels |  | 0.33 | 13 | 88 | 22 |  | Fixed | Roof
NJSTRE1545382758 | NJSRRE1542335203 | Transition Incentive Program | Hillside | 7205 | 10 | 11.12 | Residential | Yes | Behind the Meter | Net-metered residential rooftop and canopy |  | None | Kamtech Solar Solutions | PSE&G | Accepted | 2019-09-06 | 2019-09-10 | 2021-10-30 | Enphase Energy | IQ-7X | Inverters | 0.315 |  | 34 |  |  | 0.975 |  | Outdoor | Underneath each solar panel.
NJSTRE1545382758 | NJSRRE1542335203 | Transition Incentive Program | Hillside | 7205 | 10 | 11.12 | Residential | Yes | Behind the Meter | Net-metered residential rooftop and canopy |  | None | Kamtech Solar Solutions | PSE&G | Accepted | 2019-09-06 | 2019-09-10 | 2021-10-30 | Sunpower Corporation | E20-327-C-AC | Solar Panels |  | 0.327 | 34 | 189 | 25 |  | Fixed | Roof
NJSTRE1545382761 | NJSRRE1542409198 | Transition Incentive Program | GALLOWAY | 8205 | 19 | 6.93 | Residential | Yes | Behind the Meter | Net-metered residential rooftop and canopy |  | None | Vivint Solar Developer, LLC | AC Electric | Accepted | 2019-10-09 | 2019-10-10 | 2021-10-30 | Solar Edge | SE7600H-US000BNC4 | Inverters | 7600 |  | 1 |  |  | 0.992 |  | Outdoor | Near the Utility Meter
NJSTRE1545382761 | NJSRRE1542409198 | Transition Incentive Program | GALLOWAY | 8205 | 19 | 6.93 | Residential | Yes | Behind the Meter | Net-metered residential rooftop and canopy |  | None | Vivint Solar Developer, LLC | AC Electric | Accepted | 2019-10-09 | 2019-10-10 | 2021-10-30 | HANWHA SOLAR | Q.PEAK BLK-G5 315 | Solar Panels |  | 0.315 | 22 | 282 | 22 |  | Fixed | Roof
NJSTRE1545382764 | NJSRRE1541895477 | Transition Incentive Program | Whiting | 8759 | 18 | 12.47 | Residential | Yes | Behind the Meter | Behind the Meter |  | None | Sunrun Installation Services, Inc. | JCP&L | Eligible for TI Program | 2019-08-28 | 2019-09-03 | 2021-10-30 | Ningbo Ginlong Technologies | Solis-1P3K-4G-US | Inverters | 3000 |  | 1 |  |  | 0.96 |  | Outdoor | Next To Meter
NJSTRE1545382764 | NJSRRE1541895477 | Transition Incentive Program | Whiting | 8759 | 18 | 12.47 | Residential | Yes | Behind the Meter | Behind the Meter |  | None | Sunrun Installation Services, Inc. | JCP&L | Eligible for TI Program | 2019-08-28 | 2019-09-03 | 2021-10-30 | Ningbo Ginlong Technologies | Solis-1P7.6K-4G-US | Inverters | 7600 |  | 1 |  |  | 0.96 |  | Outdoor | Next To Meter
NJSTRE1545382764 | NJSRRE1541895477 | Transition Incentive Program | Whiting | 8759 | 18 | 12.47 | Residential | Yes | Behind the Meter | Behind the Meter |  | None | Sunrun Installation Services, Inc. | JCP&L | Eligible for TI Program | 2019-08-28 | 2019-09-03 | 2021-10-30 | REC Solar | REC290TP2 BLK | Solar Panels |  | 0.29 | 14 | 221 | 23 |  | Fixed | Roof
NJSTRE1545382764 | NJSRRE1541895477 | Transition Incentive Program | Whiting | 8759 | 18 | 12.47 | Residential | Yes | Behind the Meter | Behind the Meter |  | None | Sunrun Installation Services, Inc. | JCP&L | Eligible for TI Program | 2019-08-28 | 2019-09-03 | 2021-10-30 | REC Solar | REC290TP2 BLK | Solar Panels |  | 0.29 | 29 | 42 | 23 |  | Fixed | Roof
NJSTRE1545382765 | NJSRRE1541862987 | Transition Incentive Program | Cape May Courthouse | 8210 | 21 | 7.54 | Residential | No | Behind the Meter | Behind the Meter |  | None | Sunrun Installation Services, Inc. | AC Electric | Eligible for TI Program | 2019-08-20 | 2019-08-26 | 2021-10-30 | Ningbo Ginlong Technologies | Solis-1P6K-4G-US | Inverters | 6000 |  | 1 |  |  | 0.96 |  | Outdoor | Next To Meter
NJSTRE1545382765 | NJSRRE1541862987 | Transition Incentive Program | Cape May Courthouse | 8210 | 21 | 7.54 | Residential | No | Behind the Meter | Behind the Meter |  | None | Sunrun Installation Services, Inc. | AC Electric | Eligible for TI Program | 2019-08-20 | 2019-08-26 | 2021-10-30 | REC Solar | REC290TP2 BLK | Solar Panels |  | 0.29 | 14 | 176 | 18 |  | Fixed | Roof
NJSTRE1545382765 | NJSRRE1541862987 | Transition Incentive Program | Cape May Courthouse | 8210 | 21 | 7.54 | Residential | No | Behind the Meter | Behind the Meter |  | None | Sunrun Installation Services, Inc. | AC Electric | Eligible for TI Program | 2019-08-20 | 2019-08-26 | 2021-10-30 | REC Solar | REC290TP2 BLK | Solar Panels |  | 0.29 | 12 | 86 | 18 |  | Fixed | Roof
NJSTRE1545382769 | NJSRRE1542070305 | Transition Incentive Program | Lakewood | 8701 | 18 | 16.43 | Residential | No | Behind the Meter | Net-metered residential rooftop and canopy |  | None | Powerlutions | JCP&L | Accepted | 2019-09-03 | 2019-09-06 | 2021-10-30 | SolarEdge | SE7600H-US | Inverters | 7.6 |  | 1 |  |  | 0.99 |  | Outdoor | Near Meter
NJSTRE1545382769 | NJSRRE1542070305 | Transition Incentive Program | Lakewood | 8701 | 18 | 16.43 | Residential | No | Behind the Meter | Net-metered residential rooftop and canopy |  | None | Powerlutions | JCP&L | Accepted | 2019-09-03 | 2019-09-06 | 2021-10-30 | Axitec | AC-310P/156-72S | Solar Panels |  | 0.31 | 53 | 199 | 36 |  | Fixed | Roof
NJSTRE1545382770 | NJSRRE1541987099 | Transition Incentive Program | Willingboro | 8046 | 13 | 4.5 | Residential | Yes | Behind the Meter | Net-metered residential rooftop and canopy |  | None | Bright Planet Solar | PSE&G | Accepted | 2019-08-30 | 2019-09-04 | 2021-10-30 | Solar Edge | SE3800H-USRGM | Inverters | 3800 |  | 1 |  |  | 0.98 |  | Outdoor | Next to Meter
NJSTRE1545382770 | NJSRRE1541987099 | Transition Incentive Program | Willingboro | 8046 | 13 | 4.5 | Residential | Yes | Behind the Meter | Net-metered residential rooftop and canopy |  | None | Bright Planet Solar | PSE&G | Accepted | 2019-08-30 | 2019-09-04 | 2021-10-30 | Trina Solar | TSM-DD05A.18(II) 300W | Solar Panels |  | 0.3 | 15 | 245 | 18 |  | Fixed | Roof
NJSTRE1545382771 | NJSRRE1541883801 | Transition Incentive Program | KEYPORT | 7735 | 17 | 4.41 | Residential | Yes | Behind the Meter | Net-metered residential rooftop and canopy |  | None | Vivint Solar Developer, LLC | JCP&L | Accepted | 2019-08-29 | 2019-08-30 | 2021-10-30 | Solar Edge | SE3800H-US | Inverters | 3800 |  | 1 |  |  | 0.992 |  | Outdoor | Near the Utility Meter
NJSTRE1545382771 | NJSRRE1541883801 | Transition Incentive Program | KEYPORT | 7735 | 17 | 4.41 | Residential | Yes | Behind the Meter | Net-metered residential rooftop and canopy |  | None | Vivint Solar Developer, LLC | JCP&L | Accepted | 2019-08-29 | 2019-08-30 | 2021-10-30 | Hanwha Solar | Q.PEAK BLK-G5 315 | Solar Panels |  | 0.315 | 7 | 323 | 20 |  | Fixed | Roof
NJSTRE1545382771 | NJSRRE1541883801 | Transition Incentive Program | KEYPORT | 7735 | 17 | 4.41 | Residential | Yes | Behind the Meter | Net-metered residential rooftop and canopy |  | None | Vivint Solar Developer, LLC | JCP&L | Accepted | 2019-08-29 | 2019-08-30 | 2021-10-30 | HANWHA SOLAR | Q.PEAK BLK-G5 315 | Solar Panels |  | 0.315 | 7 | 143 | 20 |  | Fixed | Roof
NJSTRE1545382773 | NJSRRE1542421760 | Transition Incentive Program | MANALAPAN | 7726 | 17 | 7.56 | Residential | Yes | Behind the Meter | Net-metered residential rooftop and canopy |  | None | Vivint Solar Developer, LLC | JCP&L | Accepted | 2019-09-19 | 2019-09-23 | 2021-10-30 | SolarEdge | SE7600H-US | Inverters | 7600 |  | 1 |  |  | 0.992 |  | Outdoor | Near the Utility Meter
NJSTRE1545382773 | NJSRRE1542421760 | Transition Incentive Program | MANALAPAN | 7726 | 17 | 7.56 | Residential | Yes | Behind the Meter | Net-metered residential rooftop and canopy |  | None | Vivint Solar Developer, LLC | JCP&L | Accepted | 2019-09-19 | 2019-09-23 | 2021-10-30 | Hanwha | Q.PEAK BLK-G5 315 | Solar Panels |  | 0.315 | 6 | 62 | 18 |  | Fixed | Roof
NJSTRE1545382773 | NJSRRE1542421760 | Transition Incentive Program | MANALAPAN | 7726 | 17 | 7.56 | Residential | Yes | Behind the Meter | Net-metered residential rooftop and canopy |  | None | Vivint Solar Developer, LLC | JCP&L | Accepted | 2019-09-19 | 2019-09-23 | 2021-10-30 | Hanwha | Q.PEAK BLK-G5 315 | Solar Panels |  | 0.315 | 18 | 242 | 18 |  | Fixed | Roof
NJSTRE1545382774 | NJSRRE1541883940 | Transition Incentive Program | Oaklyn Boro | 8107 | 14 | 16.17 | Residential | Yes | Behind the Meter | Net-metered residential rooftop and canopy |  | None | 1st Light Energy Inc | PSE&G | Accepted | 2019-08-26 | 2019-08-28 | 2021-10-30 | Solaredge | SE11400A-US | Inverters | 11400 |  | 1 |  |  | 0.98 |  | Outside | within 10 feet of meter
NJSTRE1545382774 | NJSRRE1541883940 | Transition Incentive Program | Oaklyn Boro | 8107 | 14 | 16.17 | Residential | Yes | Behind the Meter | Net-metered residential rooftop and canopy |  | None | 1st Light Energy Inc | PSE&G | Accepted | 2019-08-26 | 2019-08-28 | 2021-10-30 | Solaredge | SE5000H-USRGM | Inverters | 5000 |  | 1 |  |  | 0.99 |  | Outside | within 10 feet of meter
NJSTRE1545382774 | NJSRRE1541883940 | Transition Incentive Program | Oaklyn Boro | 8107 | 14 | 16.17 | Residential | Yes | Behind the Meter | Net-metered residential rooftop and canopy |  | None | 1st Light Energy Inc | PSE&G | Accepted | 2019-08-26 | 2019-08-28 | 2021-10-30 | Longi | LR6-60PB-305M | Solar Panels |  | 0.305 | 22 | 148 | 37 |  | Fixed | Roof
NJSTRE1545382774 | NJSRRE1541883940 | Transition Incentive Program | Oaklyn Boro | 8107 | 14 | 16.17 | Residential | Yes | Behind the Meter | Net-metered residential rooftop and canopy |  | None | 1st Light Energy Inc | PSE&G | Accepted | 2019-08-26 | 2019-08-28 | 2021-10-30 | Longi | LR6-60PB-305M | Solar Panels |  | 0.305 | 12 | 58 | 40 |  | Fixed | Roof
NJSTRE1545382774 | NJSRRE1541883940 | Transition Incentive Program | Oaklyn Boro | 8107 | 14 | 16.17 | Residential | Yes | Behind the Meter | Net-metered residential rooftop and canopy |  | None | 1st Light Energy Inc | PSE&G | Accepted | 2019-08-26 | 2019-08-28 | 2021-10-30 | Longi | LR6-60PB-305M | Solar Panels |  | 0.305 | 4 | 238 | 43 |  | Fixed | Roof
NJSTRE1545382774 | NJSRRE1541883940 | Transition Incentive Program | Oaklyn Boro | 8107 | 14 | 16.17 | Residential | Yes | Behind the Meter | Net-metered residential rooftop and canopy |  | None | 1st Light Energy Inc | PSE&G | Accepted | 2019-08-26 | 2019-08-28 | 2021-10-30 | Longi | LR6-60PB-305M | Solar Panels |  | 0.305 | 15 | 328 | 37 |  | Fixed | Roof
NJSTRE1545382776 | NJSRRE1542325069 | Transition Incentive Program | VENTNOR CITY | 8406 | 19 | 4.56 | Residential | Yes | Behind the Meter | Net-metered residential rooftop and canopy |  | None | Vivint Solar Developer, LLC | AC Electric | Accepted | 2019-09-06 | 2019-09-11 | 2021-10-30 | ENPHASE ENERGY | IQ6-60-2-US | Inverters | 230 |  | 16 |  |  | 0.972 |  | Other | Underneath each module
NJSTRE1545382776 | NJSRRE1542325069 | Transition Incentive Program | VENTNOR CITY | 8406 | 19 | 4.56 | Residential | Yes | Behind the Meter | Net-metered residential rooftop and canopy |  | None | Vivint Solar Developer, LLC | AC Electric | Accepted | 2019-09-06 | 2019-09-11 | 2021-10-30 | Jinko Solar | JKM285M-60 | Solar Panels |  | 0.285 | 16 | 58 | 29 |  | Fixed | Roof
NJSTRE1545382777 | NJSRRE1541993216 | Transition Incentive Program | Freehold | 7728 | 17 | 17.96 | Residential | No | Behind the Meter | Net-metered residential rooftop and canopy |  | None | Suntuity Solar LLC | JCP&L | Accepted | 2019-09-03 | 2019-09-05 | 2021-10-30 | Enphase Energy | IQ7-60-2-US | Inverters | 240 |  | 57 |  |  | 0.97 |  | Outdoor | Behind the PV Modules
NJSTRE1545382777 | NJSRRE1541993216 | Transition Incentive Program | Freehold | 7728 | 17 | 17.96 | Residential | No | Behind the Meter | Net-metered residential rooftop and canopy |  | None | Suntuity Solar LLC | JCP&L | Accepted | 2019-09-03 | 2019-09-05 | 2021-10-30 | Yingli Green Energy | YL315D-30b | Solar Panels |  | 0.315 | 18 | 165 | 25 |  | Fixed | Roof
NJSTRE1545382777 | NJSRRE1541993216 | Transition Incentive Program | Freehold | 7728 | 17 | 17.96 | Residential | No | Behind the Meter | Net-metered residential rooftop and canopy |  | None | Suntuity Solar LLC | JCP&L | Accepted | 2019-09-03 | 2019-09-05 | 2021-10-30 | Yingli Green Energy | YL315D-30b | Solar Panels |  | 0.315 | 6 | 255 | 32 |  | Fixed | Roof
NJSTRE1545382777 | NJSRRE1541993216 | Transition Incentive Program | Freehold | 7728 | 17 | 17.96 | Residential | No | Behind the Meter | Net-metered residential rooftop and canopy |  | None | Suntuity Solar LLC | JCP&L | Accepted | 2019-09-03 | 2019-09-05 | 2021-10-30 | Yingli Green Energy | YL315D-30b | Solar Panels |  | 0.315 | 4 | 345 | 25 |  | Fixed | Roof
NJSTRE1545382777 | NJSRRE1541993216 | Transition Incentive Program | Freehold | 7728 | 17 | 17.96 | Residential | No | Behind the Meter | Net-metered residential rooftop and canopy |  | None | Suntuity Solar LLC | JCP&L | Accepted | 2019-09-03 | 2019-09-05 | 2021-10-30 | Yingli Green Energy | YL315D-30b | Solar Panels |  | 0.315 | 3 | 75 | 32 |  | Fixed | Roof
NJSTRE1545382777 | NJSRRE1541993216 | Transition Incentive Program | Freehold | 7728 | 17 | 17.96 | Residential | No | Behind the Meter | Net-metered residential rooftop and canopy |  | None | Suntuity Solar LLC | JCP&L | Accepted | 2019-09-03 | 2019-09-05 | 2021-10-30 | Yingli Green Energy | YL315D-30b | Solar Panels |  | 0.315 | 26 | 165 | 25 |  | Fixed | Roof
NJSTRE1545382778 | NJSRRE1542167668 | Transition Incentive Program | Franklin Twp Som | 8873 | 5 | 9.57 | Residential | No | Behind the Meter | Behind the Meter |  | None | Sunrun Installation Services, Inc. | PSE&G | Eligible for TI Program | 2019-09-04 | 2019-09-06 | 2021-10-30 | Ningbo Ginlong Technologies | Solis-1P7.6K-4G-US | Inverters | 7600 |  | 1 |  |  | 0.96 |  | Outdoor | Next To Meter
NJSTRE1545382778 | NJSRRE1542167668 | Transition Incentive Program | Franklin Twp Som | 8873 | 5 | 9.57 | Residential | No | Behind the Meter | Behind the Meter |  | None | Sunrun Installation Services, Inc. | PSE&G | Eligible for TI Program | 2019-09-04 | 2019-09-06 | 2021-10-30 | REC Solar | REC290TP2 BLK | Solar Panels |  | 0.29 | 33 | 128 | 27 |  | Fixed | Roof
NJSTRE1545382780 | NJSRRE1542394181 | Transition Incentive Program | Metuchen | 8840 | 11 | 16.17 | Commercial | No | Behind the Meter | Behind the Meter |  | None | Green Power Energy | PSE&G | Eligible for TI Program | 2019-09-12 | 2019-09-16 | 2021-10-30 | Solar Edge | SE7600H-US | Inverters | 7600 |  | 2 |  |  | 0.97 |  | Outside | next to meter
NJSTRE1545382780 | NJSRRE1542394181 | Transition Incentive Program | Metuchen | 8840 | 11 | 16.17 | Commercial | No | Behind the Meter | Behind the Meter |  | None | Green Power Energy | PSE&G | Eligible for TI Program | 2019-09-12 | 2019-09-16 | 2021-10-30 | Panasonic | VBHN330SA17 | Solar Panels |  | 0.33 | 49 | 159 | 0 |  | Fixed | Roof
NJSTRE1545382781 | NJSRRE1541884673 | Transition Incentive Program | Vineland | 8360 | 20 | 6.9 | Residential | No | Behind the Meter | Net-metered residential rooftop and canopy |  | None | Bright Planet Solar | Vineland Muni Electric | Accepted | 2019-08-26 | 2019-10-11 | 2021-10-30 | Solar Edge | SE6000H-USRGM | Inverters | 6 |  | 1 |  |  | 0.98 |  | Outdoor | Next to Meter
NJSTRE1545382781 | NJSRRE1541884673 | Transition Incentive Program | Vineland | 8360 | 20 | 6.9 | Residential | No | Behind the Meter | Net-metered residential rooftop and canopy |  | None | Bright Planet Solar | Vineland Muni Electric | Accepted | 2019-08-26 | 2019-10-11 | 2021-10-30 | Trina Solar | TSM-DD05A.18(II) 300 W | Solar Panels |  | 0.3 | 8 | 280 | 10 |  | Fixed | Roof
NJSTRE1545382781 | NJSRRE1541884673 | Transition Incentive Program | Vineland | 8360 | 20 | 6.9 | Residential | No | Behind the Meter | Net-metered residential rooftop and canopy |  | None | Bright Planet Solar | Vineland Muni Electric | Accepted | 2019-08-26 | 2019-10-11 | 2021-10-30 | Trina Solar | TSM-DDA05A.18(II) 300W | Solar Panels |  | 0.3 | 4 | 100 | 7 |  | Fixed | Roof
NJSTRE1545382781 | NJSRRE1541884673 | Transition Incentive Program | Vineland | 8360 | 20 | 6.9 | Residential | No | Behind the Meter | Net-metered residential rooftop and canopy |  | None | Bright Planet Solar | Vineland Muni Electric | Accepted | 2019-08-26 | 2019-10-11 | 2021-10-30 | Trina Solar | TSM-DD05A.18(II) 300W | Solar Panels |  | 0.3 | 3 | 288 | 15 |  | Fixed | Roof
NJSTRE1545382781 | NJSRRE1541884673 | Transition Incentive Program | Vineland | 8360 | 20 | 6.9 | Residential | No | Behind the Meter | Net-metered residential rooftop and canopy |  | None | Bright Planet Solar | Vineland Muni Electric | Accepted | 2019-08-26 | 2019-10-11 | 2021-10-30 | Trina Solar | TSM-DD05A.18(II) 300W | Solar Panels |  | 0.3 | 8 | 280 | 5 |  | Fixed | Roof
NJSTRE1545382782 | NJSRRE1542097213 | Transition Incentive Program | Bergenfield Boro | 7621 | 7 | 6.38 | Residential | Yes | Behind the Meter | Behind the Meter |  | None | Sunrun Installation Services, Inc. | PSE&G | Eligible for TI Program | 2019-09-03 | 2019-09-06 | 2021-10-30 | Ningbo Ginlong Technologies | Solis-1P5K-4G-US | Inverters | 5000 |  | 1 |  |  | 0.96 |  | Outdoor | Next To Meter
NJSTRE1545382782 | NJSRRE1542097213 | Transition Incentive Program | Bergenfield Boro | 7621 | 7 | 6.38 | Residential | Yes | Behind the Meter | Behind the Meter |  | None | Sunrun Installation Services, Inc. | PSE&G | Eligible for TI Program | 2019-09-03 | 2019-09-06 | 2021-10-30 | REC Solar | REC290TP2 BLK | Solar Panels |  | 0.29 | 12 | 178 | 27 |  | Fixed | Roof
NJSTRE1545382782 | NJSRRE1542097213 | Transition Incentive Program | Bergenfield Boro | 7621 | 7 | 6.38 | Residential | Yes | Behind the Meter | Behind the Meter |  | None | Sunrun Installation Services, Inc. | PSE&G | Eligible for TI Program | 2019-09-03 | 2019-09-06 | 2021-10-30 | REC Solar | REC290TP2 BLK | Solar Panels |  | 0.29 | 10 | 357 | 27 |  | Fixed | Roof
NJSTRE1545382784 | NJSRRE1542409810 | Transition Incentive Program | NEWARK | 7106 | 9 | 4.41 | Residential | Yes | Behind the Meter | Net-metered residential rooftop and canopy |  | None | Vivint Solar Developer, LLC | PSE&G | Accepted | 2019-09-16 | 2019-09-19 | 2021-10-30 | Solar Edge | SE3800H-US | Inverters | 3800 |  | 1 |  |  | 0.992 |  | Outdoor | Near Utility Meter
NJSTRE1545382784 | NJSRRE1542409810 | Transition Incentive Program | NEWARK | 7106 | 9 | 4.41 | Residential | Yes | Behind the Meter | Net-metered residential rooftop and canopy |  | None | Vivint Solar Developer, LLC | PSE&G | Accepted | 2019-09-16 | 2019-09-19 | 2021-10-30 | HANWHA SOLAR | Q.PEAK BLK-G5 315 | Solar Panels |  | 0.315 | 9 | 205 | 35 |  | Fixed | Roof
NJSTRE1545382784 | NJSRRE1542409810 | Transition Incentive Program | NEWARK | 7106 | 9 | 4.41 | Residential | Yes | Behind the Meter | Net-metered residential rooftop and canopy |  | None | Vivint Solar Developer, LLC | PSE&G | Accepted | 2019-09-16 | 2019-09-19 | 2021-10-30 | HANWHA SOLAR | Q.PEAK BLK-G5 315 | Solar Panels |  | 0.315 | 5 | 25 | 35 |  | Fixed | Roof
NJSTRE1545382786 | NJSRRE1541862689 | Transition Incentive Program | Villas | 8251 | 21 | 7.32 | Residential | Yes | Behind the Meter | Net-metered residential rooftop and canopy |  | None | All Season Solar | AC Electric | Accepted | 2019-08-20 | 2019-08-26 | 2021-10-30 | Enphase | IQ7 | Inverters | 240 |  | 24 |  |  | 0.97 |  | Outdoor | Under Module
NJSTRE1545382786 | NJSRRE1541862689 | Transition Incentive Program | Villas | 8251 | 21 | 7.32 | Residential | Yes | Behind the Meter | Net-metered residential rooftop and canopy |  | None | All Season Solar | AC Electric | Accepted | 2019-08-20 | 2019-08-26 | 2021-10-30 | Trina | TSM DD05A.05II 305W MAR 2019 | Solar Panels |  | 0.305 | 14 | 211 | 22 |  | Fixed | Roof
NJSTRE1545382786 | NJSRRE1541862689 | Transition Incentive Program | Villas | 8251 | 21 | 7.32 | Residential | Yes | Behind the Meter | Net-metered residential rooftop and canopy |  | None | All Season Solar | AC Electric | Accepted | 2019-08-20 | 2019-08-26 | 2021-10-30 | Trina | TSM DD05A.05II 305W MAR 2019 | Solar Panels |  | 0.305 | 4 | 211 | 22 |  | Fixed | Roof
NJSTRE1545382786 | NJSRRE1541862689 | Transition Incentive Program | Villas | 8251 | 21 | 7.32 | Residential | Yes | Behind the Meter | Net-metered residential rooftop and canopy |  | None | All Season Solar | AC Electric | Accepted | 2019-08-20 | 2019-08-26 | 2021-10-30 | Trina | TSM DD05A.05II 305W MAR 2019 | Solar Panels |  | 0.305 | 6 | 121 | 26 |  | Fixed | Roof
NJSTRE1545382788 | NJSRRE1541894822 | Transition Incentive Program | Point Pleasant Beach | 8742 | 18 | 8.83 | Residential | Yes | Behind the Meter | Net-metered residential rooftop and canopy |  | None | SunnyMac LLC | JCP&L | Accepted | 2019-09-03 | 2019-09-03 | 2021-10-30 | Enphase | IQ7XS-96-ACM-US | Inverters | 0.315 |  | 27 |  |  | 0.99 |  | Outdoor | roof
NJSTRE1545382788 | NJSRRE1541894822 | Transition Incentive Program | Point Pleasant Beach | 8742 | 18 | 8.83 | Residential | Yes | Behind the Meter | Net-metered residential rooftop and canopy |  | None | SunnyMac LLC | JCP&L | Accepted | 2019-09-03 | 2019-09-03 | 2021-10-30 | SunPower | SPR-E20-327 | Solar Panels |  | 0.327 | 7 | 279 | 20 |  | Fixed | Roof
NJSTRE1545382788 | NJSRRE1541894822 | Transition Incentive Program | Point Pleasant Beach | 8742 | 18 | 8.83 | Residential | Yes | Behind the Meter | Net-metered residential rooftop and canopy |  | None | SunnyMac LLC | JCP&L | Accepted | 2019-09-03 | 2019-09-03 | 2021-10-30 | SunPower | SPR-E20-327 | Solar Panels |  | 0.327 | 10 | 189 | 23 |  | Fixed | Roof
NJSTRE1545382788 | NJSRRE1541894822 | Transition Incentive Program | Point Pleasant Beach | 8742 | 18 | 8.83 | Residential | Yes | Behind the Meter | Net-metered residential rooftop and canopy |  | None | SunnyMac LLC | JCP&L | Accepted | 2019-09-03 | 2019-09-03 | 2021-10-30 | SunPower | SPR-E20-327 | Solar Panels |  | 0.327 | 10 | 99 | 20 |  | Fixed | Roof
NJSTRE1545382789 | NJSRRE1542377377 | Transition Incentive Program | erial | 8081 | 14 | 6.87 | Residential | Yes | Behind the Meter | Net-metered residential rooftop and canopy |  | None | Vision Solar LLC | AC Electric | As-Built Incomplete | 2019-09-23 | 2019-09-23 | 2021-10-30 | SunPower | PVS6 | Meters |  |  | 1 |  |  |  | Yes | Outdoor
NJSTRE1545382789 | NJSRRE1542377377 | Transition Incentive Program | erial | 8081 | 14 | 6.87 | Residential | Yes | Behind the Meter | Net-metered residential rooftop and canopy |  | None | Vision Solar LLC | AC Electric | As-Built Incomplete | 2019-09-23 | 2019-09-23 | 2021-10-30 | sunpower | e20-327-e-ac | Inverters | 320 |  | 21 |  |  | 0.96 |  | Other | behind panels
NJSTRE1545382789 | NJSRRE1542377377 | Transition Incentive Program | erial | 8081 | 14 | 6.87 | Residential | Yes | Behind the Meter | Net-metered residential rooftop and canopy |  | None | Vision Solar LLC | AC Electric | As-Built Incomplete | 2019-09-23 | 2019-09-23 | 2021-10-30 | sunpower | e20-327-e-ac | Solar Panels |  | 0.327 | 21 | 151 | 18 |  | Fixed | Roof
NJSTRE1545382790 | NJSRRE1541989859 | Transition Incentive Program | Riverside | 8075 | 13 | 3.15 | Residential | Yes | Behind the Meter | Net-metered residential rooftop and canopy |  | None | Vivint Solar Developer, LLC | PSE&G | Accepted | 2019-09-03 | 2019-09-05 | 2021-10-30 | SolarEdge | SE3800H-US | Inverters | 3800 |  | 1 |  |  | 0.992 |  | Outdoor | Near the Utility Meter
NJSTRE1545382790 | NJSRRE1541989859 | Transition Incentive Program | Riverside | 8075 | 13 | 3.15 | Residential | Yes | Behind the Meter | Net-metered residential rooftop and canopy |  | None | Vivint Solar Developer, LLC | PSE&G | Accepted | 2019-09-03 | 2019-09-05 | 2021-10-30 | Hanwha | Q.PEAK BLK-G5 315 | Solar Panels |  | 0.315 | 10 | 237 | 29 |  | Fixed | Roof
NJSTRE1545382792 | NJSRRE1541883805 | Transition Incentive Program | WOODBURY HEIGHTS | 8097 | 15 | 5.27 | Residential | Yes | Behind the Meter | Net-metered residential rooftop and canopy |  | None | Vivint Solar Developer, LLC | PSE&G | Accepted | 2019-08-29 | 2019-09-04 | 2021-10-30 | Solar Edge | 3800H-US | Inverters | 3800 |  | 1 |  |  | 0.992 |  | Outdoor | Near the Utility Meter
NJSTRE1545382792 | NJSRRE1541883805 | Transition Incentive Program | WOODBURY HEIGHTS | 8097 | 15 | 5.27 | Residential | Yes | Behind the Meter | Net-metered residential rooftop and canopy |  | None | Vivint Solar Developer, LLC | PSE&G | Accepted | 2019-08-29 | 2019-09-04 | 2021-10-30 | HANWHA SOLAR | Q.PEAK BLK-G5 310 | Solar Panels |  | 0.31 | 7 | 77 | 10 |  | Fixed | Roof
NJSTRE1545382792 | NJSRRE1541883805 | Transition Incentive Program | WOODBURY HEIGHTS | 8097 | 15 | 5.27 | Residential | Yes | Behind the Meter | Net-metered residential rooftop and canopy |  | None | Vivint Solar Developer, LLC | PSE&G | Accepted | 2019-08-29 | 2019-09-04 | 2021-10-30 | HANWHA SOLAR | Q.PEAK BLK-G5 310 | Solar Panels |  | 0.31 | 6 | 347 | 17 |  | Fixed | Roof
NJSTRE1545382792 | NJSRRE1541883805 | Transition Incentive Program | WOODBURY HEIGHTS | 8097 | 15 | 5.27 | Residential | Yes | Behind the Meter | Net-metered residential rooftop and canopy |  | None | Vivint Solar Developer, LLC | PSE&G | Accepted | 2019-08-29 | 2019-09-04 | 2021-10-30 | HANWHA SOLAR | Q.PEAK BLK-G5 310 | Solar Panels |  | 0.31 | 4 | 167 | 17 |  | Fixed | Roof
NJSTRE1545382793 | NJSRRE1541884588 | Transition Incentive Program | Cedarville | 8311 | 20 | 18 | Residential | No | Behind the Meter | Net-metered residential rooftop and canopy |  | None | 1st Light Energy Inc | AC Electric | Accepted | 2019-08-26 | 2019-08-29 | 2021-10-30 | Solaredge | SE7600H-USRGM | Inverters | 7600 |  | 2 |  |  | 0.99 |  | Outside | within 10 feet of meter
NJSTRE1545382793 | NJSRRE1541884588 | Transition Incentive Program | Cedarville | 8311 | 20 | 18 | Residential | No | Behind the Meter | Net-metered residential rooftop and canopy |  | None | 1st Light Energy Inc | AC Electric | Accepted | 2019-08-26 | 2019-08-29 | 2021-10-30 | Trina | TSM-305DD05A.05 | Solar Panels |  | 0.305 | 59 | 177 | 18 |  | Fixed | Ground
NJSTRE1545382794 | NJSRRE1542248736 | Transition Incentive Program | DOVER | 7801 | 3 | 13.68 | Commercial | No | Behind the Meter | Behind the Meter |  | None | DC SOLAR INTEGRATORS | JCP&L | Eligible for TI Program | 2019-09-05 | 2019-09-10 | 2021-10-30 | SOLAREDGE | SE11400H-US(240) | Inverters | 47.5 |  | 1 |  |  | 0.99 |  | Outside | OUTSIDE
NJSTRE1545382794 | NJSRRE1542248736 | Transition Incentive Program | DOVER | 7801 | 3 | 13.68 | Commercial | No | Behind the Meter | Behind the Meter |  | None | DC SOLAR INTEGRATORS | JCP&L | Eligible for TI Program | 2019-09-05 | 2019-09-10 | 2021-10-30 | AXITEC | AC-360M/156-72S | Solar Panels |  | 0.36 | 38 | 210 | 16 |  | Fixed | Roof
NJSTRE1545382796 | NJSRRE1541880610 | Transition Incentive Program | teaneck | 7666 | 7 | 5.89 | Residential | No | Behind the Meter | Net-metered residential rooftop and canopy |  | None | SunPower Capital LLC | PSE&G | Accepted | 2019-08-29 | 2019-08-29 | 2021-10-30 | sunpower | e20-327-e-ac | Inverters | 0.32 |  | 18 |  |  | 0.96 |  | Other | behind panels
NJSTRE1545382796 | NJSRRE1541880610 | Transition Incentive Program | teaneck | 7666 | 7 | 5.89 | Residential | No | Behind the Meter | Net-metered residential rooftop and canopy |  | None | SunPower Capital LLC | PSE&G | Accepted | 2019-08-29 | 2019-08-29 | 2021-10-30 | sunpower | e20-327-e-ac | Solar Panels |  | 0.327 | 11 | 167 | 37 |  | Fixed | Roof
NJSTRE1545382796 | NJSRRE1541880610 | Transition Incentive Program | teaneck | 7666 | 7 | 5.89 | Residential | No | Behind the Meter | Net-metered residential rooftop and canopy |  | None | SunPower Capital LLC | PSE&G | Accepted | 2019-08-29 | 2019-08-29 | 2021-10-30 | sunpower | e20-327-e-ac | Solar Panels |  | 0.327 | 7 | 77 | 18 |  | Fixed | Roof
NJSTRE1545382798 | NJSRRE1542314716 | Transition Incentive Program | Long Branch | 7740 | 17 | 6.62 | Residential | Yes | Behind the Meter | Net-metered residential rooftop and canopy |  | None | Vivint Solar Developer, LLC | JCP&L | Accepted | 2019-09-06 | 2019-09-10 | 2021-10-30 | Solar Edge | SE7600H-US000BNC4 | Inverters | 7600 |  | 1 |  |  | 0.992 |  | Outdoor | Near the Utility Meter
NJSTRE1545382798 | NJSRRE1542314716 | Transition Incentive Program | Long Branch | 7740 | 17 | 6.62 | Residential | Yes | Behind the Meter | Net-metered residential rooftop and canopy |  | None | Vivint Solar Developer, LLC | JCP&L | Accepted | 2019-09-06 | 2019-09-10 | 2021-10-30 | HANWHA SOLAR | Q.PEAK BLK-G5 315 | Solar Panels |  | 0.315 | 21 | 190 | 24 |  | Fixed | Roof
NJSTRE1545382799 | NJSRRE1541882891 | Transition Incentive Program | Millville | 8332 | 20 | 13.64 | Residential | Yes | Behind the Meter | Net-metered residential rooftop and canopy |  | None | Suntuity Solar LLC | AC Electric | Accepted | 2019-08-24 | 2019-08-28 | 2021-10-30 | Enphase Energy | IQ7-60-2-US | Inverters | 240 |  | 44 |  |  | 0.97 |  | Outdoor | Behind the PV modules
NJSTRE1545382799 | NJSRRE1541882891 | Transition Incentive Program | Millville | 8332 | 20 | 13.64 | Residential | Yes | Behind the Meter | Net-metered residential rooftop and canopy |  | None | Suntuity Solar LLC | AC Electric | Accepted | 2019-08-24 | 2019-08-28 | 2021-10-30 | Yingli Solar | YL310D-30b | Solar Panels |  | 0.31 | 23 | 23 | 18 |  | Fixed | Roof
NJSTRE1545382799 | NJSRRE1541882891 | Transition Incentive Program | Millville | 8332 | 20 | 13.64 | Residential | Yes | Behind the Meter | Net-metered residential rooftop and canopy |  | None | Suntuity Solar LLC | AC Electric | Accepted | 2019-08-24 | 2019-08-28 | 2021-10-30 | Yingli Solar | YL310D-30b | Solar Panels |  | 0.31 | 21 | 203 | 18 |  | Fixed | Roof
NJSTRE1545382800 | NJSRRE1542421759 | Transition Incentive Program | evesham twp | 8053 | 13 | 7.19 | Residential | Yes | Behind the Meter | Net-metered residential rooftop and canopy |  | None | Vision Solar LLC | PSE&G | As-Built Incomplete | 2019-09-19 | 2019-09-23 |  | sunpower | e20-327-e-ac | Solar Panels |  | 0.327 | 18 | 180 | 23 |  | Fixed | Roof
NJSTRE1545382800 | NJSRRE1542421759 | Transition Incentive Program | evesham twp | 8053 | 13 | 7.19 | Residential | Yes | Behind the Meter | Net-metered residential rooftop and canopy |  | None | Vision Solar LLC | PSE&G | As-Built Incomplete | 2019-09-19 | 2019-09-23 |  | sunpower | e20-327-e-ac | Solar Panels |  | 0.327 | 4 | 180 | 23 |  | Fixed | Roof
NJSTRE1545382800 | NJSRRE1542421759 | Transition Incentive Program | evesham twp | 8053 | 13 | 7.19 | Residential | Yes | Behind the Meter | Net-metered residential rooftop and canopy |  | None | Vision Solar LLC | PSE&G | As-Built Incomplete | 2019-09-19 | 2019-09-23 |  | sunpower | e20-327-e-ac | Inverters | 320 |  | 22 |  |  | 0.96 |  | Other | behind panels
NJSTRE1545382800 | NJSRRE1542421759 | Transition Incentive Program | evesham twp | 8053 | 13 | 7.19 | Residential | Yes | Behind the Meter | Net-metered residential rooftop and canopy |  | None | Vision Solar LLC | PSE&G | As-Built Incomplete | 2019-09-19 | 2019-09-23 |  | SunPower | PVS6 | Meters |  |  | 1 |  |  |  | Yes | Outdoor
NJSTRE1545382801 | NJSRRE1542376549 | Transition Incentive Program | Teaneck | 7666 | 7 | 6.93 | Residential | Yes | Behind the Meter | Net-metered residential rooftop and canopy |  | None | Vivint Solar Developer, LLC | PSE&G | Accepted | 2019-09-12 | 2019-09-12 | 2021-10-30 | SolarEdge Technologies | SE7600H-US | Inverters | 7600 |  | 1 |  |  | 0.992 |  | Outdoor | Near the Utility Meter
NJSTRE1545382801 | NJSRRE1542376549 | Transition Incentive Program | Teaneck | 7666 | 7 | 6.93 | Residential | Yes | Behind the Meter | Net-metered residential rooftop and canopy |  | None | Vivint Solar Developer, LLC | PSE&G | Accepted | 2019-09-12 | 2019-09-12 | 2021-10-30 | Hanwha Solar | Q.PEAK BLK-G5 315 | Solar Panels |  | 0.315 | 9 | 296 | 38 |  | Fixed | Roof
NJSTRE1545382801 | NJSRRE1542376549 | Transition Incentive Program | Teaneck | 7666 | 7 | 6.93 | Residential | Yes | Behind the Meter | Net-metered residential rooftop and canopy |  | None | Vivint Solar Developer, LLC | PSE&G | Accepted | 2019-09-12 | 2019-09-12 | 2021-10-30 | Hanwha Solar | Q.PEAK BLK-G5 315 | Solar Panels |  | 0.315 | 13 | 116 | 38 |  | Fixed | Roof
NJSTRE1545382804 | NJSRRE1542421755 | Transition Incentive Program | NEPTUNE | 7753 | 17 | 11.66 | Residential | Yes | Behind the Meter | Net-metered residential rooftop and canopy |  | None | Vivint Solar Developer, LLC | JCP&L | Accepted | 2019-09-19 | 2019-09-23 | 2021-10-30 | SOLAREDGE | SE7600H-US000BNC4 | Inverters | 7600 |  | 1 |  |  | 0.992 |  | Outdoor | Near The Utility Meter
NJSTRE1545382804 | NJSRRE1542421755 | Transition Incentive Program | NEPTUNE | 7753 | 17 | 11.66 | Residential | Yes | Behind the Meter | Net-metered residential rooftop and canopy |  | None | Vivint Solar Developer, LLC | JCP&L | Accepted | 2019-09-19 | 2019-09-23 | 2021-10-30 | HANWHA SOLAR | Q.PEAK BLK-G5 315 | Solar Panels |  | 0.315 | 24 | 173 | 23 |  | Fixed | Roof
NJSTRE1545382804 | NJSRRE1542421755 | Transition Incentive Program | NEPTUNE | 7753 | 17 | 11.66 | Residential | Yes | Behind the Meter | Net-metered residential rooftop and canopy |  | None | Vivint Solar Developer, LLC | JCP&L | Accepted | 2019-09-19 | 2019-09-23 | 2021-10-30 | HANWHA SOLAR | Q.PEAK BLK-G5 315 | Solar Panels |  | 0.315 | 13 | 353 | 23 |  | Fixed | Roof
NJSTRE1545382807 | NJSRRE1541877921 | Transition Incentive Program | Trenton City | 8638 | 12 | 6.09 | Residential | Yes | Behind the Meter | Behind the Meter |  | None | Sunrun Installation Services, Inc. | PSE&G | Eligible for TI Program | 2019-08-22 | 2019-08-27 | 2021-10-30 | Ningbo Ginlong Technologies | Solis-1P6K-4G-US | Inverters | 6000 |  | 1 |  |  | 0.96 |  | Outdoor | Next To Meter
NJSTRE1545382807 | NJSRRE1541877921 | Transition Incentive Program | Trenton City | 8638 | 12 | 6.09 | Residential | Yes | Behind the Meter | Behind the Meter |  | None | Sunrun Installation Services, Inc. | PSE&G | Eligible for TI Program | 2019-08-22 | 2019-08-27 | 2021-10-30 | REC Solar | REC290TP2 BLK | Solar Panels |  | 0.29 | 8 | 53 | 23 |  | Fixed | Roof
NJSTRE1545382807 | NJSRRE1541877921 | Transition Incentive Program | Trenton City | 8638 | 12 | 6.09 | Residential | Yes | Behind the Meter | Behind the Meter |  | None | Sunrun Installation Services, Inc. | PSE&G | Eligible for TI Program | 2019-08-22 | 2019-08-27 | 2021-10-30 | REC Solar | REC290TP2 BLK | Solar Panels |  | 0.29 | 7 | 233 | 23 |  | Fixed | Roof
NJSTRE1545382807 | NJSRRE1541877921 | Transition Incentive Program | Trenton City | 8638 | 12 | 6.09 | Residential | Yes | Behind the Meter | Behind the Meter |  | None | Sunrun Installation Services, Inc. | PSE&G | Eligible for TI Program | 2019-08-22 | 2019-08-27 | 2021-10-30 | REC Solar | REC290TP2 BLK | Solar Panels |  | 0.29 | 6 | 233 | 14 |  | Fixed | Roof
NJSTRE1545382808 | NJSRRE1542409174 | Transition Incentive Program | Newark | 7106 | 9 | 8.4 | Residential | No | Behind the Meter | Behind the Meter |  | None | Fusion Solar Energy LLC | PSE&G | Eligible for TI Program | 2019-09-18 | 2019-09-18 | 2021-10-30 | SUNPOWER | TYPE E | Inverters | 5 |  | 17 |  |  | 0.93 |  | Outdoor | ROOF TOP
NJSTRE1545382808 | NJSRRE1542409174 | Transition Incentive Program | Newark | 7106 | 9 | 8.4 | Residential | No | Behind the Meter | Behind the Meter |  | None | Fusion Solar Energy LLC | PSE&G | Eligible for TI Program | 2019-09-18 | 2019-09-18 | 2021-10-30 | SUNPOWER | SUNPOWER 350-BLK-E-AC | Solar Panels |  | 0.35 | 24 | NORTH | 39 |  | Fixed | Roof
NJSTRE1545382809 | NJSRRE1541989840 | Transition Incentive Program | River Edge | 7661 | 7 | 7.88 | Residential | Yes | Behind the Meter | Net-metered residential rooftop and canopy |  | None | Vivint Solar Developer, LLC | PSE&G | Accepted | 2019-09-04 | 2019-09-05 | 2021-10-30 | SolarEdge | SE7600H-US | Inverters | 7600 |  | 1 |  |  | 0.992 |  | Outdoor | Near the Utility Meter
NJSTRE1545382809 | NJSRRE1541989840 | Transition Incentive Program | River Edge | 7661 | 7 | 7.88 | Residential | Yes | Behind the Meter | Net-metered residential rooftop and canopy |  | None | Vivint Solar Developer, LLC | PSE&G | Accepted | 2019-09-04 | 2019-09-05 | 2021-10-30 | SolarEdge | Hanwha | Solar Panels |  | 0.315 | 4 | 199 | 27 |  | Fixed | Roof
NJSTRE1545382809 | NJSRRE1541989840 | Transition Incentive Program | River Edge | 7661 | 7 | 7.88 | Residential | Yes | Behind the Meter | Net-metered residential rooftop and canopy |  | None | Vivint Solar Developer, LLC | PSE&G | Accepted | 2019-09-04 | 2019-09-05 | 2021-10-30 | Hanwha | Q.PEAK BLK-G5 315w | Solar Panels |  | 0.315 | 12 | 289 | 27 |  | Fixed | Roof
NJSTRE1545382809 | NJSRRE1541989840 | Transition Incentive Program | River Edge | 7661 | 7 | 7.88 | Residential | Yes | Behind the Meter | Net-metered residential rooftop and canopy |  | None | Vivint Solar Developer, LLC | PSE&G | Accepted | 2019-09-04 | 2019-09-05 | 2021-10-30 | Hanwha | Q.PEAK BLK-G5 315w | Solar Panels |  | 0.315 | 6 | 199 | 27 |  | Fixed | Roof
NJSTRE1545382809 | NJSRRE1541989840 | Transition Incentive Program | River Edge | 7661 | 7 | 7.88 | Residential | Yes | Behind the Meter | Net-metered residential rooftop and canopy |  | None | Vivint Solar Developer, LLC | PSE&G | Accepted | 2019-09-04 | 2019-09-05 | 2021-10-30 | Hanwha | Q.PEAK BLK-G5 315w | Solar Panels |  | 0.315 | 3 | 289 | 27 |  | Fixed | Roof
NJSTRE1545382810 | NJSRRE1542373165 | Transition Incentive Program | Sicklerville | 8081 | 14 | 9.92 | Residential | No | Behind the Meter | Behind the Meter |  | None | Posigen NJ LLC | AC Electric | Eligible for TI Program | 2019-09-09 | 2019-09-11 | 2021-10-30 | SolarEdge | SE7600H-US000NNC2 | Inverters | 7600 |  | 1 |  |  | 0.99 |  | Outside | within ten feet of meter
NJSTRE1545382810 | NJSRRE1542373165 | Transition Incentive Program | Sicklerville | 8081 | 14 | 9.92 | Residential | No | Behind the Meter | Behind the Meter |  | None | Posigen NJ LLC | AC Electric | Eligible for TI Program | 2019-09-09 | 2019-09-11 | 2021-10-30 | Silfab | SLA-M 320 | Solar Panels |  | 0.32 | 31 | 98 | 38 |  | Fixed | Roof
NJSTRE1545382811 | NJSRRE1542248609 | Transition Incentive Program | Millville | 8332 | 20 | 5.51 | Residential | Yes | Behind the Meter | Behind the Meter |  | None | Sunrun Installation Services, Inc. | AC Electric | Eligible for TI Program | 2019-09-05 | 2019-09-10 | 2021-10-30 | SolarEdge Technologies | SE5000H-USRGM | Inverters | 5000 |  | 1 |  |  | 0.96 |  | Outdoor | Next To Meter
NJSTRE1545382811 | NJSRRE1542248609 | Transition Incentive Program | Millville | 8332 | 20 | 5.51 | Residential | Yes | Behind the Meter | Behind the Meter |  | None | Sunrun Installation Services, Inc. | AC Electric | Eligible for TI Program | 2019-09-05 | 2019-09-10 | 2021-10-30 | REC Solar | REC290TP2 BLK | Solar Panels |  | 0.29 | 4 | 90 | 45 |  | Fixed | Roof
NJSTRE1545382811 | NJSRRE1542248609 | Transition Incentive Program | Millville | 8332 | 20 | 5.51 | Residential | Yes | Behind the Meter | Behind the Meter |  | None | Sunrun Installation Services, Inc. | AC Electric | Eligible for TI Program | 2019-09-05 | 2019-09-10 | 2021-10-30 | REC Solar | REC290TP2 BLK | Solar Panels |  | 0.29 | 7 | 359 | 23 |  | Fixed | Roof
NJSTRE1545382811 | NJSRRE1542248609 | Transition Incentive Program | Millville | 8332 | 20 | 5.51 | Residential | Yes | Behind the Meter | Behind the Meter |  | None | Sunrun Installation Services, Inc. | AC Electric | Eligible for TI Program | 2019-09-05 | 2019-09-10 | 2021-10-30 | REC Solar | REC290TP2 BLK | Solar Panels |  | 0.29 | 8 | 179 | 23 |  | Fixed | Roof
NJSTRE1545382812 | NJSRRE1542033724 | Transition Incentive Program | East Brunswick Twp | 8816 | 11 | 7.56 | Residential | Yes | Behind the Meter | Net-metered residential rooftop and canopy |  | None | Tesla Energy Operations Inc | PSE&G | Accepted | 2019-09-03 | 2019-09-05 | 2021-10-30 | Delta | Solivia 7.6 TL | Inverters | 7600 |  | 1 |  |  | 0.975 |  | Indoor | Indoor
NJSTRE1545382812 | NJSRRE1542033724 | Transition Incentive Program | East Brunswick Twp | 8816 | 11 | 7.56 | Residential | Yes | Behind the Meter | Net-metered residential rooftop and canopy |  | None | Tesla Energy Operations Inc | PSE&G | Accepted | 2019-09-03 | 2019-09-05 | 2021-10-30 | Hanwha Q-Cell | Q.Peak DUO BLK-G5/SC315 | Solar Panels |  | 0.315 | 6 | 129 | 23 |  | Fixed | Roof
NJSTRE1545382812 | NJSRRE1542033724 | Transition Incentive Program | East Brunswick Twp | 8816 | 11 | 7.56 | Residential | Yes | Behind the Meter | Net-metered residential rooftop and canopy |  | None | Tesla Energy Operations Inc | PSE&G | Accepted | 2019-09-03 | 2019-09-05 | 2021-10-30 | Hanwha Q-Cells | Q.Peak DUO BLK-G5/SC315 | Solar Panels |  | 0.315 | 6 | 39 | 23 |  | Fixed | Roof
NJSTRE1545382812 | NJSRRE1542033724 | Transition Incentive Program | East Brunswick Twp | 8816 | 11 | 7.56 | Residential | Yes | Behind the Meter | Net-metered residential rooftop and canopy |  | None | Tesla Energy Operations Inc | PSE&G | Accepted | 2019-09-03 | 2019-09-05 | 2021-10-30 | Hanwha Q-Cells | Q.Peak DUO BLK-G5/SC315 | Solar Panels |  | 0.315 | 12 | 219 | 23 |  | Fixed | Roof
NJSTRE1545382814 | NJSRRE1542248699 | Transition Incentive Program | LAKE HIAWATHA | 7034 | 3 | 3.15 | Residential | Yes | Behind the Meter | Net-metered residential rooftop and canopy |  | None | Vivint Solar Developer, LLC | JCP&L | Accepted | 2019-09-05 | 2019-09-10 | 2021-10-30 | SolarEdge | SE3800H-US | Inverters | 3800 |  | 1 |  |  | 0.992 |  | Outdoor | Near the Utility Meter
NJSTRE1545382814 | NJSRRE1542248699 | Transition Incentive Program | LAKE HIAWATHA | 7034 | 3 | 3.15 | Residential | Yes | Behind the Meter | Net-metered residential rooftop and canopy |  | None | Vivint Solar Developer, LLC | JCP&L | Accepted | 2019-09-05 | 2019-09-10 | 2021-10-30 | Hanwha Solar | Q.PEAK BLK-G5 315 | Solar Panels |  | 0.315 | 10 | 358 | 23 |  | Fixed | Roof
NJSTRE1545382815 | NJSRRE1541894865 | Transition Incentive Program | NEPTUNE | 7753 | 17 | 14.49 | Residential | Yes | Behind the Meter | Net-metered residential rooftop and canopy |  | None | Vivint Solar Developer, LLC | JCP&L | Accepted | 2019-09-03 | 2019-09-03 | 2021-10-30 | SolarEdge Technologies | SE10000H | Inverters | 10000 |  | 1 |  |  | 0.992 |  | Outdoor | Near the Utility Meter
NJSTRE1545382815 | NJSRRE1541894865 | Transition Incentive Program | NEPTUNE | 7753 | 17 | 14.49 | Residential | Yes | Behind the Meter | Net-metered residential rooftop and canopy |  | None | Vivint Solar Developer, LLC | JCP&L | Accepted | 2019-09-03 | 2019-09-03 | 2021-10-30 | HANWHA SOLAR | Q.PEAK BLK-G5 315 | Solar Panels |  | 0.315 | 13 | 96 | 26 |  | Fixed | Roof
NJSTRE1545382815 | NJSRRE1541894865 | Transition Incentive Program | NEPTUNE | 7753 | 17 | 14.49 | Residential | Yes | Behind the Meter | Net-metered residential rooftop and canopy |  | None | Vivint Solar Developer, LLC | JCP&L | Accepted | 2019-09-03 | 2019-09-03 | 2021-10-30 | Hanwha Solar | Q.PEAK BLK-G5 315 | Solar Panels |  | 0.315 | 11 | 276 | 26 |  | Fixed | Roof
NJSTRE1545382815 | NJSRRE1541894865 | Transition Incentive Program | NEPTUNE | 7753 | 17 | 14.49 | Residential | Yes | Behind the Meter | Net-metered residential rooftop and canopy |  | None | Vivint Solar Developer, LLC | JCP&L | Accepted | 2019-09-03 | 2019-09-03 | 2021-10-30 | Hanwha Solar | Q.PEAK BLK-G5 315 | Solar Panels |  | 0.315 | 9 | 276 | 27 |  | Fixed | Roof
NJSTRE1545382815 | NJSRRE1541894865 | Transition Incentive Program | NEPTUNE | 7753 | 17 | 14.49 | Residential | Yes | Behind the Meter | Net-metered residential rooftop and canopy |  | None | Vivint Solar Developer, LLC | JCP&L | Accepted | 2019-09-03 | 2019-09-03 | 2021-10-30 | Hanwha Solar | Q.PEAK BLK-G5 315 | Solar Panels |  | 0.315 | 3 | 96 | 27 |  | Fixed | Roof
NJSTRE1545382815 | NJSRRE1541894865 | Transition Incentive Program | NEPTUNE | 7753 | 17 | 14.49 | Residential | Yes | Behind the Meter | Net-metered residential rooftop and canopy |  | None | Vivint Solar Developer, LLC | JCP&L | Accepted | 2019-09-03 | 2019-09-03 | 2021-10-30 | Hanwha Solar | Q.PEAK BLK-G5 315 | Solar Panels |  | 0.315 | 10 | 276 | 27 |  | Fixed | Roof
NJSTRE1545382817 | NJSRRE1542141612 | Transition Incentive Program | Woodbridge Township | 8863 | 11 | 7.13 | Residential | Yes | Behind the Meter | Net-metered residential rooftop and canopy |  | None | Suntuity Solar LLC | PSE&G | Accepted | 2019-09-04 | 2019-09-06 | 2021-10-30 | Enphase Energy | IQ7-60-2-US | Inverters | 240 |  | 23 |  |  | 0.97 |  | Outdoor | Behind the PV Modules
NJSTRE1545382817 | NJSRRE1542141612 | Transition Incentive Program | Woodbridge Township | 8863 | 11 | 7.13 | Residential | Yes | Behind the Meter | Net-metered residential rooftop and canopy |  | None | Suntuity Solar LLC | PSE&G | Accepted | 2019-09-04 | 2019-09-06 | 2021-10-30 | Yingli Green Energy | YL310D-30b | Solar Panels |  | 0.31 | 7 | 96 | 29 |  | Fixed | Roof
NJSTRE1545382817 | NJSRRE1542141612 | Transition Incentive Program | Woodbridge Township | 8863 | 11 | 7.13 | Residential | Yes | Behind the Meter | Net-metered residential rooftop and canopy |  | None | Suntuity Solar LLC | PSE&G | Accepted | 2019-09-04 | 2019-09-06 | 2021-10-30 | Yingli Green Energy | YL310D-30b | Solar Panels |  | 0.31 | 9 | 276 | 29 |  | Fixed | Roof
NJSTRE1545382817 | NJSRRE1542141612 | Transition Incentive Program | Woodbridge Township | 8863 | 11 | 7.13 | Residential | Yes | Behind the Meter | Net-metered residential rooftop and canopy |  | None | Suntuity Solar LLC | PSE&G | Accepted | 2019-09-04 | 2019-09-06 | 2021-10-30 | Yingli Green Energy | YL310D-30b | Solar Panels |  | 0.31 | 2 | 96 | 12 |  | Fixed | Roof
NJSTRE1545382817 | NJSRRE1542141612 | Transition Incentive Program | Woodbridge Township | 8863 | 11 | 7.13 | Residential | Yes | Behind the Meter | Net-metered residential rooftop and canopy |  | None | Suntuity Solar LLC | PSE&G | Accepted | 2019-09-04 | 2019-09-06 | 2021-10-30 | Yingli Green Energy | YL310D-30b | Solar Panels |  | 0.31 | 2 | 276 | 20 |  | Fixed | Roof
NJSTRE1545382817 | NJSRRE1542141612 | Transition Incentive Program | Woodbridge Township | 8863 | 11 | 7.13 | Residential | Yes | Behind the Meter | Net-metered residential rooftop and canopy |  | None | Suntuity Solar LLC | PSE&G | Accepted | 2019-09-04 | 2019-09-06 | 2021-10-30 | Yingli Green Energy | YL310D-30b | Solar Panels |  | 0.31 | 3 | 186 | 10 |  | Fixed | Roof
NJSTRE1545382819 | NJSRRE1541888755 | Transition Incentive Program | Ridgefield | 7657 | 7 | 6.38 | Residential | Yes | Behind the Meter | Behind the Meter |  | None | Sunrun Installation Services, Inc. | PSE&G | Eligible for TI Program | 2019-08-27 | 2019-08-30 | 2021-10-30 | SolarEdge Technologies | SE5000H-USRGM | Inverters | 5000 |  | 1 |  |  | 0.96 |  | Outdoor | Next To Meter
NJSTRE1545382819 | NJSRRE1541888755 | Transition Incentive Program | Ridgefield | 7657 | 7 | 6.38 | Residential | Yes | Behind the Meter | Behind the Meter |  | None | Sunrun Installation Services, Inc. | PSE&G | Eligible for TI Program | 2019-08-27 | 2019-08-30 | 2021-10-30 | REC Solar | REC290TP2 BLK | Solar Panels |  | 0.29 | 7 | 110 | 34 |  | Fixed | Roof
NJSTRE1545382819 | NJSRRE1541888755 | Transition Incentive Program | Ridgefield | 7657 | 7 | 6.38 | Residential | Yes | Behind the Meter | Behind the Meter |  | None | Sunrun Installation Services, Inc. | PSE&G | Eligible for TI Program | 2019-08-27 | 2019-08-30 | 2021-10-30 | REC Solar | REC290TP2 BLK | Solar Panels |  | 0.29 | 11 | 290 | 34 |  | Fixed | Roof
NJSTRE1545382819 | NJSRRE1541888755 | Transition Incentive Program | Ridgefield | 7657 | 7 | 6.38 | Residential | Yes | Behind the Meter | Behind the Meter |  | None | Sunrun Installation Services, Inc. | PSE&G | Eligible for TI Program | 2019-08-27 | 2019-08-30 | 2021-10-30 | REC Solar | REC290TP2 BLK | Solar Panels |  | 0.29 | 4 | 290 | 9 |  | Fixed | Roof
NJSTRE1545382820 | NJSRRE1541897485 | Transition Incentive Program | Newark | 7112 | 9 | 13.73 | Residential | Yes | Behind the Meter | Net-metered residential rooftop and canopy |  | None | SunPower Corporation, Systems | PSE&G | Accepted | 2019-08-29 | 2019-09-03 | 2021-10-30 | SUNPOWER | SPR-E20-327-E-AC | Inverters | 320 |  | 42 |  |  | 0.96 |  | Other | under each panel
NJSTRE1545382820 | NJSRRE1541897485 | Transition Incentive Program | Newark | 7112 | 9 | 13.73 | Residential | Yes | Behind the Meter | Net-metered residential rooftop and canopy |  | None | SunPower Corporation, Systems | PSE&G | Accepted | 2019-08-29 | 2019-09-03 | 2021-10-30 | SUNPOWER | SPR-E20-327-E-AC | Solar Panels |  | 0.327 | 4 | 301 | 23 |  | Fixed | Roof
NJSTRE1545382820 | NJSRRE1541897485 | Transition Incentive Program | Newark | 7112 | 9 | 13.73 | Residential | Yes | Behind the Meter | Net-metered residential rooftop and canopy |  | None | SunPower Corporation, Systems | PSE&G | Accepted | 2019-08-29 | 2019-09-03 | 2021-10-30 | SUNPOWER | SPR-E20-327-E-AC | Solar Panels |  | 0.327 | 29 | 121 | 4 |  | Fixed | Roof
NJSTRE1545382820 | NJSRRE1541897485 | Transition Incentive Program | Newark | 7112 | 9 | 13.73 | Residential | Yes | Behind the Meter | Net-metered residential rooftop and canopy |  | None | SunPower Corporation, Systems | PSE&G | Accepted | 2019-08-29 | 2019-09-03 | 2021-10-30 | SUNPOWER | SPR-E20-327-E-AC | Solar Panels |  | 0.327 | 5 | 121 | 23 |  | Fixed | Roof
NJSTRE1545382820 | NJSRRE1541897485 | Transition Incentive Program | Newark | 7112 | 9 | 13.73 | Residential | Yes | Behind the Meter | Net-metered residential rooftop and canopy |  | None | SunPower Corporation, Systems | PSE&G | Accepted | 2019-08-29 | 2019-09-03 | 2021-10-30 | SUNPOWER | SPR-E20-327-E-AC | Solar Panels |  | 0.327 | 4 | 121 | 44 |  | Fixed | Roof
NJSTRE1545382821 | NJSRRE1542376985 | Transition Incentive Program | PENNSAUKEN | 8110 | 14 | 4.41 | Residential | Yes | Behind the Meter | Net-metered residential rooftop and canopy |  | None | Vivint Solar Developer, LLC | PSE&G | Accepted | 2019-09-10 | 2019-09-12 | 2021-10-30 | SOLAREDGE TECHNOLOGIES | SE3800H-US000BNC4 | Inverters | 3800 |  | 1 |  |  | 0.992 |  | Outdoor | Near The Utility Meter
NJSTRE1545382821 | NJSRRE1542376985 | Transition Incentive Program | PENNSAUKEN | 8110 | 14 | 4.41 | Residential | Yes | Behind the Meter | Net-metered residential rooftop and canopy |  | None | Vivint Solar Developer, LLC | PSE&G | Accepted | 2019-09-10 | 2019-09-12 | 2021-10-30 | HANWHA SOLAR | Q.PEAK BLK-G5 315 | Solar Panels |  | 0.315 | 10 | 135 | 30 |  | Fixed | Roof
NJSTRE1545382821 | NJSRRE1542376985 | Transition Incentive Program | PENNSAUKEN | 8110 | 14 | 4.41 | Residential | Yes | Behind the Meter | Net-metered residential rooftop and canopy |  | None | Vivint Solar Developer, LLC | PSE&G | Accepted | 2019-09-10 | 2019-09-12 | 2021-10-30 | HANWHA SOLAR | Q.PEAK BLK-G5 315 | Solar Panels |  | 0.315 | 4 | 45 | 30 |  | Fixed | Roof
NJSTRE1545382822 | NJSRRE1542248737 | Transition Incentive Program | Bloomfield Twp | 7003 | 9 | 2.61 | Residential | Yes | Behind the Meter | Behind the Meter |  | None | Sunrun Installation Services, Inc. | PSE&G | Eligible for TI Program | 2019-09-05 | 2019-09-10 | 2021-10-30 | Ningbo Ginlong Technologies | Solis-1P3K-4G-US | Inverters | 3000 |  | 1 |  |  | 0.96 |  | Outdoor | Next To Meter
NJSTRE1545382822 | NJSRRE1542248737 | Transition Incentive Program | Bloomfield Twp | 7003 | 9 | 2.61 | Residential | Yes | Behind the Meter | Behind the Meter |  | None | Sunrun Installation Services, Inc. | PSE&G | Eligible for TI Program | 2019-09-05 | 2019-09-10 | 2021-10-30 | REC Solar | REC290TP2 BLK | Solar Panels |  | 0.29 | 9 | 127 | 43 |  | Fixed | Roof
NJSTRE1545382823 | NJSRRE1542412788 | Transition Incentive Program | Belleville Twp | 7109 | 9 | 5.94 | Residential | No | Behind the Meter | Behind the Meter |  | None | Sunrun Installation Services, Inc. | PSE&G | Eligible for TI Program | 2019-09-17 | 2019-09-20 | 2021-10-30 | Ningbo Ginlong Technologies | Solis-1P4.6K-4G-US | Inverters | 4600 |  | 1 |  |  | 0.96 |  | Outdoor | Next To Meter
NJSTRE1545382823 | NJSRRE1542412788 | Transition Incentive Program | Belleville Twp | 7109 | 9 | 5.94 | Residential | No | Behind the Meter | Behind the Meter |  | None | Sunrun Installation Services, Inc. | PSE&G | Eligible for TI Program | 2019-09-17 | 2019-09-20 | 2021-10-30 | LG Electronics | LG330N1C-A5 | Solar Panels |  | 0.33 | 18 | 108 | 40 |  | Fixed | Roof
NJSTRE1545382824 | NJSRRE1541871742 | Transition Incentive Program | Dunellen | 8812 | 11 | 9.57 | Residential | No | Behind the Meter | Behind the Meter |  | None | Sunrun Installation Services, Inc. | PSE&G | Eligible for TI Program | 2019-08-21 | 2019-08-26 | 2021-10-30 | SolarEdge Technologies | SE7600H-USRGM | Inverters | 7600 |  | 1 |  |  | 0.96 |  | Outdoor | Next To Meter
NJSTRE1545382824 | NJSRRE1541871742 | Transition Incentive Program | Dunellen | 8812 | 11 | 9.57 | Residential | No | Behind the Meter | Behind the Meter |  | None | Sunrun Installation Services, Inc. | PSE&G | Eligible for TI Program | 2019-08-21 | 2019-08-26 | 2021-10-30 | LG Electronics | LG330N1C-A5 | Solar Panels |  | 0.33 | 9 | 140 | 22 |  | Fixed | Roof
NJSTRE1545382824 | NJSRRE1541871742 | Transition Incentive Program | Dunellen | 8812 | 11 | 9.57 | Residential | No | Behind the Meter | Behind the Meter |  | None | Sunrun Installation Services, Inc. | PSE&G | Eligible for TI Program | 2019-08-21 | 2019-08-26 | 2021-10-30 | LG Electronics | LG330N1C-A5 | Solar Panels |  | 0.33 | 16 | 230 | 23 |  | Fixed | Roof
NJSTRE1545382824 | NJSRRE1541871742 | Transition Incentive Program | Dunellen | 8812 | 11 | 9.57 | Residential | No | Behind the Meter | Behind the Meter |  | None | Sunrun Installation Services, Inc. | PSE&G | Eligible for TI Program | 2019-08-21 | 2019-08-26 | 2021-10-30 | LG Electronics | LG330N1C-A5 | Solar Panels |  | 0.33 | 4 | 49 | 23 |  | Fixed | Roof
NJSTRE1545382826 | NJSRRE1541877898 | Transition Incentive Program | Washington Twp Ber | 7676 | 7 | 10.44 | Residential | Yes | Behind the Meter | Behind the Meter |  | None | Sunrun Installation Services, Inc. | PSE&G | Eligible for TI Program | 2019-08-22 | 2019-08-27 | 2021-10-30 | Ningbo Ginlong Technologies | Solis-1P9K-4G-US | Inverters | 9000 |  | 1 |  |  | 0.96 |  | Outdoor | Next To Meter
NJSTRE1545382826 | NJSRRE1541877898 | Transition Incentive Program | Washington Twp Ber | 7676 | 7 | 10.44 | Residential | Yes | Behind the Meter | Behind the Meter |  | None | Sunrun Installation Services, Inc. | PSE&G | Eligible for TI Program | 2019-08-22 | 2019-08-27 | 2021-10-30 | REC Solar | REC290TP2 BLK | Solar Panels |  | 0.29 | 36 | 91 | 30 |  | Fixed | Roof
NJSTRE1545382829 | NJSRRE1541862263 | Transition Incentive Program | Merchantville | 8109 | 14 | 9.77 | Residential | Yes | Behind the Meter | Net-metered residential rooftop and canopy |  | None | Vivint Solar Developer, LLC | PSE&G | Accepted | 2019-08-22 | 2019-08-26 | 2021-10-30 | SolarEdge Technologies | SE7600H-US | Inverters | 7600 |  | 1 |  |  | 0.992 |  | Outdoor | Near the Utility Meter
NJSTRE1545382829 | NJSRRE1541862263 | Transition Incentive Program | Merchantville | 8109 | 14 | 9.77 | Residential | Yes | Behind the Meter | Net-metered residential rooftop and canopy |  | None | Vivint Solar Developer, LLC | PSE&G | Accepted | 2019-08-22 | 2019-08-26 | 2021-10-30 | Hanwha Solar | Q.PEAK BLK-G5 315 | Solar Panels |  | 0.315 | 16 | 78 | 22 |  | Fixed | Roof
NJSTRE1545382829 | NJSRRE1541862263 | Transition Incentive Program | Merchantville | 8109 | 14 | 9.77 | Residential | Yes | Behind the Meter | Net-metered residential rooftop and canopy |  | None | Vivint Solar Developer, LLC | PSE&G | Accepted | 2019-08-22 | 2019-08-26 | 2021-10-30 | Hanwha Solar | Q.PEAK BLK-G5 315 | Solar Panels |  | 0.315 | 15 | 258 | 22 |  | Fixed | Roof
NJSTRE1545382830 | NJSRRE1542269594 | Transition Incentive Program | HASBROUCK HEIGHTS | 7604 | 7 | 8.51 | Residential | Yes | Behind the Meter | Net-metered residential rooftop and canopy |  | None | Vivint Solar Developer, LLC | PSE&G | Accepted | 2019-09-05 | 2019-09-10 | 2021-10-30 | SolarEdge | SE7600H-US | Inverters | 7600 |  | 1 |  |  | 0.992 |  | Outdoor | Near the Utility Meter
NJSTRE1545382830 | NJSRRE1542269594 | Transition Incentive Program | HASBROUCK HEIGHTS | 7604 | 7 | 8.51 | Residential | Yes | Behind the Meter | Net-metered residential rooftop and canopy |  | None | Vivint Solar Developer, LLC | PSE&G | Accepted | 2019-09-05 | 2019-09-10 | 2021-10-30 | Hanwha Solar | Q.PEAK BLK-G5 315 | Solar Panels |  | 0.315 | 9 | 126 | 38 |  | Fixed | Roof
NJSTRE1545382830 | NJSRRE1542269594 | Transition Incentive Program | HASBROUCK HEIGHTS | 7604 | 7 | 8.51 | Residential | Yes | Behind the Meter | Net-metered residential rooftop and canopy |  | None | Vivint Solar Developer, LLC | PSE&G | Accepted | 2019-09-05 | 2019-09-10 | 2021-10-30 | Hanwha Solar | Q.PEAK BLK-G5 315 | Solar Panels |  | 0.315 | 18 | 306 | 38 |  | Fixed | Roof
NJSTRE1545382831 | NJSRRE1541989805 | Transition Incentive Program | Little Falls | 7424 | 6 | 6.3 | Residential | Yes | Behind the Meter | Net-metered residential rooftop and canopy |  | None | Vivint Solar Developer, LLC | PSE&G | Accepted | 2019-09-04 | 2019-09-05 | 2021-10-30 | SolarEdge | SE7600H-US | Inverters | 7600 |  | 1 |  |  | 0.992 |  | Outdoor | Near the Utility Meter
NJSTRE1545382831 | NJSRRE1541989805 | Transition Incentive Program | Little Falls | 7424 | 6 | 6.3 | Residential | Yes | Behind the Meter | Net-metered residential rooftop and canopy |  | None | Vivint Solar Developer, LLC | PSE&G | Accepted | 2019-09-04 | 2019-09-05 | 2021-10-30 | Hanwha | Q.PEAK BLK-G5 315w | Solar Panels |  | 0.315 | 6 | 110 | 16 |  | Fixed | Roof
NJSTRE1545382831 | NJSRRE1541989805 | Transition Incentive Program | Little Falls | 7424 | 6 | 6.3 | Residential | Yes | Behind the Meter | Net-metered residential rooftop and canopy |  | None | Vivint Solar Developer, LLC | PSE&G | Accepted | 2019-09-04 | 2019-09-05 | 2021-10-30 | Hanwha | Q.PEAK BLK-G5 315w | Solar Panels |  | 0.315 | 14 | 110 | 23 |  | Fixed | Roof
NJSTRE1545382832 | NJSRRE1541873593 | Transition Incentive Program | Lincroft | 7738 | 17 | 26.66 | Residential | No | Behind the Meter | Behind the Meter |  | None | Spectrum Energy, Inc. | JCP&L | Eligible for TI Program | 2019-08-22 | 2019-08-27 | 2021-10-30 | Enphase | IQ7-60-ACM-US | Inverters | 240 |  | 86 |  |  | 0.97 |  | Other | next to meter
NJSTRE1545382832 | NJSRRE1541873593 | Transition Incentive Program | Lincroft | 7738 | 17 | 26.66 | Residential | No | Behind the Meter | Behind the Meter |  | None | Spectrum Energy, Inc. | JCP&L | Eligible for TI Program | 2019-08-22 | 2019-08-27 | 2021-10-30 | Trina | TSMDD05A.05(II) 310W | Solar Panels |  | 0.31 | 11 | 322 | 17 |  | Fixed | Roof
NJSTRE1545382832 | NJSRRE1541873593 | Transition Incentive Program | Lincroft | 7738 | 17 | 26.66 | Residential | No | Behind the Meter | Behind the Meter |  | None | Spectrum Energy, Inc. | JCP&L | Eligible for TI Program | 2019-08-22 | 2019-08-27 | 2021-10-30 | Trina | TSMDD05A.05(II) 310W | Solar Panels |  | 0.31 | 37 | 52 | 27 |  | Fixed | Roof
NJSTRE1545382832 | NJSRRE1541873593 | Transition Incentive Program | Lincroft | 7738 | 17 | 26.66 | Residential | No | Behind the Meter | Behind the Meter |  | None | Spectrum Energy, Inc. | JCP&L | Eligible for TI Program | 2019-08-22 | 2019-08-27 | 2021-10-30 | Trina | TSMDD05A.05(II) 310W | Solar Panels |  | 0.31 | 8 | 322 | 18 |  | Fixed | Roof
NJSTRE1545382832 | NJSRRE1541873593 | Transition Incentive Program | Lincroft | 7738 | 17 | 26.66 | Residential | No | Behind the Meter | Behind the Meter |  | None | Spectrum Energy, Inc. | JCP&L | Eligible for TI Program | 2019-08-22 | 2019-08-27 | 2021-10-30 | Trina | TSMDD05A.05(II) 310W | Solar Panels |  | 0.31 | 9 | 142 | 19 |  | Fixed | Roof
NJSTRE1545382832 | NJSRRE1541873593 | Transition Incentive Program | Lincroft | 7738 | 17 | 26.66 | Residential | No | Behind the Meter | Behind the Meter |  | None | Spectrum Energy, Inc. | JCP&L | Eligible for TI Program | 2019-08-22 | 2019-08-27 | 2021-10-30 | Trina | TSMDD05A.05(II) 310W | Solar Panels |  | 0.31 | 3 | 232 | 17 |  | Fixed | Roof
NJSTRE1545382832 | NJSRRE1541873593 | Transition Incentive Program | Lincroft | 7738 | 17 | 26.66 | Residential | No | Behind the Meter | Behind the Meter |  | None | Spectrum Energy, Inc. | JCP&L | Eligible for TI Program | 2019-08-22 | 2019-08-27 | 2021-10-30 | Trina | TSMDD05A.05(II) 310W | Solar Panels |  | 0.31 | 8 | 142 | 18 |  | Fixed | Roof
NJSTRE1545382832 | NJSRRE1541873593 | Transition Incentive Program | Lincroft | 7738 | 17 | 26.66 | Residential | No | Behind the Meter | Behind the Meter |  | None | Spectrum Energy, Inc. | JCP&L | Eligible for TI Program | 2019-08-22 | 2019-08-27 | 2021-10-30 | Trina | TSMDD05A.05(II) 310W | Solar Panels |  | 0.31 | 10 | 322 | 17 |  | Fixed | Roof
NJSTRE1545382833 | NJSRRE1542409357 | Transition Incentive Program | Camden | 8104 | 14 | 2.22 | Residential | Yes | Behind the Meter | Net-metered residential rooftop and canopy |  | None | SunPower Corporation, Systems | PSE&G | Accepted | 2019-09-16 | 2019-09-18 | 2021-10-30 | SUNPOWER | SPR-X22-370-E-AC | Inverters | 320 |  | 6 |  |  | 0.96 |  | Other | under each panel
NJSTRE1545382833 | NJSRRE1542409357 | Transition Incentive Program | Camden | 8104 | 14 | 2.22 | Residential | Yes | Behind the Meter | Net-metered residential rooftop and canopy |  | None | SunPower Corporation, Systems | PSE&G | Accepted | 2019-09-16 | 2019-09-18 | 2021-10-30 | SUNPOWER | SPR-X22-370-E-AC | Solar Panels |  | 0.37 | 6 | 244 | 4 |  | Fixed | Roof
NJSTRE1545382835 | NJSRRE1541895478 | Transition Incentive Program | Hackensack | 7601 | 7 | 3.19 | Residential | Yes | Behind the Meter | Behind the Meter |  | None | Sunrun Installation Services, Inc. | PSE&G | Eligible for TI Program | 2019-08-28 | 2019-09-03 | 2021-10-30 | SolarEdge Technologies | SE3000H-USRGM | Inverters | 3000 |  | 1 |  |  | 0.96 |  | Outdoor | Next To Meter
NJSTRE1545382835 | NJSRRE1541895478 | Transition Incentive Program | Hackensack | 7601 | 7 | 3.19 | Residential | Yes | Behind the Meter | Behind the Meter |  | None | Sunrun Installation Services, Inc. | PSE&G | Eligible for TI Program | 2019-08-28 | 2019-09-03 | 2021-10-30 | REC Solar | REC290TP2 BLK | Solar Panels |  | 0.29 | 5 | 104 | 30 |  | Fixed | Roof
NJSTRE1545382835 | NJSRRE1541895478 | Transition Incentive Program | Hackensack | 7601 | 7 | 3.19 | Residential | Yes | Behind the Meter | Behind the Meter |  | None | Sunrun Installation Services, Inc. | PSE&G | Eligible for TI Program | 2019-08-28 | 2019-09-03 | 2021-10-30 | REC Solar | REC290TP2 BLK | Solar Panels |  | 0.29 | 3 | 284 | 18 |  | Fixed | Roof
NJSTRE1545382835 | NJSRRE1541895478 | Transition Incentive Program | Hackensack | 7601 | 7 | 3.19 | Residential | Yes | Behind the Meter | Behind the Meter |  | None | Sunrun Installation Services, Inc. | PSE&G | Eligible for TI Program | 2019-08-28 | 2019-09-03 | 2021-10-30 | REC Solar | REC290TP2 BLK | Solar Panels |  | 0.29 | 3 | 104 | 40 |  | Fixed | Roof
NJSTRE1545382836 | NJSRRE1542389719 | Transition Incentive Program | TOMS RIVER | 8757 | 18 | 2.52 | Residential | Yes | Behind the Meter | Net-metered residential rooftop and canopy |  | None | Vivint Solar Developer, LLC | JCP&L | Accepted | 2019-09-11 | 2019-09-13 | 2021-10-30 | SOLAREDGE TECHNOLOGIES | SE3800H-US000BNC4 | Inverters | 3800 |  | 1 |  |  | 0.992 |  | Outdoor | Near The Utility Meter
NJSTRE1545382836 | NJSRRE1542389719 | Transition Incentive Program | TOMS RIVER | 8757 | 18 | 2.52 | Residential | Yes | Behind the Meter | Net-metered residential rooftop and canopy |  | None | Vivint Solar Developer, LLC | JCP&L | Accepted | 2019-09-11 | 2019-09-13 | 2021-10-30 | HANWHA SOLAR | Q.PEAK BLK-G5 315 | Solar Panels |  | 0.315 | 4 | 77 | 19 |  | Fixed | Roof
NJSTRE1545382836 | NJSRRE1542389719 | Transition Incentive Program | TOMS RIVER | 8757 | 18 | 2.52 | Residential | Yes | Behind the Meter | Net-metered residential rooftop and canopy |  | None | Vivint Solar Developer, LLC | JCP&L | Accepted | 2019-09-11 | 2019-09-13 | 2021-10-30 | HANWHA SOLAR | Q.PEAK BLK-G5 315 | Solar Panels |  | 0.315 | 4 | 257 | 19 |  | Fixed | Roof
NJSTRE1545382837 | NJSRRE1542407173 | Transition Incentive Program | Howell | 7731 | 17 | 16.7 | Residential | Yes | Behind the Meter | Net-metered residential rooftop and canopy |  | None | Vivint Solar Developer, LLC | JCP&L | Accepted | 2019-09-18 | 2019-09-19 | 2021-10-30 | Solar Edge | SE3800H-US000BNC4 | Inverters | 3800 |  | 1 |  |  | 0.992 |  | Other | Near the Utility Meter
NJSTRE1545382837 | NJSRRE1542407173 | Transition Incentive Program | Howell | 7731 | 17 | 16.7 | Residential | Yes | Behind the Meter | Net-metered residential rooftop and canopy |  | None | Vivint Solar Developer, LLC | JCP&L | Accepted | 2019-09-18 | 2019-09-19 | 2021-10-30 | Solar Edge | SE7600H-US000BNC4 | Inverters | 7600 |  | 1 |  |  | 0.992 |  | Other | Near the Utility Meter
NJSTRE1545382837 | NJSRRE1542407173 | Transition Incentive Program | Howell | 7731 | 17 | 16.7 | Residential | Yes | Behind the Meter | Net-metered residential rooftop and canopy |  | None | Vivint Solar Developer, LLC | JCP&L | Accepted | 2019-09-18 | 2019-09-19 | 2021-10-30 | Hanwha | Q.PEAK DUO BLK-G5 315w | Solar Panels |  | 0.315 | 20 | 245 | 27 |  | Fixed | Roof
NJSTRE1545382837 | NJSRRE1542407173 | Transition Incentive Program | Howell | 7731 | 17 | 16.7 | Residential | Yes | Behind the Meter | Net-metered residential rooftop and canopy |  | None | Vivint Solar Developer, LLC | JCP&L | Accepted | 2019-09-18 | 2019-09-19 | 2021-10-30 | Hanwha | Q.PEAK DUO BLK-G5 315w | Solar Panels |  | 0.315 | 10 | 65 | 27 |  | Fixed | Roof
NJSTRE1545382837 | NJSRRE1542407173 | Transition Incentive Program | Howell | 7731 | 17 | 16.7 | Residential | Yes | Behind the Meter | Net-metered residential rooftop and canopy |  | None | Vivint Solar Developer, LLC | JCP&L | Accepted | 2019-09-18 | 2019-09-19 | 2021-10-30 | Hanwha | Q.PEAK DUO BLK-G5 315w | Solar Panels |  | 0.315 | 6 | 155 | 28 |  | Fixed | Roof
NJSTRE1545382837 | NJSRRE1542407173 | Transition Incentive Program | Howell | 7731 | 17 | 16.7 | Residential | Yes | Behind the Meter | Net-metered residential rooftop and canopy |  | None | Vivint Solar Developer, LLC | JCP&L | Accepted | 2019-09-18 | 2019-09-19 | 2021-10-30 | Hanwha | Q.PEAK DUO BLK-G5 315w | Solar Panels |  | 0.315 | 2 | 335 | 28 |  | Fixed | Roof
NJSTRE1545382837 | NJSRRE1542407173 | Transition Incentive Program | Howell | 7731 | 17 | 16.7 | Residential | Yes | Behind the Meter | Net-metered residential rooftop and canopy |  | None | Vivint Solar Developer, LLC | JCP&L | Accepted | 2019-09-18 | 2019-09-19 | 2021-10-30 | Hanwha | Q.PEAK DUO BLK-G5 315w | Solar Panels |  | 0.315 | 15 | 65 | 28 |  | Fixed | Roof
NJSTRE1545382838 | NJSRRE1541890984 | Transition Incentive Program | Montgomery | 8502 | 5 | 7.15 | Residential | No | Behind the Meter | Behind the Meter |  | None | Maier Solar Engineering dba Solar Me | PSE&G | Eligible for TI Program | 2019-08-28 | 2019-08-30 | 2021-10-30 | Solar Edge | SE7600H-US | Inverters | 7600 |  | 1 |  |  | 0.97 |  | Outdoor | Next to meter
NJSTRE1545382838 | NJSRRE1541890984 | Transition Incentive Program | Montgomery | 8502 | 5 | 7.15 | Residential | No | Behind the Meter | Behind the Meter |  | None | Maier Solar Engineering dba Solar Me | PSE&G | Eligible for TI Program | 2019-08-28 | 2019-08-30 | 2021-10-30 | Panasonic | VBHN325KA03 | Solar Panels |  | 0.325 | 22 | 126 | 33 |  | Fixed | Roof
NJSTRE1545382839 | NJSRRE1542396027 | Transition Incentive Program | Lakewood | 8701 | 18 | 9 | Residential | Yes | Behind the Meter | Net-metered residential rooftop and canopy |  | None | Powerlutions | JCP&L | Accepted | 2019-09-13 | 2019-09-17 | 2021-10-30 | Enphase | IQ7-60-2-US | Inverters | 7.2 |  | 30 |  |  | 0.97 |  | Outdoor | Panel
NJSTRE1545382839 | NJSRRE1542396027 | Transition Incentive Program | Lakewood | 8701 | 18 | 9 | Residential | Yes | Behind the Meter | Net-metered residential rooftop and canopy |  | None | Powerlutions | JCP&L | Accepted | 2019-09-13 | 2019-09-17 | 2021-10-30 | Trina | TSM-305 DD05A.05 | Solar Panels |  | 0.3 | 30 | 215 | 25 |  | Fixed | Roof
NJSTRE1545382843 | NJSRRE1542033469 | Transition Incentive Program | Egg Harbor Township | 8234 | 19 | 10.4 | Residential | Yes | Behind the Meter | Net-metered residential rooftop and canopy |  | None | Trinity Solar | AC Electric | As-Built Incomplete - Review |  | 2019-09-05 |  | Hanwha 315 | Q.PEAK DUO BLK-G5 315 | Solar Panels |  | 0.315 | 13 | 202 | 35 |  | Fixed | Roof
NJSTRE1545382843 | NJSRRE1542033469 | Transition Incentive Program | Egg Harbor Township | 8234 | 19 | 10.4 | Residential | Yes | Behind the Meter | Net-metered residential rooftop and canopy |  | None | Trinity Solar | AC Electric | As-Built Incomplete - Review |  | 2019-09-05 |  | Hanwha 315 | Q.PEAK DUO BLK-G5 315 | Solar Panels |  | 0.315 | 20 | 202 | 35 |  | Fixed | Roof
NJSTRE1545382843 | NJSRRE1542033469 | Transition Incentive Program | Egg Harbor Township | 8234 | 19 | 10.4 | Residential | Yes | Behind the Meter | Net-metered residential rooftop and canopy |  | None | Trinity Solar | AC Electric | As-Built Incomplete - Review |  | 2019-09-05 |  | Enphase | IQ7-60-2-US | Inverters | 240 |  | 33 |  |  | 0.96 |  | Outside | under panels
NJSTRE1545382843 | NJSRRE1542033469 | Transition Incentive Program | Egg Harbor Township | 8234 | 19 | 10.4 | Residential | Yes | Behind the Meter | Net-metered residential rooftop and canopy |  | None | Trinity Solar | AC Electric | As-Built Incomplete - Review |  | 2019-09-05 |  | Envoy | X-IQ-AM1-240-3 | Meters |  |  | 1 |  |  |  | Yes | Outdoor
NJSTRE1545382845 | NJSRRE1542393501 | Transition Incentive Program | Keansburg | 7734 | 17 | 15.6 | Residential | No | Behind the Meter | Net-metered residential rooftop and canopy |  | None | Bright Planet Solar | PSE&G | Accepted | 2019-09-12 | 2019-09-16 | 2021-10-30 | SOLAR EDGE | SE11400H-USRGM | Inverters | 11400 |  | 1 |  |  | 0.98 |  | Outdoor | NEXT TO METER
NJSTRE1545382845 | NJSRRE1542393501 | Transition Incentive Program | Keansburg | 7734 | 17 | 15.6 | Residential | No | Behind the Meter | Net-metered residential rooftop and canopy |  | None | Bright Planet Solar | PSE&G | Accepted | 2019-09-12 | 2019-09-16 | 2021-10-30 | TRINA SOLAR | TSM-DD05A.05(II) 300W | Solar Panels |  | 0.3 | 15 | 37 | 23 |  | Fixed | Roof
NJSTRE1545382845 | NJSRRE1542393501 | Transition Incentive Program | Keansburg | 7734 | 17 | 15.6 | Residential | No | Behind the Meter | Net-metered residential rooftop and canopy |  | None | Bright Planet Solar | PSE&G | Accepted | 2019-09-12 | 2019-09-16 | 2021-10-30 | TRINA SOLAR | TSM-DD05A.05(II) 300W | Solar Panels |  | 0.3 | 37 | 217 | 23 |  | Fixed | Roof
NJSTRE1545382846 | NJSRRE1542033472 | Transition Incentive Program | Pleasantville | 8232 | 19 | 5.12 | Residential | Yes | Behind the Meter | Behind the Meter |  | None | Skyline Solar, LLC | AC Electric | Eligible for TI Program | 2019-09-03 | 2019-09-05 | 2021-10-30 | SolarEdge | SE3800H-US | Inverters | 3800 |  | 1 |  |  | 0.99 |  | Outside | within ten feet of meter
NJSTRE1545382846 | NJSRRE1542033472 | Transition Incentive Program | Pleasantville | 8232 | 19 | 5.12 | Residential | Yes | Behind the Meter | Behind the Meter |  | None | Skyline Solar, LLC | AC Electric | Eligible for TI Program | 2019-09-03 | 2019-09-05 | 2021-10-30 | Hanwha Q-Cells | Q.PEAK DUO-G5 320 | Solar Panels |  | 0.32 | 16 | 170,260,80,80,170 | 40 |  | Fixed | Roof
NJSTRE1545382848 | NJSRRE1542175343 | Transition Incentive Program | Woodbury Heights | 8097 | 15 | 13.05 | Residential | Yes | Behind the Meter | Behind the Meter |  | None | Sunrun Installation Services, Inc. | PSE&G | Eligible for TI Program | 2019-09-04 | 2019-09-06 | 2021-10-30 | LG Chem | RESU 10H SEG | Electric Storage Battery |  |  | 1 |  |  |  | Lithium Ion |  | outside
NJSTRE1545382848 | NJSRRE1542175343 | Transition Incentive Program | Woodbury Heights | 8097 | 15 | 13.05 | Residential | Yes | Behind the Meter | Behind the Meter |  | None | Sunrun Installation Services, Inc. | PSE&G | Eligible for TI Program | 2019-09-04 | 2019-09-06 | 2021-10-30 | SolarEdge Technologies | SE3800A-USS2RGM | Inverters | 3800 |  | 1 |  |  | 0.96 |  | Outdoor | Next To Meter
NJSTRE1545382848 | NJSRRE1542175343 | Transition Incentive Program | Woodbury Heights | 8097 | 15 | 13.05 | Residential | Yes | Behind the Meter | Behind the Meter |  | None | Sunrun Installation Services, Inc. | PSE&G | Eligible for TI Program | 2019-09-04 | 2019-09-06 | 2021-10-30 | SolarEdge Technologies | SE7600A-USS2RGM | Inverters | 7600 |  | 1 |  |  | 0.96 |  | Outdoor | Next To Meter
NJSTRE1545382848 | NJSRRE1542175343 | Transition Incentive Program | Woodbury Heights | 8097 | 15 | 13.05 | Residential | Yes | Behind the Meter | Behind the Meter |  | None | Sunrun Installation Services, Inc. | PSE&G | Eligible for TI Program | 2019-09-04 | 2019-09-06 | 2021-10-30 | REC Solar | REC290TP2 BLK | Solar Panels |  | 0.29 | 17 | 168 | 18 |  | Fixed | Roof
NJSTRE1545382848 | NJSRRE1542175343 | Transition Incentive Program | Woodbury Heights | 8097 | 15 | 13.05 | Residential | Yes | Behind the Meter | Behind the Meter |  | None | Sunrun Installation Services, Inc. | PSE&G | Eligible for TI Program | 2019-09-04 | 2019-09-06 | 2021-10-30 | REC Solar | REC290TP2 BLK | Solar Panels |  | 0.29 | 12 | 75 | 23 |  | Fixed | Roof
NJSTRE1545382848 | NJSRRE1542175343 | Transition Incentive Program | Woodbury Heights | 8097 | 15 | 13.05 | Residential | Yes | Behind the Meter | Behind the Meter |  | None | Sunrun Installation Services, Inc. | PSE&G | Eligible for TI Program | 2019-09-04 | 2019-09-06 | 2021-10-30 | REC Solar | REC290TP2 BLK | Solar Panels |  | 0.29 | 13 | 254 | 23 |  | Fixed | Roof
NJSTRE1545382848 | NJSRRE1542175343 | Transition Incentive Program | Woodbury Heights | 8097 | 15 | 13.05 | Residential | Yes | Behind the Meter | Behind the Meter |  | None | Sunrun Installation Services, Inc. | PSE&G | Eligible for TI Program | 2019-09-04 | 2019-09-06 | 2021-10-30 | REC Solar | REC290TP2 BLK | Solar Panels |  | 0.29 | 3 | 256 | 14 |  | Fixed | Roof
NJSTRE1545382849 | NJSRRE1541891189 | Transition Incentive Program | Forked River | 8731 | 18 | 3.47 | Residential | Yes | Behind the Meter | Net-metered residential rooftop and canopy |  | None | Vivint Solar Developer, LLC | JCP&L | Accepted | 2019-09-05 | 2019-09-05 | 2021-10-30 | SOLAREDGE TECHNOLOGIES | SE3800H-US000BNC4 | Inverters | 3800 |  | 1 |  |  | 0.992 |  | Outdoor | Near the Utility Meter
NJSTRE1545382849 | NJSRRE1541891189 | Transition Incentive Program | Forked River | 8731 | 18 | 3.47 | Residential | Yes | Behind the Meter | Net-metered residential rooftop and canopy |  | None | Vivint Solar Developer, LLC | JCP&L | Accepted | 2019-09-05 | 2019-09-05 | 2021-10-30 | HANWHA SOLAR | Q.PEAK BLK-G5 315 | Solar Panels |  | 0.315 | 11 | 202 | 18 |  | Fixed | Roof
NJSTRE1545382850 | NJSRRE1542397133 | Transition Incentive Program | Sea Bright | 7760 | 17 | 6.41 | Residential | Yes | Behind the Meter | Behind the Meter |  | None | All Season Solar | JCP&L | Eligible for TI Program | 2019-09-13 | 2019-09-17 | 2021-10-30 | Enphase | IQ7 | Inverters | 240 |  | 21 |  |  | 0.97 |  | Outdoor | under module
NJSTRE1545382850 | NJSRRE1542397133 | Transition Incentive Program | Sea Bright | 7760 | 17 | 6.41 | Residential | Yes | Behind the Meter | Behind the Meter |  | None | All Season Solar | JCP&L | Eligible for TI Program | 2019-09-13 | 2019-09-17 | 2021-10-30 | Trina | TSMDD05A II 305W | Solar Panels |  | 0.305 | 6 | 266 | 45 |  | Fixed | Roof
NJSTRE1545382850 | NJSRRE1542397133 | Transition Incentive Program | Sea Bright | 7760 | 17 | 6.41 | Residential | Yes | Behind the Meter | Behind the Meter |  | None | All Season Solar | JCP&L | Eligible for TI Program | 2019-09-13 | 2019-09-17 | 2021-10-30 | Trina | TSMDD05A II 305W | Solar Panels |  | 0.305 | 3 | 176 | 45 |  | Fixed | Roof
NJSTRE1545382850 | NJSRRE1542397133 | Transition Incentive Program | Sea Bright | 7760 | 17 | 6.41 | Residential | Yes | Behind the Meter | Behind the Meter |  | None | All Season Solar | JCP&L | Eligible for TI Program | 2019-09-13 | 2019-09-17 | 2021-10-30 | Trina | TSMDD05A II 305W | Solar Panels |  | 0.305 | 8 | 176 | 53 |  | Fixed | Roof
NJSTRE1545382850 | NJSRRE1542397133 | Transition Incentive Program | Sea Bright | 7760 | 17 | 6.41 | Residential | Yes | Behind the Meter | Behind the Meter |  | None | All Season Solar | JCP&L | Eligible for TI Program | 2019-09-13 | 2019-09-17 | 2021-10-30 | Trina | TSMDD05A II 305W | Solar Panels |  | 0.305 | 4 | 86 | 45 |  | Fixed | Roof
NJSTRE1545382853 | NJSRRE1542269571 | Transition Incentive Program | Plainfield | 7060 | 10 | 5.67 | Residential | Yes | Behind the Meter | Net-metered residential rooftop and canopy |  | None | Vivint Solar Developer, LLC | PSE&G | Accepted | 2019-09-05 | 2019-09-10 | 2021-10-30 | Solar Edge | SE3800H-US000BNC4 | Inverters | 3800 |  | 1 |  |  | 0.992 |  | Outdoor | near the utility meter
NJSTRE1545382853 | NJSRRE1542269571 | Transition Incentive Program | Plainfield | 7060 | 10 | 5.67 | Residential | Yes | Behind the Meter | Net-metered residential rooftop and canopy |  | None | Vivint Solar Developer, LLC | PSE&G | Accepted | 2019-09-05 | 2019-09-10 | 2021-10-30 | Hanwha Solar | Q.PEAK BLK-G5 315 | Solar Panels |  | 0.315 | 6 | 228 | 30 |  | Fixed | Roof
NJSTRE1545382853 | NJSRRE1542269571 | Transition Incentive Program | Plainfield | 7060 | 10 | 5.67 | Residential | Yes | Behind the Meter | Net-metered residential rooftop and canopy |  | None | Vivint Solar Developer, LLC | PSE&G | Accepted | 2019-09-05 | 2019-09-10 | 2021-10-30 | Hanwha Solar | Q.PEAK BLK-G5 315 | Solar Panels |  | 0.315 | 12 | 228 | 30 |  | Fixed | Roof
NJSTRE1545382854 | NJSRRE1541880837 | Transition Incentive Program | New Milford | 7646 | 7 | 9.77 | Residential | Yes | Behind the Meter | Net-metered residential rooftop and canopy |  | None | Vivint Solar Developer, LLC | PSE&G | Accepted | 2019-09-05 | 2019-09-05 | 2021-10-30 | SolarEdge Technologies | SE7600H-US000BNC4 | Inverters | 7600 |  | 1 |  |  | 0.992 |  | Outdoor | Near the Utility Meter
NJSTRE1545382854 | NJSRRE1541880837 | Transition Incentive Program | New Milford | 7646 | 7 | 9.77 | Residential | Yes | Behind the Meter | Net-metered residential rooftop and canopy |  | None | Vivint Solar Developer, LLC | PSE&G | Accepted | 2019-09-05 | 2019-09-05 | 2021-10-30 | HANWHA SOLAR | Q.PEAK BLK-G5 315 | Solar Panels |  | 0.315 | 4 | 90 | 22 |  | Fixed | Roof
NJSTRE1545382854 | NJSRRE1541880837 | Transition Incentive Program | New Milford | 7646 | 7 | 9.77 | Residential | Yes | Behind the Meter | Net-metered residential rooftop and canopy |  | None | Vivint Solar Developer, LLC | PSE&G | Accepted | 2019-09-05 | 2019-09-05 | 2021-10-30 | HANWHA SOLAR | Q.PEAK BLK-G5 315 | Solar Panels |  | 0.315 | 20 | 180 | 22 |  | Fixed | Roof
NJSTRE1545382854 | NJSRRE1541880837 | Transition Incentive Program | New Milford | 7646 | 7 | 9.77 | Residential | Yes | Behind the Meter | Net-metered residential rooftop and canopy |  | None | Vivint Solar Developer, LLC | PSE&G | Accepted | 2019-09-05 | 2019-09-05 | 2021-10-30 | HANWHA SOLAR | Q.PEAK BLK-G5 315 | Solar Panels |  | 0.315 | 7 | 270 | 22 |  | Fixed | Roof
NJSTRE1545382855 | NJSRRE1542182713 | Transition Incentive Program | Franklinville | 8322 | 15 | 14.4 | Residential | No | Behind the Meter | Net-metered residential rooftop and canopy |  | None | Castle Energy, LLC | AC Electric | Accepted | 2019-09-04 | 2019-09-06 | 2021-10-30 | Enphase Energy | IQ7-60-2-US | Inverters | 240 |  | 45 |  |  | 0.967 |  | Outside | on the rooftop under each solar panel
NJSTRE1545382855 | NJSRRE1542182713 | Transition Incentive Program | Franklinville | 8322 | 15 | 14.4 | Residential | No | Behind the Meter | Net-metered residential rooftop and canopy |  | None | Castle Energy, LLC | AC Electric | Accepted | 2019-09-04 | 2019-09-06 | 2021-10-30 | LG Electronics | LG320N1C-G4 | Solar Panels |  | 0.32 | 24 | 302 | 27 |  | Fixed | Roof
NJSTRE1545382855 | NJSRRE1542182713 | Transition Incentive Program | Franklinville | 8322 | 15 | 14.4 | Residential | No | Behind the Meter | Net-metered residential rooftop and canopy |  | None | Castle Energy, LLC | AC Electric | Accepted | 2019-09-04 | 2019-09-06 | 2021-10-30 | LG Electronics | LG320N1C-G4 | Solar Panels |  | 0.32 | 21 | 122 | 27 |  | Fixed | Roof
NJSTRE1545382856 | NJSRRE1542412611 | Transition Incentive Program | Hopatcong | 7843 | 1 | 5.8 | Residential | Yes | Behind the Meter | Behind the Meter |  | None | Sunrun Installation Services, Inc. | JCP&L | Eligible for TI Program | 2019-09-17 | 2019-09-19 | 2021-10-30 | Ningbo Ginlong Technologies | Solis-1P4.6K-4G-US | Inverters | 4600 |  | 1 |  |  | 0.96 |  | Outdoor | Next To Meter
NJSTRE1545382856 | NJSRRE1542412611 | Transition Incentive Program | Hopatcong | 7843 | 1 | 5.8 | Residential | Yes | Behind the Meter | Behind the Meter |  | None | Sunrun Installation Services, Inc. | JCP&L | Eligible for TI Program | 2019-09-17 | 2019-09-19 | 2021-10-30 | REC Solar | REC290TP2 BLK | Solar Panels |  | 0.29 | 20 | 125 | 18 |  | Fixed | Roof
NJSTRE1545382857 | NJSRRE1542412312 | Transition Incentive Program | Hopewell Twp Mer | 8525 | 12 | 6.67 | Residential | No | Behind the Meter | Behind the Meter |  | None | Sunrun Installation Services, Inc. | PSE&G | Eligible for TI Program | 2019-09-17 | 2019-09-19 | 2021-10-30 | LG Chem | RESU 10H SEG | Electric Storage Battery |  |  | 1 |  |  |  | Lithium Ion |  | outside
NJSTRE1545382857 | NJSRRE1542412312 | Transition Incentive Program | Hopewell Twp Mer | 8525 | 12 | 6.67 | Residential | No | Behind the Meter | Behind the Meter |  | None | Sunrun Installation Services, Inc. | PSE&G | Eligible for TI Program | 2019-09-17 | 2019-09-19 | 2021-10-30 | SolarEdge Technologies | SE7600A-USS2RGM | Inverters | 7600 |  | 1 |  |  | 0.96 |  | Outdoor | Next To Meter
NJSTRE1545382857 | NJSRRE1542412312 | Transition Incentive Program | Hopewell Twp Mer | 8525 | 12 | 6.67 | Residential | No | Behind the Meter | Behind the Meter |  | None | Sunrun Installation Services, Inc. | PSE&G | Eligible for TI Program | 2019-09-17 | 2019-09-19 | 2021-10-30 | REC Solar | REC290TP2 BLK | Solar Panels |  | 0.29 | 7 | 240 | 9 |  | Fixed | Roof
NJSTRE1545382857 | NJSRRE1542412312 | Transition Incentive Program | Hopewell Twp Mer | 8525 | 12 | 6.67 | Residential | No | Behind the Meter | Behind the Meter |  | None | Sunrun Installation Services, Inc. | PSE&G | Eligible for TI Program | 2019-09-17 | 2019-09-19 | 2021-10-30 | REC Solar | REC290TP2 BLK | Solar Panels |  | 0.29 | 16 | 237 | 34 |  | Fixed | Roof
NJSTRE1545382858 | NJSRRE1541864857 | Transition Incentive Program | NEWARK | 7112 | 9 | 5.8 | Residential | No | Behind the Meter | Behind the Meter |  | None | Infinity Solar Systems | PSE&G | Eligible for TI Program | 2019-08-21 | 2019-08-26 | 2021-10-30 | ENPHASE | IQ7-60-X-US | Inverters | 240 |  | 19 |  |  | 0.97 |  | Other | MICROINVERTERS
NJSTRE1545382858 | NJSRRE1541864857 | Transition Incentive Program | NEWARK | 7112 | 9 | 5.8 | Residential | No | Behind the Meter | Behind the Meter |  | None | Infinity Solar Systems | PSE&G | Eligible for TI Program | 2019-08-21 | 2019-08-26 | 2021-10-30 | LG | LG-305DD05A.05 | Solar Panels |  | 0.305 | 5 | 206 | 30 |  | Fixed | Roof
NJSTRE1545382858 | NJSRRE1541864857 | Transition Incentive Program | NEWARK | 7112 | 9 | 5.8 | Residential | No | Behind the Meter | Behind the Meter |  | None | Infinity Solar Systems | PSE&G | Eligible for TI Program | 2019-08-21 | 2019-08-26 | 2021-10-30 | LG | LG-305DD05A.05 | Solar Panels |  | 0.305 | 2 | 26 | 30 |  | Fixed | Roof
NJSTRE1545382858 | NJSRRE1541864857 | Transition Incentive Program | NEWARK | 7112 | 9 | 5.8 | Residential | No | Behind the Meter | Behind the Meter |  | None | Infinity Solar Systems | PSE&G | Eligible for TI Program | 2019-08-21 | 2019-08-26 | 2021-10-30 | LG | LG-305DD05A.05 | Solar Panels |  | 0.305 | 2 | 296 | 30 |  | Fixed | Roof
NJSTRE1545382858 | NJSRRE1541864857 | Transition Incentive Program | NEWARK | 7112 | 9 | 5.8 | Residential | No | Behind the Meter | Behind the Meter |  | None | Infinity Solar Systems | PSE&G | Eligible for TI Program | 2019-08-21 | 2019-08-26 | 2021-10-30 | LG | LG-305DD05A.05 | Solar Panels |  | 0.305 | 2 | 116 | 30 |  | Fixed | Roof
NJSTRE1545382858 | NJSRRE1541864857 | Transition Incentive Program | NEWARK | 7112 | 9 | 5.8 | Residential | No | Behind the Meter | Behind the Meter |  | None | Infinity Solar Systems | PSE&G | Eligible for TI Program | 2019-08-21 | 2019-08-26 | 2021-10-30 | LG | LG-305DD05A.05 | Solar Panels |  | 0.305 | 2 | 116 | 30 |  | Fixed | Roof
NJSTRE1545382858 | NJSRRE1541864857 | Transition Incentive Program | NEWARK | 7112 | 9 | 5.8 | Residential | No | Behind the Meter | Behind the Meter |  | None | Infinity Solar Systems | PSE&G | Eligible for TI Program | 2019-08-21 | 2019-08-26 | 2021-10-30 | LG | LG-305DD05A.05 | Solar Panels |  | 0.305 | 2 | 206 | 30 |  | Fixed | Roof
NJSTRE1545382858 | NJSRRE1541864857 | Transition Incentive Program | NEWARK | 7112 | 9 | 5.8 | Residential | No | Behind the Meter | Behind the Meter |  | None | Infinity Solar Systems | PSE&G | Eligible for TI Program | 2019-08-21 | 2019-08-26 | 2021-10-30 | LG | LG-305DD05A.05 | Solar Panels |  | 0.305 | 2 | 26 | 30 |  | Fixed | Roof
NJSTRE1545382858 | NJSRRE1541864857 | Transition Incentive Program | NEWARK | 7112 | 9 | 5.8 | Residential | No | Behind the Meter | Behind the Meter |  | None | Infinity Solar Systems | PSE&G | Eligible for TI Program | 2019-08-21 | 2019-08-26 | 2021-10-30 | LG | LG-305DD05A.05 | Solar Panels |  | 0.305 | 2 | 296 | 30 |  | Fixed | Roof
NJSTRE1545382859 | NJSRRE1542317161 | Transition Incentive Program | Kearny | 7032 | 8 | 9.3 | Residential | No | Behind the Meter | Behind the Meter |  | PSEG | Maier Solar Engineering dba Solar Me | PSE&G | Eligible for TI Program | 2019-09-06 | 2019-09-10 | 2021-10-30 | Enphase | IQ7 | Inverters | 290 |  | 8 |  |  | 0.96 |  | Outdoor | Next to meter
NJSTRE1545382859 | NJSRRE1542317161 | Transition Incentive Program | Kearny | 7032 | 8 | 9.3 | Residential | No | Behind the Meter | Behind the Meter |  | PSEG | Maier Solar Engineering dba Solar Me | PSE&G | Eligible for TI Program | 2019-09-06 | 2019-09-10 | 2021-10-30 | Hyundai | HiS-300MG | Solar Panels |  | 0.3 | 4 | 213 | 35 |  | Fixed | Roof
NJSTRE1545382859 | NJSRRE1542317161 | Transition Incentive Program | Kearny | 7032 | 8 | 9.3 | Residential | No | Behind the Meter | Behind the Meter |  | PSEG | Maier Solar Engineering dba Solar Me | PSE&G | Eligible for TI Program | 2019-09-06 | 2019-09-10 | 2021-10-30 | Hyundai | HiS-S300MG | Solar Panels |  | 0.3 | 27 | 123 | 35 |  | Fixed | Roof
NJSTRE1545382860 | NJSRRE1542408932 | Transition Incentive Program | West Creek | 8092 | 18 | 81 | Commercial | No | Behind the Meter | Net-metered non-residential rooftop and canopy |  | None | DC SOLAR INTEGRATORS | PSE&G | As-Built Incomplete - Review |  | 2019-09-18 |  | AXITEC | AC-360M/72S | Solar Panels |  | 0.36 | 225 | 228 | 10 |  | Fixed | Roof
NJSTRE1545382860 | NJSRRE1542408932 | Transition Incentive Program | West Creek | 8092 | 18 | 81 | Commercial | No | Behind the Meter | Net-metered non-residential rooftop and canopy |  | None | DC SOLAR INTEGRATORS | PSE&G | As-Built Incomplete - Review |  | 2019-09-18 |  | SOLAREDGE | SE43.2KUS | Inverters | 43200 |  | 1 |  |  | 0.97 |  | Outside | ROOF
NJSTRE1545382860 | NJSRRE1542408932 | Transition Incentive Program | West Creek | 8092 | 18 | 81 | Commercial | No | Behind the Meter | Net-metered non-residential rooftop and canopy |  | None | DC SOLAR INTEGRATORS | PSE&G | As-Built Incomplete - Review |  | 2019-09-18 |  | SOLAREDGE | SE9KUS | Inverters | 9000 |  | 2 |  |  | 0.965 |  | Outside | ROOF
NJSTRE1545382861 | NJSRRE1542376595 | Transition Incentive Program | TOMS RIVER | 8757 | 18 | 10.71 | Residential | Yes | Behind the Meter | Net-metered residential rooftop and canopy |  | None | Vivint Solar Developer, LLC | JCP&L | Accepted | 2019-09-18 | 2019-09-18 | 2021-10-30 | SolarEdge Technologies | SE7600H-US | Inverters | 7600 |  | 1 |  |  | 0.992 |  | Outdoor | Near the Utility Meter
NJSTRE1545382861 | NJSRRE1542376595 | Transition Incentive Program | TOMS RIVER | 8757 | 18 | 10.71 | Residential | Yes | Behind the Meter | Net-metered residential rooftop and canopy |  | None | Vivint Solar Developer, LLC | JCP&L | Accepted | 2019-09-18 | 2019-09-18 | 2021-10-30 | Hanwha Solar | Q.PEAK BLK-G5 315 | Solar Panels |  | 0.315 | 14 | 256 | 19 |  | Fixed | Roof
NJSTRE1545382861 | NJSRRE1542376595 | Transition Incentive Program | TOMS RIVER | 8757 | 18 | 10.71 | Residential | Yes | Behind the Meter | Net-metered residential rooftop and canopy |  | None | Vivint Solar Developer, LLC | JCP&L | Accepted | 2019-09-18 | 2019-09-18 | 2021-10-30 | Hanwha Solar | Q.PEAK BLK-G5 315 | Solar Panels |  | 0.315 | 20 | 76 | 19 |  | Fixed | Roof
NJSTRE1545382862 | NJSRRE1541891147 | Transition Incentive Program | Lambertville | 8530 | 4 | 4.1 | Residential | No | Behind the Meter | Net-metered residential rooftop and canopy |  | None | Tesla Energy Operations Inc | JCP&L | Accepted | 2019-08-28 | 2019-09-03 | 2021-10-30 | Tesla | AC Powerwall 2.0 | Electric Storage Battery |  |  | 2 |  |  |  | Lithium Ion |  | Indoors
NJSTRE1545382862 | NJSRRE1541891147 | Transition Incentive Program | Lambertville | 8530 | 4 | 4.1 | Residential | No | Behind the Meter | Net-metered residential rooftop and canopy |  | None | Tesla Energy Operations Inc | JCP&L | Accepted | 2019-08-28 | 2019-09-03 | 2021-10-30 | SOLAREDGE | SE3800H-US000SNC2 | Inverters | 3800 |  | 1 |  |  | 0.99 |  | Indoor | Indoor
NJSTRE1545382862 | NJSRRE1541891147 | Transition Incentive Program | Lambertville | 8530 | 4 | 4.1 | Residential | No | Behind the Meter | Net-metered residential rooftop and canopy |  | None | Tesla Energy Operations Inc | JCP&L | Accepted | 2019-08-28 | 2019-09-03 | 2021-10-30 | Hanwha Q-Cells | Q.Peak DUO BLK-G5/SC315 | Solar Panels |  | 0.315 | 9 | 180 | 23 |  | Fixed | Roof
NJSTRE1545382862 | NJSRRE1541891147 | Transition Incentive Program | Lambertville | 8530 | 4 | 4.1 | Residential | No | Behind the Meter | Net-metered residential rooftop and canopy |  | None | Tesla Energy Operations Inc | JCP&L | Accepted | 2019-08-28 | 2019-09-03 | 2021-10-30 | Hanwha Q-Cells | Q.Peak DUO BLK-G5/SC315 | Solar Panels |  | 0.315 | 4 | 360 | 23 |  | Fixed | Roof
NJSTRE1545382865 | NJSRRE1541895166 | Transition Incentive Program | Teaneck | 7666 | 7 | 14.49 | Residential | Yes | Behind the Meter | Net-metered residential rooftop and canopy |  | None | Vivint Solar Developer, LLC | PSE&G | Accepted | 2019-10-08 | 2019-10-09 | 2021-10-30 | SolarEdge | SE10000H-US | Inverters | 10000 |  | 1 |  |  | 0.992 |  | Outdoor | Near the Utility Meter
NJSTRE1545382865 | NJSRRE1541895166 | Transition Incentive Program | Teaneck | 7666 | 7 | 14.49 | Residential | Yes | Behind the Meter | Net-metered residential rooftop and canopy |  | None | Vivint Solar Developer, LLC | PSE&G | Accepted | 2019-10-08 | 2019-10-09 | 2021-10-30 | Hanwha | Q.PEAK DUO BLK-G5 315w | Solar Panels |  | 0.315 | 12 | 12 | 21 |  | Fixed | Roof
NJSTRE1545382865 | NJSRRE1541895166 | Transition Incentive Program | Teaneck | 7666 | 7 | 14.49 | Residential | Yes | Behind the Meter | Net-metered residential rooftop and canopy |  | None | Vivint Solar Developer, LLC | PSE&G | Accepted | 2019-10-08 | 2019-10-09 | 2021-10-30 | Hanwha | Q.PEAK DUO BLK-G5 315w | Solar Panels |  | 0.315 | 26 | 102 | 21 |  | Fixed | Roof
NJSTRE1545382865 | NJSRRE1541895166 | Transition Incentive Program | Teaneck | 7666 | 7 | 14.49 | Residential | Yes | Behind the Meter | Net-metered residential rooftop and canopy |  | None | Vivint Solar Developer, LLC | PSE&G | Accepted | 2019-10-08 | 2019-10-09 | 2021-10-30 | Hanwha | Q.PEAK DUO BLK-G5 315w | Solar Panels |  | 0.315 | 8 | 192 | 21 |  | Fixed | Roof
NJSTRE1545382866 | NJSRRE1541873686 | Transition Incentive Program | SAYREVILLE | 8872 | 11 | 5.99 | Residential | Yes | Behind the Meter | Net-metered residential rooftop and canopy |  | None | Vivint Solar Developer, LLC | JCP&L | Accepted | 2019-08-22 | 2019-08-27 | 2021-10-30 | Solar Edge | SE7600H-US | Inverters | 7600 |  | 1 |  |  | 0.992 |  | Outdoor | Near the Utility Meter
NJSTRE1545382866 | NJSRRE1541873686 | Transition Incentive Program | SAYREVILLE | 8872 | 11 | 5.99 | Residential | Yes | Behind the Meter | Net-metered residential rooftop and canopy |  | None | Vivint Solar Developer, LLC | JCP&L | Accepted | 2019-08-22 | 2019-08-27 | 2021-10-30 | Hanwha Solar | Q.PEAK BLK-G5 315 | Solar Panels |  | 0.315 | 19 | 156 | 29 |  | Fixed | Roof
NJSTRE1545382867 | NJSRRE1541895430 | Transition Incentive Program | Marlton | 8053 | 13 | 175.01 | Commercial | Yes | Behind the Meter | Net-metered non-residential rooftop and canopy |  | None | Ampericon | PSE&G | Accepted | 2019-08-28 | 2019-09-03 | 2021-10-30 | EnPhase | IQ7 | Inverters | 250 |  | 473 |  |  | 0.965 |  | Outside | Roof
NJSTRE1545382867 | NJSRRE1541895430 | Transition Incentive Program | Marlton | 8053 | 13 | 175.01 | Commercial | Yes | Behind the Meter | Net-metered non-residential rooftop and canopy |  | None | Ampericon | PSE&G | Accepted | 2019-08-28 | 2019-09-03 | 2021-10-30 | Silfab | SLA-M-370 | Solar Panels |  | 0.37 | 473 | 150 | 10 |  | Fixed | Roof
NJSTRE1545382868 | NJSRRE1541987202 | Transition Incentive Program | Dover | 7801 | 3 | 19.72 | Residential | Yes | Behind the Meter | Behind the Meter |  | None | Sunrun Installation Services, Inc. | JCP&L | Eligible for TI Program | 2019-08-30 | 2019-09-04 | 2021-10-30 | Ginlong | Solis-1P10K-4G-US | Inverters | 10000 |  | 2 |  |  | 0.96 |  | Outside | Next to meter
NJSTRE1545382868 | NJSRRE1541987202 | Transition Incentive Program | Dover | 7801 | 3 | 19.72 | Residential | Yes | Behind the Meter | Behind the Meter |  | None | Sunrun Installation Services, Inc. | JCP&L | Eligible for TI Program | 2019-08-30 | 2019-09-04 | 2021-10-30 | REC Solar | REC290TP2 BLK | Solar Panels |  | 0.29 | 18 | 295 | 20 |  | Fixed | Roof
NJSTRE1545382868 | NJSRRE1541987202 | Transition Incentive Program | Dover | 7801 | 3 | 19.72 | Residential | Yes | Behind the Meter | Behind the Meter |  | None | Sunrun Installation Services, Inc. | JCP&L | Eligible for TI Program | 2019-08-30 | 2019-09-04 | 2021-10-30 | REC Solar | REC290TP2 BLK | Solar Panels |  | 0.29 | 50 | 115 | 20 |  | Fixed | Roof
NJSTRE1545382869 | NJSRRE1541880886 | Transition Incentive Program | Princeton Junction | 8550 | 12 | 8.91 | Residential | No | Behind the Meter | Behind the Meter |  | None | Sunrun Installation Services, Inc. | JCP&L | Eligible for TI Program | 2019-08-23 | 2019-08-28 | 2021-10-30 | SolarEdge Technologies | SE7600H-USRGM | Inverters | 7600 |  | 1 |  |  | 0.96 |  | Outdoor | Next To Meter
NJSTRE1545382869 | NJSRRE1541880886 | Transition Incentive Program | Princeton Junction | 8550 | 12 | 8.91 | Residential | No | Behind the Meter | Behind the Meter |  | None | Sunrun Installation Services, Inc. | JCP&L | Eligible for TI Program | 2019-08-23 | 2019-08-28 | 2021-10-30 | LG Electronics | LG330N1C-A5 | Solar Panels |  | 0.33 | 6 | 187 | 44 |  | Fixed | Roof
NJSTRE1545382869 | NJSRRE1541880886 | Transition Incentive Program | Princeton Junction | 8550 | 12 | 8.91 | Residential | No | Behind the Meter | Behind the Meter |  | None | Sunrun Installation Services, Inc. | JCP&L | Eligible for TI Program | 2019-08-23 | 2019-08-28 | 2021-10-30 | LG Electronics | LG330N1C-A5 | Solar Panels |  | 0.33 | 17 | 96 | 30 |  | Fixed | Roof
NJSTRE1545382869 | NJSRRE1541880886 | Transition Incentive Program | Princeton Junction | 8550 | 12 | 8.91 | Residential | No | Behind the Meter | Behind the Meter |  | None | Sunrun Installation Services, Inc. | JCP&L | Eligible for TI Program | 2019-08-23 | 2019-08-28 | 2021-10-30 | LG Electronics | LG330N1C-A5 | Solar Panels |  | 0.33 | 4 | 186 | 18 |  | Fixed | Roof
NJSTRE1545382870 | NJSRRE1542369512 | Transition Incentive Program | Port Norris | 8349 | 20 | 9.16 | Residential | No | Behind the Meter | Net-metered residential ground mount |  | None | SunPower Capital LLC | AC Electric | Accepted | 2019-09-23 | 2019-09-23 | 2021-10-30 | sunpower | e20-327-e-ac | Inverters | 0.32 |  | 28 |  |  | 0.96 |  | Other | behind panels
NJSTRE1545382870 | NJSRRE1542369512 | Transition Incentive Program | Port Norris | 8349 | 20 | 9.16 | Residential | No | Behind the Meter | Net-metered residential ground mount |  | None | SunPower Capital LLC | AC Electric | Accepted | 2019-09-23 | 2019-09-23 | 2021-10-30 | sunpower | e20-327-e-ac | Solar Panels |  | 0.327 | 14 | 180 | 30 |  | Fixed | Roof
NJSTRE1545382870 | NJSRRE1542369512 | Transition Incentive Program | Port Norris | 8349 | 20 | 9.16 | Residential | No | Behind the Meter | Net-metered residential ground mount |  | None | SunPower Capital LLC | AC Electric | Accepted | 2019-09-23 | 2019-09-23 | 2021-10-30 | sunpower | e20-327-e-ac | Solar Panels |  | 0.327 | 14 | 180 | 30 |  | Fixed | Roof
NJSTRE1545382872 | NJSRRE1542376961 | Transition Incentive Program | Tuckerton | 8087 | 18 | 4.2 | Residential | No | Behind the Meter | Net-metered residential rooftop and canopy |  | None | Bright Planet Solar | AC Electric | Accepted | 2019-09-10 | 2019-09-12 | 2021-10-30 | SOLAR EDGE | SE3800H-USRGM | Inverters | 3800 |  | 1 |  |  | 0.98 |  | Outdoor | NEXT TO METER
NJSTRE1545382872 | NJSRRE1542376961 | Transition Incentive Program | Tuckerton | 8087 | 18 | 4.2 | Residential | No | Behind the Meter | Net-metered residential rooftop and canopy |  | None | Bright Planet Solar | AC Electric | Accepted | 2019-09-10 | 2019-09-12 | 2021-10-30 | TRINA SOLAR | TSM-DD05A.05(II) 300W | Solar Panels |  | 0.3 | 14 | 31 | 18 |  | Fixed | Roof
NJSTRE1545382874 | NJSRRE1542108125 | Transition Incentive Program | Union Twp Uni | 7083 | 10 | 4.35 | Residential | No | Behind the Meter | Behind the Meter |  | None | Sunrun Installation Services, Inc. | PSE&G | Eligible for TI Program | 2019-09-03 | 2019-09-05 | 2021-10-30 | SolarEdge Technologies | SE3800H-USRGM | Inverters | 3800 |  | 1 |  |  | 0.96 |  | Outdoor | Next To Meter
NJSTRE1545382874 | NJSRRE1542108125 | Transition Incentive Program | Union Twp Uni | 7083 | 10 | 4.35 | Residential | No | Behind the Meter | Behind the Meter |  | None | Sunrun Installation Services, Inc. | PSE&G | Eligible for TI Program | 2019-09-03 | 2019-09-05 | 2021-10-30 | REC Solar | REC290TP2 BLK | Solar Panels |  | 0.29 | 15 | 269 | 13 |  | Fixed | Roof
NJSTRE1545382875 | NJSRRE1542161837 | Transition Incentive Program | Manchester | 8759 | 18 | 20.27 | Residential | No | Behind the Meter | Net-metered residential rooftop and canopy |  | None | SunPower Capital LLC | JCP&L | As-Built Incomplete - Review | 2019-09-04 | 2019-09-06 |  | sunpower | e20-327-e-ac | Solar Panels |  | 0.327 | 14 | 143 | 23 |  | Fixed | Roof
NJSTRE1545382875 | NJSRRE1542161837 | Transition Incentive Program | Manchester | 8759 | 18 | 20.27 | Residential | No | Behind the Meter | Net-metered residential rooftop and canopy |  | None | SunPower Capital LLC | JCP&L | As-Built Incomplete - Review | 2019-09-04 | 2019-09-06 |  | sunpower | e20-327-e-ac | Solar Panels |  | 0.327 | 18 | 53 | 23 |  | Fixed | Roof
NJSTRE1545382875 | NJSRRE1542161837 | Transition Incentive Program | Manchester | 8759 | 18 | 20.27 | Residential | No | Behind the Meter | Net-metered residential rooftop and canopy |  | None | SunPower Capital LLC | JCP&L | As-Built Incomplete - Review | 2019-09-04 | 2019-09-06 |  | sunpower | e20-327-e-ac | Solar Panels |  | 0.327 | 23 | 233 | 23 |  | Fixed | Roof
NJSTRE1545382875 | NJSRRE1542161837 | Transition Incentive Program | Manchester | 8759 | 18 | 20.27 | Residential | No | Behind the Meter | Net-metered residential rooftop and canopy |  | None | SunPower Capital LLC | JCP&L | As-Built Incomplete - Review | 2019-09-04 | 2019-09-06 |  | sunpower | e20-327-e-ac | Solar Panels |  | 0.327 | 5 | 323 | 18 |  | Fixed | Roof
NJSTRE1545382875 | NJSRRE1542161837 | Transition Incentive Program | Manchester | 8759 | 18 | 20.27 | Residential | No | Behind the Meter | Net-metered residential rooftop and canopy |  | None | SunPower Capital LLC | JCP&L | As-Built Incomplete - Review | 2019-09-04 | 2019-09-06 |  | sunpower | e20-327-e-ac | Solar Panels |  | 0.327 | 2 | 143 | 18 |  | Fixed | Roof
NJSTRE1545382875 | NJSRRE1542161837 | Transition Incentive Program | Manchester | 8759 | 18 | 20.27 | Residential | No | Behind the Meter | Net-metered residential rooftop and canopy |  | None | SunPower Capital LLC | JCP&L | As-Built Incomplete - Review | 2019-09-04 | 2019-09-06 |  | sunpower | e20-327-e-ac | Inverters | 327 |  | 62 |  |  | 0.96 |  | Other | behind panels
NJSTRE1545382875 | NJSRRE1542161837 | Transition Incentive Program | Manchester | 8759 | 18 | 20.27 | Residential | No | Behind the Meter | Net-metered residential rooftop and canopy |  | None | SunPower Capital LLC | JCP&L | As-Built Incomplete - Review | 2019-09-04 | 2019-09-06 |  | SunPower | PVS6 | Meters |  |  | 1 |  |  |  | Yes | Outdoor
NJSTRE1545382877 | NJSRRE1541881078 | Transition Incentive Program | Irvington Town | 7111 | 9 | 2.9 | Residential | Yes | Behind the Meter | Behind the Meter |  | None | Sunrun Installation Services, Inc. | PSE&G | Eligible for TI Program | 2019-08-23 | 2019-08-28 | 2021-10-30 | SolarEdge Technologies | SE3000H-USRGM | Inverters | 3000 |  | 1 |  |  | 0.96 |  | Outdoor | Next To Meter
NJSTRE1545382877 | NJSRRE1541881078 | Transition Incentive Program | Irvington Town | 7111 | 9 | 2.9 | Residential | Yes | Behind the Meter | Behind the Meter |  | None | Sunrun Installation Services, Inc. | PSE&G | Eligible for TI Program | 2019-08-23 | 2019-08-28 | 2021-10-30 | REC Solar | REC290TP2 BLK | Solar Panels |  | 0.29 | 2 | 126 | 9 |  | Fixed | Roof
NJSTRE1545382877 | NJSRRE1541881078 | Transition Incentive Program | Irvington Town | 7111 | 9 | 2.9 | Residential | Yes | Behind the Meter | Behind the Meter |  | None | Sunrun Installation Services, Inc. | PSE&G | Eligible for TI Program | 2019-08-23 | 2019-08-28 | 2021-10-30 | REC Solar | REC290TP2 BLK | Solar Panels |  | 0.29 | 8 | 306 | 10 |  | Fixed | Roof
NJSTRE1545382878 | NJSRRE1542421725 | Transition Incentive Program | Bergenfield | 7621 | 7 | 5.04 | Residential | Yes | Behind the Meter | Net-metered residential rooftop and canopy |  | None | Vivint Solar Developer, LLC | PSE&G | Accepted | 2019-09-19 | 2019-09-23 | 2021-10-30 | SolarEdge | SE3800H-US | Inverters | 3800 |  | 1 |  |  | 0.992 |  | Outdoor | Near the Utility Meter
NJSTRE1545382878 | NJSRRE1542421725 | Transition Incentive Program | Bergenfield | 7621 | 7 | 5.04 | Residential | Yes | Behind the Meter | Net-metered residential rooftop and canopy |  | None | Vivint Solar Developer, LLC | PSE&G | Accepted | 2019-09-19 | 2019-09-23 | 2021-10-30 | Hanwha Solar | Q.PEAK BLK-G5 315 | Solar Panels |  | 0.315 | 3 | 87 | 42 |  | Fixed | Roof
NJSTRE1545382878 | NJSRRE1542421725 | Transition Incentive Program | Bergenfield | 7621 | 7 | 5.04 | Residential | Yes | Behind the Meter | Net-metered residential rooftop and canopy |  | None | Vivint Solar Developer, LLC | PSE&G | Accepted | 2019-09-19 | 2019-09-23 | 2021-10-30 | Hanwha Solar | Q.PEAK BLK-G5 315 | Solar Panels |  | 0.315 | 7 | 357 | 21 |  | Fixed | Roof
NJSTRE1545382878 | NJSRRE1542421725 | Transition Incentive Program | Bergenfield | 7621 | 7 | 5.04 | Residential | Yes | Behind the Meter | Net-metered residential rooftop and canopy |  | None | Vivint Solar Developer, LLC | PSE&G | Accepted | 2019-09-19 | 2019-09-23 | 2021-10-30 | Hanwha | Q.PEAK BLK-G5 315 | Solar Panels |  | 0.315 | 2 | 267 | 43 |  | Fixed | Roof
NJSTRE1545382878 | NJSRRE1542421725 | Transition Incentive Program | Bergenfield | 7621 | 7 | 5.04 | Residential | Yes | Behind the Meter | Net-metered residential rooftop and canopy |  | None | Vivint Solar Developer, LLC | PSE&G | Accepted | 2019-09-19 | 2019-09-23 | 2021-10-30 | Hanwha Solar | Q.PEAK BLK-G5 315 | Solar Panels |  | 0.315 | 4 | 267 | 42 |  | Fixed | Roof
NJSTRE1545382879 | NJSRRE1541888019 | Transition Incentive Program | west milford | 7480 | 6 | 11.77 | Residential | Yes | Behind the Meter | Net-metered residential rooftop and canopy |  | None | Vision Solar LLC | Orange Rockland Electric | As-Built Incomplete - Review | 2019-09-23 | 2019-09-23 |  | sunpower | e20-327-e-ac | Solar Panels |  | 0.327 | 10 | 191 | 26 |  | Fixed | Roof
NJSTRE1545382879 | NJSRRE1541888019 | Transition Incentive Program | west milford | 7480 | 6 | 11.77 | Residential | Yes | Behind the Meter | Net-metered residential rooftop and canopy |  | None | Vision Solar LLC | Orange Rockland Electric | As-Built Incomplete - Review | 2019-09-23 | 2019-09-23 |  | sunpower | spr-e20-327-e-ac | Solar Panels |  | 0.327 | 11 | 191 | 11 |  | Fixed | Roof
NJSTRE1545382879 | NJSRRE1541888019 | Transition Incentive Program | west milford | 7480 | 6 | 11.77 | Residential | Yes | Behind the Meter | Net-metered residential rooftop and canopy |  | None | Vision Solar LLC | Orange Rockland Electric | As-Built Incomplete - Review | 2019-09-23 | 2019-09-23 |  | sunpower | spr-e20-327-e-ac | Solar Panels |  | 0.327 | 6 | 101 | 14 |  | Fixed | Roof
NJSTRE1545382879 | NJSRRE1541888019 | Transition Incentive Program | west milford | 7480 | 6 | 11.77 | Residential | Yes | Behind the Meter | Net-metered residential rooftop and canopy |  | None | Vision Solar LLC | Orange Rockland Electric | As-Built Incomplete - Review | 2019-09-23 | 2019-09-23 |  | sunpoower | spr-e20-327-e-ac | Solar Panels |  | 0.327 | 9 | 11 | 26 |  | Fixed | Roof
NJSTRE1545382879 | NJSRRE1541888019 | Transition Incentive Program | west milford | 7480 | 6 | 11.77 | Residential | Yes | Behind the Meter | Net-metered residential rooftop and canopy |  | None | Vision Solar LLC | Orange Rockland Electric | As-Built Incomplete - Review | 2019-09-23 | 2019-09-23 |  | sunpower | spr-e20-327-e-ac | Inverters | 320 |  | 36 |  |  | 0.96 |  | Other | behind panels
NJSTRE1545382879 | NJSRRE1541888019 | Transition Incentive Program | west milford | 7480 | 6 | 11.77 | Residential | Yes | Behind the Meter | Net-metered residential rooftop and canopy |  | None | Vision Solar LLC | Orange Rockland Electric | As-Built Incomplete - Review | 2019-09-23 | 2019-09-23 |  | SunPower | PVS6 | Meters |  |  | 1 |  |  |  | Yes | Outdoor
NJSTRE1545382882 | NJSRRE1541882902 | Transition Incentive Program | Beesley Point | 8223 | 21 | 8.19 | Residential | No | Behind the Meter | Behind the Meter |  | None | Tesla Energy Operations Inc | AC Electric | Eligible for TI Program | 2019-08-24 | 2019-08-28 | 2021-10-30 | Tesla | AC Powerwall 2.0 | Electric Storage Battery |  |  | 2 |  |  |  | Lithium Ion |  | outdoor
NJSTRE1545382882 | NJSRRE1541882902 | Transition Incentive Program | Beesley Point | 8223 | 21 | 8.19 | Residential | No | Behind the Meter | Behind the Meter |  | None | Tesla Energy Operations Inc | AC Electric | Eligible for TI Program | 2019-08-24 | 2019-08-28 | 2021-10-30 | SolarEdge Technologies | SE7600H-US000SNU2 | Inverters | 7600 |  | 2 |  |  | 0.99 |  | Outdoor | outdoor
NJSTRE1545382882 | NJSRRE1541882902 | Transition Incentive Program | Beesley Point | 8223 | 21 | 8.19 | Residential | No | Behind the Meter | Behind the Meter |  | None | Tesla Energy Operations Inc | AC Electric | Eligible for TI Program | 2019-08-24 | 2019-08-28 | 2021-10-30 | Hanwha Q CELLS | Q.PEAK DUO BLK-G5 315 | Solar Panels |  | 0.315 | 14 | 113 | 34 |  | Fixed | Roof
NJSTRE1545382882 | NJSRRE1541882902 | Transition Incentive Program | Beesley Point | 8223 | 21 | 8.19 | Residential | No | Behind the Meter | Behind the Meter |  | None | Tesla Energy Operations Inc | AC Electric | Eligible for TI Program | 2019-08-24 | 2019-08-28 | 2021-10-30 | Hanwha Q CELLS | Q.PEAK DUO BLK-G5 315 | Solar Panels |  | 0.315 | 9 | 203 | 34 |  | Fixed | Roof
NJSTRE1545382882 | NJSRRE1541882902 | Transition Incentive Program | Beesley Point | 8223 | 21 | 8.19 | Residential | No | Behind the Meter | Behind the Meter |  | None | Tesla Energy Operations Inc | AC Electric | Eligible for TI Program | 2019-08-24 | 2019-08-28 | 2021-10-30 | Hanwha Q CELLS | Q.PEAK DUO BLK-G5 315 | Solar Panels |  | 0.315 | 3 | 202 | 44 |  | Fixed | Roof
NJSTRE1545382883 | NJSRRE1542420040 | Transition Incentive Program | BRIDGETON | 8302 | 20 | 6.62 | Residential | Yes | Behind the Meter | Net-metered residential rooftop and canopy |  | None | Vivint Solar Developer, LLC | AC Electric | Accepted | 2019-09-19 | 2019-09-23 | 2021-10-30 | SolarEdge | SE7600H-US | Inverters | 7600 |  | 1 |  |  | 0.992 |  | Outdoor | Near the Utility Meter
NJSTRE1545382883 | NJSRRE1542420040 | Transition Incentive Program | BRIDGETON | 8302 | 20 | 6.62 | Residential | Yes | Behind the Meter | Net-metered residential rooftop and canopy |  | None | Vivint Solar Developer, LLC | AC Electric | Accepted | 2019-09-19 | 2019-09-23 | 2021-10-30 | Hanwha | Q.PEAK BLK-G5 315 | Solar Panels |  | 0.315 | 21 | 87 | 46 |  | Fixed | Roof
NJSTRE1545382884 | NJSRRE1542413136 | Transition Incentive Program | Hamilton Township | 8619 | 12 | 12.76 | Residential | Yes | Behind the Meter | Behind the Meter |  | None | Sunrun Installation Services, Inc. | PSE&G | Eligible for TI Program | 2019-09-17 | 2019-09-20 | 2021-10-30 | Ningbo Ginlong Technologies | Solis-1P10K-4G-US | Inverters | 10000 |  | 1 |  |  | 0.96 |  | Outdoor | Next To Meter
NJSTRE1545382884 | NJSRRE1542413136 | Transition Incentive Program | Hamilton Township | 8619 | 12 | 12.76 | Residential | Yes | Behind the Meter | Behind the Meter |  | None | Sunrun Installation Services, Inc. | PSE&G | Eligible for TI Program | 2019-09-17 | 2019-09-20 | 2021-10-30 | REC Solar | REC290TP2 BLK | Solar Panels |  | 0.29 | 13 | 281 | 23 |  | Fixed | Roof
NJSTRE1545382884 | NJSRRE1542413136 | Transition Incentive Program | Hamilton Township | 8619 | 12 | 12.76 | Residential | Yes | Behind the Meter | Behind the Meter |  | None | Sunrun Installation Services, Inc. | PSE&G | Eligible for TI Program | 2019-09-17 | 2019-09-20 | 2021-10-30 | REC Solar | REC290TP2 BLK | Solar Panels |  | 0.29 | 24 | 191 | 23 |  | Fixed | Roof
NJSTRE1545382884 | NJSRRE1542413136 | Transition Incentive Program | Hamilton Township | 8619 | 12 | 12.76 | Residential | Yes | Behind the Meter | Behind the Meter |  | None | Sunrun Installation Services, Inc. | PSE&G | Eligible for TI Program | 2019-09-17 | 2019-09-20 | 2021-10-30 | REC Solar | REC290TP2 BLK | Solar Panels |  | 0.29 | 7 | 101 | 23 |  | Fixed | Roof
NJSTRE1545382885 | NJSRRE1541907909 | Transition Incentive Program | Estell Manor | 8319 | 19 | 16.8 | Residential | Yes | Behind the Meter | Net-metered residential rooftop and canopy |  | None | SunnyMac LLC | AC Electric | Accepted | 2019-08-29 | 2019-09-03 | 2021-10-30 | Enphase | IQ7XS-96-ACM-US | Inverters | 0.315 |  | 48 |  |  | 0.99 |  | Outdoor | roof
NJSTRE1545382885 | NJSRRE1541907909 | Transition Incentive Program | Estell Manor | 8319 | 19 | 16.8 | Residential | Yes | Behind the Meter | Net-metered residential rooftop and canopy |  | None | SunnyMac LLC | AC Electric | Accepted | 2019-08-29 | 2019-09-03 | 2021-10-30 | SunPower | SPR-X21-350 | Solar Panels |  | 0.35 | 25 | 326 | 23 |  | Fixed | Roof
NJSTRE1545382885 | NJSRRE1541907909 | Transition Incentive Program | Estell Manor | 8319 | 19 | 16.8 | Residential | Yes | Behind the Meter | Net-metered residential rooftop and canopy |  | None | SunnyMac LLC | AC Electric | Accepted | 2019-08-29 | 2019-09-03 | 2021-10-30 | SunPower | SPR-X21-350 | Solar Panels |  | 0.35 | 6 | 326 | 23 |  | Fixed | Roof
NJSTRE1545382885 | NJSRRE1541907909 | Transition Incentive Program | Estell Manor | 8319 | 19 | 16.8 | Residential | Yes | Behind the Meter | Net-metered residential rooftop and canopy |  | None | SunnyMac LLC | AC Electric | Accepted | 2019-08-29 | 2019-09-03 | 2021-10-30 | SunPower | SPR-X21-350 | Solar Panels |  | 0.35 | 17 | 146 | 23 |  | Fixed | Roof
NJSTRE1545382886 | NJSRRE1542411865 | Transition Incentive Program | Nutley Town | 7710 | 17 | 13.6 | Residential | Yes | Behind the Meter | Behind the Meter |  | None | GenRenew, LLC | PSE&G | Eligible for TI Program | 2019-09-17 | 2019-09-19 | 2021-10-30 | enphase | Enphase IQ7AS-66-ACM-US | Inverters | 349 |  | 34 |  |  | 0.97 |  | Outdoor | microinverter located under module
NJSTRE1545382886 | NJSRRE1542411865 | Transition Incentive Program | Nutley Town | 7710 | 17 | 13.6 | Residential | Yes | Behind the Meter | Behind the Meter |  | None | GenRenew, LLC | PSE&G | Eligible for TI Program | 2019-09-17 | 2019-09-19 | 2021-10-30 | sunpower | SPR-A400-G-AC | Solar Panels |  | 0.4 | 4 | 17 | 30 |  | Fixed | Roof
NJSTRE1545382886 | NJSRRE1542411865 | Transition Incentive Program | Nutley Town | 7710 | 17 | 13.6 | Residential | Yes | Behind the Meter | Behind the Meter |  | None | GenRenew, LLC | PSE&G | Eligible for TI Program | 2019-09-17 | 2019-09-19 | 2021-10-30 | sunpower | SPR-A400-G-AC | Solar Panels |  | 0.4 | 6 | 17 | 18 |  | Fixed | Roof
NJSTRE1545382886 | NJSRRE1542411865 | Transition Incentive Program | Nutley Town | 7710 | 17 | 13.6 | Residential | Yes | Behind the Meter | Behind the Meter |  | None | GenRenew, LLC | PSE&G | Eligible for TI Program | 2019-09-17 | 2019-09-19 | 2021-10-30 | sunpower | SPR-A400-G-AC | Solar Panels |  | 0.4 | 15 | 197 | 30 |  | Fixed | Roof
NJSTRE1545382886 | NJSRRE1542411865 | Transition Incentive Program | Nutley Town | 7710 | 17 | 13.6 | Residential | Yes | Behind the Meter | Behind the Meter |  | None | GenRenew, LLC | PSE&G | Eligible for TI Program | 2019-09-17 | 2019-09-19 | 2021-10-30 | sunpower | SPR-A400-G-AC | Solar Panels |  | 0.4 | 6 | 197 | 18 |  | Fixed | Roof
NJSTRE1545382886 | NJSRRE1542411865 | Transition Incentive Program | Nutley Town | 7710 | 17 | 13.6 | Residential | Yes | Behind the Meter | Behind the Meter |  | None | GenRenew, LLC | PSE&G | Eligible for TI Program | 2019-09-17 | 2019-09-19 | 2021-10-30 | sunpower | SPR-A400-G-AC | Solar Panels |  | 0.4 | 3 | 197 | 30 |  | Fixed | Roof
NJSTRE1545382887 | NJSRRE1542393751 | Transition Incentive Program | west new york town | 7093 | 8 | 1.96 | Residential | Yes | Behind the Meter | Net-metered residential rooftop and canopy |  | None | Vision Solar LLC | PSE&G | Accepted | 2019-09-12 | 2019-09-16 | 2021-10-30 | sunpower | e20-327-e-ac | Inverters | 0.32 |  | 6 |  |  | 0.96 |  | Other | behind panels
NJSTRE1545382887 | NJSRRE1542393751 | Transition Incentive Program | west new york town | 7093 | 8 | 1.96 | Residential | Yes | Behind the Meter | Net-metered residential rooftop and canopy |  | None | Vision Solar LLC | PSE&G | Accepted | 2019-09-12 | 2019-09-16 | 2021-10-30 | sunpower | e20-327-e-ac | Solar Panels |  | 0.327 | 6 | 122 | 3 |  | Fixed | Roof
NJSTRE1545382892 | NJSRRE1541862994 | Transition Incentive Program | Lake Hiawatha | 7034 | 3 | 6.67 | Residential | Yes | Behind the Meter | Behind the Meter |  | None | Sunrun Installation Services, Inc. | JCP&L | Eligible for TI Program | 2019-08-20 | 2019-08-26 | 2021-10-30 | SolarEdge Technologies | SE6000H-USRGM | Inverters | 6000 |  | 1 |  |  | 0.96 |  | Outdoor | Next To Meter
NJSTRE1545382892 | NJSRRE1541862994 | Transition Incentive Program | Lake Hiawatha | 7034 | 3 | 6.67 | Residential | Yes | Behind the Meter | Behind the Meter |  | None | Sunrun Installation Services, Inc. | JCP&L | Eligible for TI Program | 2019-08-20 | 2019-08-26 | 2021-10-30 | SolarEdge Technologies | SE6000H-USRGM | Inverters | 6000 |  | 1 |  |  | 0.96 |  | Outdoor | Next To Meter
NJSTRE1545382892 | NJSRRE1541862994 | Transition Incentive Program | Lake Hiawatha | 7034 | 3 | 6.67 | Residential | Yes | Behind the Meter | Behind the Meter |  | None | Sunrun Installation Services, Inc. | JCP&L | Eligible for TI Program | 2019-08-20 | 2019-08-26 | 2021-10-30 | REC Solar | REC290TP2 BLK | Solar Panels |  | 0.29 | 4 | 95 | 23 |  | Fixed | Roof
NJSTRE1545382892 | NJSRRE1541862994 | Transition Incentive Program | Lake Hiawatha | 7034 | 3 | 6.67 | Residential | Yes | Behind the Meter | Behind the Meter |  | None | Sunrun Installation Services, Inc. | JCP&L | Eligible for TI Program | 2019-08-20 | 2019-08-26 | 2021-10-30 | REC Solar | REC290TP2 BLK | Solar Panels |  | 0.29 | 19 | 95 | 18 |  | Fixed | Roof
NJSTRE1545382893 | NJSRRE1542411810 | Transition Incentive Program | Hammonton | 8037 | 19 | 69.76 | Commercial | No | Behind the Meter | Net-metered non-residential rooftop and canopy |  | None | Castle Energy, LLC | AC Electric | Accepted | 2019-09-17 | 2019-09-19 | 2021-10-30 | Enphase Energy | IQ7-60-2-US | Inverters | 240 |  | 218 |  |  | 0.976 |  | Outdoor | On rooftop underneath each solar module
NJSTRE1545382893 | NJSRRE1542411810 | Transition Incentive Program | Hammonton | 8037 | 19 | 69.76 | Commercial | No | Behind the Meter | Net-metered non-residential rooftop and canopy |  | None | Castle Energy, LLC | AC Electric | Accepted | 2019-09-17 | 2019-09-19 | 2021-10-30 | LG Electronics | LG 320N1K-A5 | Solar Panels |  | 0.32 | 60 | 198 | 12 |  | Fixed | Roof
NJSTRE1545382893 | NJSRRE1542411810 | Transition Incentive Program | Hammonton | 8037 | 19 | 69.76 | Commercial | No | Behind the Meter | Net-metered non-residential rooftop and canopy |  | None | Castle Energy, LLC | AC Electric | Accepted | 2019-09-17 | 2019-09-19 | 2021-10-30 | LG Electronics | LG 320N1K-A5 | Solar Panels |  | 0.32 | 11 | 222 | 13 |  | Fixed | Roof
NJSTRE1545382893 | NJSRRE1542411810 | Transition Incentive Program | Hammonton | 8037 | 19 | 69.76 | Commercial | No | Behind the Meter | Net-metered non-residential rooftop and canopy |  | None | Castle Energy, LLC | AC Electric | Accepted | 2019-09-17 | 2019-09-19 | 2021-10-30 | LG Electronics | LG 320N1K-A5 | Solar Panels |  | 0.32 | 58 | 158 | 12 |  | Fixed | Roof
NJSTRE1545382893 | NJSRRE1542411810 | Transition Incentive Program | Hammonton | 8037 | 19 | 69.76 | Commercial | No | Behind the Meter | Net-metered non-residential rooftop and canopy |  | None | Castle Energy, LLC | AC Electric | Accepted | 2019-09-17 | 2019-09-19 | 2021-10-30 | LG Electronics | LG 320N1K-A5 | Solar Panels |  | 0.32 | 30 | 222 | 13 |  | Fixed | Roof
NJSTRE1545382893 | NJSRRE1542411810 | Transition Incentive Program | Hammonton | 8037 | 19 | 69.76 | Commercial | No | Behind the Meter | Net-metered non-residential rooftop and canopy |  | None | Castle Energy, LLC | AC Electric | Accepted | 2019-09-17 | 2019-09-19 | 2021-10-30 | LG Electronics | LG 320N1K-A5 | Solar Panels |  | 0.32 | 16 | 197 | 20 |  | Fixed | Roof
NJSTRE1545382893 | NJSRRE1542411810 | Transition Incentive Program | Hammonton | 8037 | 19 | 69.76 | Commercial | No | Behind the Meter | Net-metered non-residential rooftop and canopy |  | None | Castle Energy, LLC | AC Electric | Accepted | 2019-09-17 | 2019-09-19 | 2021-10-30 | LG Electronics | LG 320N1K-A5 | Solar Panels |  | 0.32 | 43 | 197 | 11 |  | Fixed | Roof
NJSTRE1545382894 | NJSRRE1542390424 | Transition Incentive Program | Jackson | 8527 | 18 | 10.54 | Residential | No | Behind the Meter | Net-metered residential rooftop and canopy |  | None | Powerlutions | JCP&L | Accepted | 2019-09-11 | 2019-09-13 | 2021-10-30 | SolarEdge | SE7600H-US | Inverters | 7.6 |  | 1 |  |  | 0.99 |  | Outdoor | Near Meter
NJSTRE1545382894 | NJSRRE1542390424 | Transition Incentive Program | Jackson | 8527 | 18 | 10.54 | Residential | No | Behind the Meter | Net-metered residential rooftop and canopy |  | None | Powerlutions | JCP&L | Accepted | 2019-09-11 | 2019-09-13 | 2021-10-30 | Axitec | AC-310P/156-72S | Solar Panels |  | 0.31 | 16 | 223 | 36 |  | Fixed | Roof
NJSTRE1545382894 | NJSRRE1542390424 | Transition Incentive Program | Jackson | 8527 | 18 | 10.54 | Residential | No | Behind the Meter | Net-metered residential rooftop and canopy |  | None | Powerlutions | JCP&L | Accepted | 2019-09-11 | 2019-09-13 | 2021-10-30 | Axitec | AC-310P/156-72S | Solar Panels |  | 0.31 | 18 | 133 | 28 |  | Fixed | Roof
NJSTRE1545382895 | NJSRRE1542377583 | Transition Incentive Program | Deptford | 8096 | 15 | 154.77 | Commercial | No | Behind the Meter | Behind the Meter |  | None | Arsenal Solar | PSE&G | Eligible for TI Program | 2019-09-10 | 2019-09-16 | 2021-10-30 | SMA Americas | SMA Tricore1 50kw | Inverters | 150000 |  | 3 |  |  | 0.97 |  | Outside | Next to array
NJSTRE1545382895 | NJSRRE1542377583 | Transition Incentive Program | Deptford | 8096 | 15 | 154.77 | Commercial | No | Behind the Meter | Behind the Meter |  | None | Arsenal Solar | PSE&G | Eligible for TI Program | 2019-09-10 | 2019-09-16 | 2021-10-30 | Sunpower | Sunpower 335watt | Solar Panels |  | 0.335 | 462 | 180 | 10 |  | Fixed | Roof
NJSTRE1545382896 | NJSRRE1542416760 | Transition Incentive Program | Sewell | 8080 | 15 | 7.75 | Residential | No | Behind the Meter | Behind the Meter |  | None | Impact Solar LLC | AC Electric | Eligible for TI Program | 2019-09-18 | 2019-09-20 | 2021-10-30 | solaredge | solaredge direct | Meters |  |  | 1 |  |  |  | Yes | Indoor
NJSTRE1545382896 | NJSRRE1542416760 | Transition Incentive Program | Sewell | 8080 | 15 | 7.75 | Residential | No | Behind the Meter | Behind the Meter |  | None | Impact Solar LLC | AC Electric | Eligible for TI Program | 2019-09-18 | 2019-09-20 | 2021-10-30 | solaredge | SE7600H-US | Inverters | 7600 |  | 1 |  |  | 0.96 |  | Indoor | closet
NJSTRE1545382896 | NJSRRE1542416760 | Transition Incentive Program | Sewell | 8080 | 15 | 7.75 | Residential | No | Behind the Meter | Behind the Meter |  | None | Impact Solar LLC | AC Electric | Eligible for TI Program | 2019-09-18 | 2019-09-20 | 2021-10-30 | Trina | TSM310 | Solar Panels |  | 0.31 | 25 | 233 | 19 |  | Fixed | Roof
NJSTRE1545382897 | NJSRRE1541891817 | Transition Incentive Program | Blackwood | 8012 | 14 | 822.75 | School Other | No | Behind the Meter | Net-metered non-residential rooftop and canopy |  | None | Solar Landscape | AC Electric | Accepted | 2019-08-28 | 2019-09-03 | 2021-10-30 | Watts On | W2-MI-5A-DL | Meters |  |  | 1 |  |  |  | Yes | Outdoor
NJSTRE1545382897 | NJSRRE1541891817 | Transition Incentive Program | Blackwood | 8012 | 14 | 822.75 | School Other | No | Behind the Meter | Net-metered non-residential rooftop and canopy |  | None | Solar Landscape | AC Electric | Accepted | 2019-08-28 | 2019-09-03 | 2021-10-30 | Solar Edge | SE100KUS | Inverters | 100000 |  | 6 |  |  | 0.985 |  | Outside | Roof
NJSTRE1545382897 | NJSRRE1541891817 | Transition Incentive Program | Blackwood | 8012 | 14 | 822.75 | School Other | No | Behind the Meter | Net-metered non-residential rooftop and canopy |  | None | Solar Landscape | AC Electric | Accepted | 2019-08-28 | 2019-09-03 | 2021-10-30 | GCL | M6/72H | Solar Panels |  | 0.375 | 98 | 108.524 | 0 |  | Fixed | Roof
NJSTRE1545382897 | NJSRRE1541891817 | Transition Incentive Program | Blackwood | 8012 | 14 | 822.75 | School Other | No | Behind the Meter | Net-metered non-residential rooftop and canopy |  | None | Solar Landscape | AC Electric | Accepted | 2019-08-28 | 2019-09-03 | 2021-10-30 | GCL | M6/72H 375W | Solar Panels |  | 0.375 | 1840 | 199.1 | 5 |  | Fixed | Roof
NJSTRE1545382897 | NJSRRE1541891817 | Transition Incentive Program | Blackwood | 8012 | 14 | 822.75 | School Other | No | Behind the Meter | Net-metered non-residential rooftop and canopy |  | None | Solar Landscape | AC Electric | Accepted | 2019-08-28 | 2019-09-03 | 2021-10-30 | GCL | M6/72H 375W | Solar Panels |  | 0.375 | 128 | 288.524 | 5 |  | Fixed | Roof
NJSTRE1545382897 | NJSRRE1541891817 | Transition Incentive Program | Blackwood | 8012 | 14 | 822.75 | School Other | No | Behind the Meter | Net-metered non-residential rooftop and canopy |  | None | Solar Landscape | AC Electric | Accepted | 2019-08-28 | 2019-09-03 | 2021-10-30 | GCL | M6/72H 375W | Solar Panels |  | 0.375 | 128 | 108.524 | 5 |  | Fixed | Roof
NJSTRE1545382898 | NJSRRE1541877920 | Transition Incentive Program | PLAINFIELD | 7060 | 10 | 14.81 | Residential | Yes | Behind the Meter | Net-metered residential rooftop and canopy |  | None | Vivint Solar Developer, LLC | PSE&G | Accepted | 2019-08-22 | 2019-08-27 | 2021-10-30 | Solar Edge | SE10000H-US | Inverters | 10000 |  | 1 |  |  | 0.992 |  | Outdoor | Near the Utility Meter
NJSTRE1545382898 | NJSRRE1541877920 | Transition Incentive Program | PLAINFIELD | 7060 | 10 | 14.81 | Residential | Yes | Behind the Meter | Net-metered residential rooftop and canopy |  | None | Vivint Solar Developer, LLC | PSE&G | Accepted | 2019-08-22 | 2019-08-27 | 2021-10-30 | Hanwha Solar | Q.PEAK BLK-G5 315 | Solar Panels |  | 0.315 | 28 | 131 | 23 |  | Fixed | Roof
NJSTRE1545382898 | NJSRRE1541877920 | Transition Incentive Program | PLAINFIELD | 7060 | 10 | 14.81 | Residential | Yes | Behind the Meter | Net-metered residential rooftop and canopy |  | None | Vivint Solar Developer, LLC | PSE&G | Accepted | 2019-08-22 | 2019-08-27 | 2021-10-30 | Hanwha Solar | Q.PEAK BLK-G5 315 | Solar Panels |  | 0.315 | 19 | 311 | 23 |  | Fixed | Roof
NJSTRE1545382899 | NJSRRE1542393625 | Transition Incentive Program | west new york town | 7093 | 8 | 3.92 | Residential | Yes | Behind the Meter | Net-metered residential rooftop and canopy |  | None | Vision Solar LLC | PSE&G | Accepted | 2019-09-12 | 2019-09-16 | 2021-10-30 | sunpower | e20-327-e-ac | Inverters | 0.32 |  | 12 |  |  | 0.96 |  | Other | behind panels
NJSTRE1545382899 | NJSRRE1542393625 | Transition Incentive Program | west new york town | 7093 | 8 | 3.92 | Residential | Yes | Behind the Meter | Net-metered residential rooftop and canopy |  | None | Vision Solar LLC | PSE&G | Accepted | 2019-09-12 | 2019-09-16 | 2021-10-30 | sunpower | e20-327-e-ac | Solar Panels |  | 0.327 | 12 | 122 | 3 |  | Fixed | Roof
NJSTRE1545382901 | NJSRRE1542422660 | Transition Incentive Program | Bergenfield | 7621 | 7 | 5.67 | Residential | Yes | Behind the Meter | Net-metered residential rooftop and canopy |  | None | Vivint Solar Developer, LLC | PSE&G | Accepted | 2019-09-19 | 2019-09-23 | 2021-10-30 | SOLAREDGE | SE3800H-US000BNC4 | Inverters | 3800 |  | 1 |  |  | 0.992 |  | Outdoor | Near The Utility Meter
NJSTRE1545382901 | NJSRRE1542422660 | Transition Incentive Program | Bergenfield | 7621 | 7 | 5.67 | Residential | Yes | Behind the Meter | Net-metered residential rooftop and canopy |  | None | Vivint Solar Developer, LLC | PSE&G | Accepted | 2019-09-19 | 2019-09-23 | 2021-10-30 | HANWHA SOLAR | Q.PEAK BLK-G5 315 | Solar Panels |  | 0.315 | 7 | 1 | 25 |  | Fixed | Roof
NJSTRE1545382901 | NJSRRE1542422660 | Transition Incentive Program | Bergenfield | 7621 | 7 | 5.67 | Residential | Yes | Behind the Meter | Net-metered residential rooftop and canopy |  | None | Vivint Solar Developer, LLC | PSE&G | Accepted | 2019-09-19 | 2019-09-23 | 2021-10-30 | HANWHA SOLAR | Q.PEAK BLK-G5 315 | Solar Panels |  | 0.315 | 8 | 181 | 25 |  | Fixed | Roof
NJSTRE1545382901 | NJSRRE1542422660 | Transition Incentive Program | Bergenfield | 7621 | 7 | 5.67 | Residential | Yes | Behind the Meter | Net-metered residential rooftop and canopy |  | None | Vivint Solar Developer, LLC | PSE&G | Accepted | 2019-09-19 | 2019-09-23 | 2021-10-30 | HANWHA SOLAR | Q.PEAK BLK-G5 315 | Solar Panels |  | 0.315 | 3 | 91 | 10 |  | Fixed | Roof
NJSTRE1545382902 | NJSRRE1542390577 | Transition Incentive Program | Paterson | 7522 | 6 | 4.35 | Residential | Yes | Behind the Meter | Behind the Meter |  | None | Sunrun Installation Services, Inc. | PSE&G | Eligible for TI Program | 2019-09-11 | 2019-09-13 | 2021-10-30 | Ningbo Ginlong Technologies | Solis-1P3.6K-4G-US | Inverters | 3600 |  | 1 |  |  | 0.96 |  | Outdoor | Next To Meter
NJSTRE1545382902 | NJSRRE1542390577 | Transition Incentive Program | Paterson | 7522 | 6 | 4.35 | Residential | Yes | Behind the Meter | Behind the Meter |  | None | Sunrun Installation Services, Inc. | PSE&G | Eligible for TI Program | 2019-09-11 | 2019-09-13 | 2021-10-30 | REC Solar | REC290TP2 BLK | Solar Panels |  | 0.29 | 15 | 138 | 23 |  | Fixed | Roof
NJSTRE1545382903 | NJSRRE1542200028 | Transition Incentive Program | Ledgewood | 7852 | 3 | 6.93 | Residential | Yes | Behind the Meter | Behind the Meter |  | None | Sunrun Installation Services, Inc. | JCP&L | Eligible for TI Program | 2019-09-04 | 2019-09-09 | 2021-10-30 | SolarEdge Technologies | SE6000H-USRGM | Inverters | 6000 |  | 1 |  |  | 0.96 |  | Outdoor | Next To Meter
NJSTRE1545382903 | NJSRRE1542200028 | Transition Incentive Program | Ledgewood | 7852 | 3 | 6.93 | Residential | Yes | Behind the Meter | Behind the Meter |  | None | Sunrun Installation Services, Inc. | JCP&L | Eligible for TI Program | 2019-09-04 | 2019-09-09 | 2021-10-30 | LG Electronics | LG330N1C-A5 | Solar Panels |  | 0.33 | 11 | 216 | 23 |  | Fixed | Roof
NJSTRE1545382903 | NJSRRE1542200028 | Transition Incentive Program | Ledgewood | 7852 | 3 | 6.93 | Residential | Yes | Behind the Meter | Behind the Meter |  | None | Sunrun Installation Services, Inc. | JCP&L | Eligible for TI Program | 2019-09-04 | 2019-09-09 | 2021-10-30 | LG Electronics | LG330N1C-A5 | Solar Panels |  | 0.33 | 7 | 127 | 30 |  | Fixed | Roof
NJSTRE1545382903 | NJSRRE1542200028 | Transition Incentive Program | Ledgewood | 7852 | 3 | 6.93 | Residential | Yes | Behind the Meter | Behind the Meter |  | None | Sunrun Installation Services, Inc. | JCP&L | Eligible for TI Program | 2019-09-04 | 2019-09-09 | 2021-10-30 | LG Electronics | LG330N1C-A5 | Solar Panels |  | 0.33 | 3 | 307 | 30 |  | Fixed | Roof
NJSTRE1545382904 | NJSRRE1542397120 | Transition Incentive Program | Camden | 8105 | 14 | 14.72 | Residential | No | Behind the Meter | Net-metered residential rooftop and canopy |  | None | Castle Energy, LLC | PSE&G | Accepted | 2019-09-13 | 2019-09-17 | 2021-10-30 | Enphase Energy | IQ7-60-2-US | Inverters | 240 |  | 46 |  |  | 0.967 |  | Outside | on the rooftop under each solar panel
NJSTRE1545382904 | NJSRRE1542397120 | Transition Incentive Program | Camden | 8105 | 14 | 14.72 | Residential | No | Behind the Meter | Net-metered residential rooftop and canopy |  | None | Castle Energy, LLC | PSE&G | Accepted | 2019-09-13 | 2019-09-17 | 2021-10-30 | LG Electronics | LG320E1K-A5 | Solar Panels |  | 0.32 | 46 | 146 | 2 |  | Fixed | Roof
NJSTRE1545382909 | NJSRRE1541883675 | Transition Incentive Program | HAZLET | 7730 | 17 | 4.73 | Residential | Yes | Behind the Meter | Net-metered residential rooftop and canopy |  | None | Vivint Solar Developer, LLC | JCP&L | Accepted | 2019-08-29 | 2019-09-04 | 2021-10-30 | Solar Edge | SE3800H-US | Inverters | 3800 |  | 1 |  |  | 0.992 |  | Outdoor | Near the Utility Meter
NJSTRE1545382909 | NJSRRE1541883675 | Transition Incentive Program | HAZLET | 7730 | 17 | 4.73 | Residential | Yes | Behind the Meter | Net-metered residential rooftop and canopy |  | None | Vivint Solar Developer, LLC | JCP&L | Accepted | 2019-08-29 | 2019-09-04 | 2021-10-30 | Hanwha Solar | Q.PEAK BLK-G5 315 | Solar Panels |  | 0.315 | 7 | 3 | 20 |  | Fixed | Roof
NJSTRE1545382909 | NJSRRE1541883675 | Transition Incentive Program | HAZLET | 7730 | 17 | 4.73 | Residential | Yes | Behind the Meter | Net-metered residential rooftop and canopy |  | None | Vivint Solar Developer, LLC | JCP&L | Accepted | 2019-08-29 | 2019-09-04 | 2021-10-30 | Hanwha Solar | Q.PEAK BLK-G5 315 | Solar Panels |  | 0.315 | 8 | 183 | 20 |  | Fixed | Roof
NJSTRE1545382910 | NJSRRE1541884590 | Transition Incentive Program | Edison Township | 8820 | 11 | 24.49 | Residential | No | Behind the Meter | Net-metered residential rooftop and canopy |  | None | Palmetto Solar LLC | PSE&G | Accepted | 2019-08-26 | 2019-08-29 | 2021-10-30 | SolarEdge | SE10000A-US | Inverters | 10000 |  | 2 |  |  | 0.98 |  | Outside | side of the house
NJSTRE1545382910 | NJSRRE1541884590 | Transition Incentive Program | Edison Township | 8820 | 11 | 24.49 | Residential | No | Behind the Meter | Net-metered residential rooftop and canopy |  | None | Palmetto Solar LLC | PSE&G | Accepted | 2019-08-26 | 2019-08-29 | 2021-10-30 | Hanwha | 310W All Black Module | Solar Panels |  | 0.31 | 79 | 180 | 25 |  | Fixed | Roof
NJSTRE1545382911 | NJSRRE1542407177 | Transition Incentive Program | MOUNT LAUREL | 8054 | 13 | 7.88 | Residential | No | Behind the Meter | Net-metered residential rooftop and canopy |  | None | Vivint Solar Developer, LLC | PSE&G | Accepted | 2019-09-14 | 2019-09-17 | 2021-10-30 | SOLAREDGE | SE7600H-US000BNC4 | Inverters | 7600 |  | 1 |  |  | 0.992 |  | Outdoor | Near The Utility Meter
NJSTRE1545382911 | NJSRRE1542407177 | Transition Incentive Program | MOUNT LAUREL | 8054 | 13 | 7.88 | Residential | No | Behind the Meter | Net-metered residential rooftop and canopy |  | None | Vivint Solar Developer, LLC | PSE&G | Accepted | 2019-09-14 | 2019-09-17 | 2021-10-30 | HANWHA SOLAR | Q.PEAK BLK-G5 315 | Solar Panels |  | 0.315 | 8 | 179 | 40 |  | Fixed | Roof
NJSTRE1545382911 | NJSRRE1542407177 | Transition Incentive Program | MOUNT LAUREL | 8054 | 13 | 7.88 | Residential | No | Behind the Meter | Net-metered residential rooftop and canopy |  | None | Vivint Solar Developer, LLC | PSE&G | Accepted | 2019-09-14 | 2019-09-17 | 2021-10-30 | HANWHA SOLAR | Q.PEAK BLK-G5 315 | Solar Panels |  | 0.315 | 10 | 89 | 33 |  | Fixed | Roof
NJSTRE1545382911 | NJSRRE1542407177 | Transition Incentive Program | MOUNT LAUREL | 8054 | 13 | 7.88 | Residential | No | Behind the Meter | Net-metered residential rooftop and canopy |  | None | Vivint Solar Developer, LLC | PSE&G | Accepted | 2019-09-14 | 2019-09-17 | 2021-10-30 | HANWHA SOLAR | Q.PEAK BLK-G5 315 | Solar Panels |  | 0.315 | 7 | 179 | 40 |  | Fixed | Roof
NJSTRE1545382913 | NJSRRE1542412362 | Transition Incentive Program | Westfield Town | 7090 | 10 | 12.18 | Residential | Yes | Behind the Meter | Behind the Meter |  | None | Sunrun Installation Services, Inc. | PSE&G | Eligible for TI Program | 2019-09-17 | 2019-09-19 | 2021-10-30 | Ningbo Ginlong Technologies | Solis-1P7.6K-4G-US | Inverters | 7600 |  | 1 |  |  | 0.96 |  | Outdoor | Next To Meter
NJSTRE1545382913 | NJSRRE1542412362 | Transition Incentive Program | Westfield Town | 7090 | 10 | 12.18 | Residential | Yes | Behind the Meter | Behind the Meter |  | None | Sunrun Installation Services, Inc. | PSE&G | Eligible for TI Program | 2019-09-17 | 2019-09-19 | 2021-10-30 | Ningbo Ginlong Technologies | Solis-1P3K-4G-US | Inverters | 3000 |  | 1 |  |  | 0.96 |  | Outdoor | Next To Meter
NJSTRE1545382913 | NJSRRE1542412362 | Transition Incentive Program | Westfield Town | 7090 | 10 | 12.18 | Residential | Yes | Behind the Meter | Behind the Meter |  | None | Sunrun Installation Services, Inc. | PSE&G | Eligible for TI Program | 2019-09-17 | 2019-09-19 | 2021-10-30 | REC Solar | REC290TP2 BLK | Solar Panels |  | 0.29 | 15 | 127 | 18 |  | Fixed | Roof
NJSTRE1545382913 | NJSRRE1542412362 | Transition Incentive Program | Westfield Town | 7090 | 10 | 12.18 | Residential | Yes | Behind the Meter | Behind the Meter |  | None | Sunrun Installation Services, Inc. | PSE&G | Eligible for TI Program | 2019-09-17 | 2019-09-19 | 2021-10-30 | REC Solar | REC290TP2 BLK | Solar Panels |  | 0.29 | 27 | 307 | 30 |  | Fixed | Roof
NJSTRE1545382914 | NJSRRE1542194404 | Transition Incentive Program | Morganville | 7751 | 17 | 11.6 | Residential | Yes | Behind the Meter | Behind the Meter |  | None | Sunrun Installation Services, Inc. | JCP&L | Eligible for TI Program | 2019-09-04 | 2019-09-09 | 2021-10-30 | SolarEdge Technologies | SE11400H-USRGM | Inverters | 11400 |  | 1 |  |  | 0.96 |  | Outdoor | Next To Meter
NJSTRE1545382914 | NJSRRE1542194404 | Transition Incentive Program | Morganville | 7751 | 17 | 11.6 | Residential | Yes | Behind the Meter | Behind the Meter |  | None | Sunrun Installation Services, Inc. | JCP&L | Eligible for TI Program | 2019-09-04 | 2019-09-09 | 2021-10-30 | REC Solar | REC290TP2 BLK | Solar Panels |  | 0.29 | 6 | 71 | 18 |  | Fixed | Roof
NJSTRE1545382914 | NJSRRE1542194404 | Transition Incentive Program | Morganville | 7751 | 17 | 11.6 | Residential | Yes | Behind the Meter | Behind the Meter |  | None | Sunrun Installation Services, Inc. | JCP&L | Eligible for TI Program | 2019-09-04 | 2019-09-09 | 2021-10-30 | REC Solar | REC290TP2 BLK | Solar Panels |  | 0.29 | 1 | 341 | 17 |  | Fixed | Roof
NJSTRE1545382914 | NJSRRE1542194404 | Transition Incentive Program | Morganville | 7751 | 17 | 11.6 | Residential | Yes | Behind the Meter | Behind the Meter |  | None | Sunrun Installation Services, Inc. | JCP&L | Eligible for TI Program | 2019-09-04 | 2019-09-09 | 2021-10-30 | REC Solar | REC290TP2 BLK | Solar Panels |  | 0.29 | 8 | 249 | 18 |  | Fixed | Roof
NJSTRE1545382914 | NJSRRE1542194404 | Transition Incentive Program | Morganville | 7751 | 17 | 11.6 | Residential | Yes | Behind the Meter | Behind the Meter |  | None | Sunrun Installation Services, Inc. | JCP&L | Eligible for TI Program | 2019-09-04 | 2019-09-09 | 2021-10-30 | REC Solar | REC290TP2 BLK | Solar Panels |  | 0.29 | 25 | 160 | 19 |  | Fixed | Roof
NJSTRE1545382916 | NJSRRE1542376648 | Transition Incentive Program | LINDEN | 7036 | 10 | 3.15 | Residential | Yes | Behind the Meter | Net-metered residential rooftop and canopy |  | None | Vivint Solar Developer, LLC | PSE&G | Accepted | 2019-09-18 | 2019-09-18 | 2021-10-30 | SolarEdge Technologies | SE3800H-US | Inverters | 3800 |  | 1 |  |  | 0.992 |  | Outdoor | Near the Utility Meter
NJSTRE1545382916 | NJSRRE1542376648 | Transition Incentive Program | LINDEN | 7036 | 10 | 3.15 | Residential | Yes | Behind the Meter | Net-metered residential rooftop and canopy |  | None | Vivint Solar Developer, LLC | PSE&G | Accepted | 2019-09-18 | 2019-09-18 | 2021-10-30 | Hanwha Solar | Q.PEAK DUO BLK-G5 315 | Solar Panels |  | 0.315 | 10 | 225 | 26 |  | Fixed | Roof
NJSTRE1545382918 | NJSRRE1541883736 | Transition Incentive Program | Lambertville | 8530 | 4 | 8.25 | Residential | No | Behind the Meter | Behind the Meter |  | None | Garden State Solar | JCP&L | Eligible for TI Program | 2019-08-26 | 2019-09-18 |  | Siliken | SLK250 | Solar Panels |  | 0.25 | 33 | 280 | 19 |  | Fixed | Roof
NJSTRE1545382918 | NJSRRE1541883736 | Transition Incentive Program | Lambertville | 8530 | 4 | 8.25 | Residential | No | Behind the Meter | Behind the Meter |  | None | Garden State Solar | JCP&L | Eligible for TI Program | 2019-08-26 | 2019-09-18 |  | Enphase | M215 | Inverters | 215 |  | 33 |  |  | 0.965 |  | Outside | side
NJSTRE1545382918 | NJSRRE1541883736 | Transition Incentive Program | Lambertville | 8530 | 4 | 8.25 | Residential | No | Behind the Meter | Behind the Meter |  | None | Garden State Solar | JCP&L | Eligible for TI Program | 2019-08-26 | 2019-09-18 |  | sentinel | clcl200 | Meters | 240w |  | 1 |  |  |  | Yes | Outdoor
NJSTRE1545382919 | NJSRRE1541880213 | Transition Incentive Program | Hillside | 7205 | 10 | 7.52 | Residential | No | Behind the Meter | Behind the Meter |  | PSEG | Fusion Solar Energy LLC | PSE&G | Eligible for TI Program | 2019-08-24 | 2019-08-27 |  | Sunpower | E20 327W | Solar Panels |  | 0.327 | 23 | 130 | 23 |  | Fixed | Roof
NJSTRE1545382919 | NJSRRE1541880213 | Transition Incentive Program | Hillside | 7205 | 10 | 7.52 | Residential | No | Behind the Meter | Behind the Meter |  | PSEG | Fusion Solar Energy LLC | PSE&G | Eligible for TI Program | 2019-08-24 | 2019-08-27 |  | Sunpower | E20 327W | Inverters | 320 |  | 23 |  |  | 0.93 |  | Outdoor | roof
NJSTRE1545382919 | NJSRRE1541880213 | Transition Incentive Program | Hillside | 7205 | 10 | 7.52 | Residential | No | Behind the Meter | Behind the Meter |  | PSEG | Fusion Solar Energy LLC | PSE&G | Eligible for TI Program | 2019-08-24 | 2019-08-27 |  | Sunpower | PVS6 | Meters |  |  | 2 |  |  |  | Yes | Outdoor
NJSTRE1545382920 | NJSRRE1542421735 | Transition Incentive Program | KEYPORT | 7735 | 17 | 15.75 | Residential | Yes | Behind the Meter | Net-metered residential rooftop and canopy |  | None | Vivint Solar Developer, LLC | JCP&L | Accepted | 2019-09-19 | 2019-09-23 | 2021-10-30 | SOLAR EDGE | SE3800H-US | Inverters | 3800 |  | 1 |  |  | 0.992 |  | Outdoor | NEAR UTILITY METER
NJSTRE1545382920 | NJSRRE1542421735 | Transition Incentive Program | KEYPORT | 7735 | 17 | 15.75 | Residential | Yes | Behind the Meter | Net-metered residential rooftop and canopy |  | None | Vivint Solar Developer, LLC | JCP&L | Accepted | 2019-09-19 | 2019-09-23 | 2021-10-30 | SOLAR EDGE | SE7600H-US | Inverters | 7600 |  | 1 |  |  | 0.992 |  | Outdoor | NEAR UTILITY METER
NJSTRE1545382920 | NJSRRE1542421735 | Transition Incentive Program | KEYPORT | 7735 | 17 | 15.75 | Residential | Yes | Behind the Meter | Net-metered residential rooftop and canopy |  | None | Vivint Solar Developer, LLC | JCP&L | Accepted | 2019-09-19 | 2019-09-23 | 2021-10-30 | HANWHA SOLAR | Q.PEAK BLK-G5 315 | Solar Panels |  | 0.315 | 5 | 339 | 32 |  | Fixed | Roof
NJSTRE1545382920 | NJSRRE1542421735 | Transition Incentive Program | KEYPORT | 7735 | 17 | 15.75 | Residential | Yes | Behind the Meter | Net-metered residential rooftop and canopy |  | None | Vivint Solar Developer, LLC | JCP&L | Accepted | 2019-09-19 | 2019-09-23 | 2021-10-30 | HANWHA SOLAR | Q.PEAK BLK-G5 315 | Solar Panels |  | 0.315 | 3 | 339 | 23 |  | Fixed | Roof
NJSTRE1545382920 | NJSRRE1542421735 | Transition Incentive Program | KEYPORT | 7735 | 17 | 15.75 | Residential | Yes | Behind the Meter | Net-metered residential rooftop and canopy |  | None | Vivint Solar Developer, LLC | JCP&L | Accepted | 2019-09-19 | 2019-09-23 | 2021-10-30 | HANWHA SOLAR | Q.PEAK BLK-G5 315 | Solar Panels |  | 0.315 | 12 | 249 | 32 |  | Fixed | Roof
NJSTRE1545382920 | NJSRRE1542421735 | Transition Incentive Program | KEYPORT | 7735 | 17 | 15.75 | Residential | Yes | Behind the Meter | Net-metered residential rooftop and canopy |  | None | Vivint Solar Developer, LLC | JCP&L | Accepted | 2019-09-19 | 2019-09-23 | 2021-10-30 | HANWHA SOLAR | Q.PEAK BLK-G5 315 | Solar Panels |  | 0.315 | 5 | 159 | 32 |  | Fixed | Roof
NJSTRE1545382920 | NJSRRE1542421735 | Transition Incentive Program | KEYPORT | 7735 | 17 | 15.75 | Residential | Yes | Behind the Meter | Net-metered residential rooftop and canopy |  | None | Vivint Solar Developer, LLC | JCP&L | Accepted | 2019-09-19 | 2019-09-23 | 2021-10-30 | HANWHA SOLAR | Q.PEAK BLK-G5 315 | Solar Panels |  | 0.315 | 25 | 69 | 32 |  | Fixed | Roof
NJSTRE1545382924 | NJSRRE1541888624 | Transition Incentive Program | Barnegat | 8005 | 18 | 8.24 | Residential | Yes | Behind the Meter | Net-metered residential rooftop and canopy |  | None | Bright Planet Solar | JCP&L | Accepted | 2019-09-04 | 2019-09-05 | 2021-10-30 | SolarEdge | SE7600H-USRGM | Inverters | 7600 |  | 1 |  |  | 0.98 |  | Outdoor | Next to Meter
NJSTRE1545382924 | NJSRRE1541888624 | Transition Incentive Program | Barnegat | 8005 | 18 | 8.24 | Residential | Yes | Behind the Meter | Net-metered residential rooftop and canopy |  | None | Bright Planet Solar | JCP&L | Accepted | 2019-09-04 | 2019-09-05 | 2021-10-30 | Longi | LR6-60P B-305M | Solar Panels |  | 0.305 | 20 | 217 | 20 |  | Fixed | Roof
NJSTRE1545382924 | NJSRRE1541888624 | Transition Incentive Program | Barnegat | 8005 | 18 | 8.24 | Residential | Yes | Behind the Meter | Net-metered residential rooftop and canopy |  | None | Bright Planet Solar | JCP&L | Accepted | 2019-09-04 | 2019-09-05 | 2021-10-30 | Longi | LR6-60P B-305M | Solar Panels |  | 0.305 | 7 | 37 | 20 |  | Fixed | Roof
NJSTRE1545382926 | NJSRRE1542376725 | Transition Incentive Program | Pleasantville | 8232 | 19 | 4.25 | Residential | Yes | Behind the Meter | Net-metered residential rooftop and canopy |  | None | Castle Energy, LLC | AC Electric | Accepted | 2019-09-10 | 2019-09-12 | 2021-10-30 | SunPower | SPR-E20-327-E-AC Type E | Inverters | 320 |  | 13 |  |  | 0.975 |  | Outside | on the rooftop under each solar panel
NJSTRE1545382926 | NJSRRE1542376725 | Transition Incentive Program | Pleasantville | 8232 | 19 | 4.25 | Residential | Yes | Behind the Meter | Net-metered residential rooftop and canopy |  | None | Castle Energy, LLC | AC Electric | Accepted | 2019-09-10 | 2019-09-12 | 2021-10-30 | SunPower | SPR-E20-327-E-AC | Solar Panels |  | 0.327 | 13 | 163 | 22 |  | Fixed | Roof
NJSTRE1545382927 | NJSRRE1542335386 | Transition Incentive Program | Sicklerville | 8081 | 14 | 9.9 | Residential | Yes | Behind the Meter | Behind the Meter |  | None | Sunrun Installation Services, Inc. | AC Electric | Eligible for TI Program | 2019-09-06 | 2019-09-11 | 2021-10-30 | SolarEdge Technologies | SE7600H-USRGM | Inverters | 7600 |  | 1 |  |  | 0.96 |  | Outdoor | Next To Meter
NJSTRE1545382927 | NJSRRE1542335386 | Transition Incentive Program | Sicklerville | 8081 | 14 | 9.9 | Residential | Yes | Behind the Meter | Behind the Meter |  | None | Sunrun Installation Services, Inc. | AC Electric | Eligible for TI Program | 2019-09-06 | 2019-09-11 | 2021-10-30 | LG Electronics | LG330N1C-A5 | Solar Panels |  | 0.33 | 3 | 217 | 45 |  | Fixed | Roof
NJSTRE1545382927 | NJSRRE1542335386 | Transition Incentive Program | Sicklerville | 8081 | 14 | 9.9 | Residential | Yes | Behind the Meter | Behind the Meter |  | None | Sunrun Installation Services, Inc. | AC Electric | Eligible for TI Program | 2019-09-06 | 2019-09-11 | 2021-10-30 | LG Electronics | LG330N1C-A5 | Solar Panels |  | 0.33 | 27 | 129 | 34 |  | Fixed | Roof
NJSTRE1545382928 | NJSRRE1542419925 | Transition Incentive Program | Camden City | 8104 | 14 | 5.48 | Residential | Yes | Behind the Meter | Behind the Meter |  | None | Sunrun Installation Services, Inc. | PSE&G | Eligible for TI Program | 2019-09-18 | 2019-09-23 | 2021-10-30 | Ningbo Ginlong Technologies | Solis-1P4.6K-4G-US | Inverters | 4600 |  | 1 |  |  | 0.96 |  | Outdoor | Next To Meter
NJSTRE1545382928 | NJSRRE1542419925 | Transition Incentive Program | Camden City | 8104 | 14 | 5.48 | Residential | Yes | Behind the Meter | Behind the Meter |  | None | Sunrun Installation Services, Inc. | PSE&G | Eligible for TI Program | 2019-09-18 | 2019-09-23 | 2021-10-30 | LG Electronics | LG365Q1C-V5 | Solar Panels |  | 0.365 | 15 | 181 | 10 |  | Fixed | Roof
NJSTRE1545382929 | NJSRRE1542373197 | Transition Incentive Program | Morristown | 7960 | 3 | 1306.5 | Commercial | Yes | Behind the Meter | Net-metered non-residential rooftop and canopy |  | None | Green Energy Construction & Consulting | JCP&L | Accepted | 2019-09-09 | 2019-09-12 | 2021-10-30 | CHINT | CPS SCA60K | Inverters | 60000 |  | 10 |  |  | 0.95 |  | Outside | AT ARRAYS AND NEXT TO METERS
NJSTRE1545382929 | NJSRRE1542373197 | Transition Incentive Program | Morristown | 7960 | 3 | 1306.5 | Commercial | Yes | Behind the Meter | Net-metered non-residential rooftop and canopy |  | None | Green Energy Construction & Consulting | JCP&L | Accepted | 2019-09-09 | 2019-09-12 | 2021-10-30 | CHINT | CPS SCA36K | Inverters | 36000 |  | 12 |  |  | 0.95 |  | Outside | AT ARRAYS AND NEXT TO METERS
NJSTRE1545382929 | NJSRRE1542373197 | Transition Incentive Program | Morristown | 7960 | 3 | 1306.5 | Commercial | Yes | Behind the Meter | Net-metered non-residential rooftop and canopy |  | None | Green Energy Construction & Consulting | JCP&L | Accepted | 2019-09-09 | 2019-09-12 | 2021-10-30 | GCL | GCL M6/72H 375 | Solar Panels |  | 0.375 | 604 | 293 & 113 | 8 |  | Fixed | Roof
NJSTRE1545382929 | NJSRRE1542373197 | Transition Incentive Program | Morristown | 7960 | 3 | 1306.5 | Commercial | Yes | Behind the Meter | Net-metered non-residential rooftop and canopy |  | None | Green Energy Construction & Consulting | JCP&L | Accepted | 2019-09-09 | 2019-09-12 | 2021-10-30 | GCL | GCL M6/72H 375 | Solar Panels |  | 0.375 | 2880 | 113 | 5 |  | Fixed | Parking Lot
NJSTRE1545382931 | NJSRRE1542416659 | Transition Incentive Program | Hillsdale | 7642 | 7 | 8.99 | Residential | Yes | Behind the Meter | Behind the Meter |  | None | Sunrun Installation Services, Inc. | PSE&G | Eligible for TI Program | 2019-09-18 | 2019-09-20 | 2021-10-30 | Ningbo Ginlong Technologies | Solis-1P9K-4G-US | Inverters | 9000 |  | 1 |  |  | 0.96 |  | Outdoor | Next To Meter
NJSTRE1545382931 | NJSRRE1542416659 | Transition Incentive Program | Hillsdale | 7642 | 7 | 8.99 | Residential | Yes | Behind the Meter | Behind the Meter |  | None | Sunrun Installation Services, Inc. | PSE&G | Eligible for TI Program | 2019-09-18 | 2019-09-20 | 2021-10-30 | REC Solar | REC290TP2 BLK | Solar Panels |  | 0.29 | 17 | 183 | 30 |  | Fixed | Roof
NJSTRE1545382931 | NJSRRE1542416659 | Transition Incentive Program | Hillsdale | 7642 | 7 | 8.99 | Residential | Yes | Behind the Meter | Behind the Meter |  | None | Sunrun Installation Services, Inc. | PSE&G | Eligible for TI Program | 2019-09-18 | 2019-09-20 | 2021-10-30 | REC Solar | REC290TP2 BLK | Solar Panels |  | 0.29 | 14 | 3 | 30 |  | Fixed | Roof
NJSTRE1545382933 | NJSRRE1541883351 | Transition Incentive Program | Jefferson | 7438 | 6 | 14.85 | Residential | Yes | Behind the Meter | Behind the Meter |  | None | Sunrun Installation Services, Inc. | JCP&L | Eligible for TI Program | 2019-08-25 | 2019-10-01 | 2021-10-30 | SolarEdge Technologies | SE11400H-USRGM | Inverters | 11400 |  | 1 |  |  | 0.96 |  | Outdoor | Next To Meter
NJSTRE1545382933 | NJSRRE1541883351 | Transition Incentive Program | Jefferson | 7438 | 6 | 14.85 | Residential | Yes | Behind the Meter | Behind the Meter |  | None | Sunrun Installation Services, Inc. | JCP&L | Eligible for TI Program | 2019-08-25 | 2019-10-01 | 2021-10-30 | LG Electronics | LG330N1C-A5 | Solar Panels |  | 0.33 | 9 | 88 | 31 |  | Fixed | Roof
NJSTRE1545382933 | NJSRRE1541883351 | Transition Incentive Program | Jefferson | 7438 | 6 | 14.85 | Residential | Yes | Behind the Meter | Behind the Meter |  | None | Sunrun Installation Services, Inc. | JCP&L | Eligible for TI Program | 2019-08-25 | 2019-10-01 | 2021-10-30 | LG Electronics | LG330N1C-A5 | Solar Panels |  | 0.33 | 5 | 178 | 45 |  | Fixed | Roof
NJSTRE1545382933 | NJSRRE1541883351 | Transition Incentive Program | Jefferson | 7438 | 6 | 14.85 | Residential | Yes | Behind the Meter | Behind the Meter |  | None | Sunrun Installation Services, Inc. | JCP&L | Eligible for TI Program | 2019-08-25 | 2019-10-01 | 2021-10-30 | LG Electronics | LG330N1C-A5 | Solar Panels |  | 0.33 | 31 | 268 | 30 |  | Fixed | Roof
NJSTRE1545382934 | NJSRRE1541880940 | Transition Incentive Program | Nutley | 7110 | 9 | 3.15 | Residential | Yes | Behind the Meter | Net-metered residential rooftop and canopy |  | None | Vivint Solar Developer, LLC | PSE&G | Accepted | 2019-08-29 | 2019-08-30 | 2021-10-30 | Solar Egde | SE3800H-US | Inverters | 3800 |  | 1 |  |  | 0.992 |  | Outdoor | Near the Utility Meter
NJSTRE1545382934 | NJSRRE1541880940 | Transition Incentive Program | Nutley | 7110 | 9 | 3.15 | Residential | Yes | Behind the Meter | Net-metered residential rooftop and canopy |  | None | Vivint Solar Developer, LLC | PSE&G | Accepted | 2019-08-29 | 2019-08-30 | 2021-10-30 | Hanwha | Q.PEAK BLK-G5 315 | Solar Panels |  | 0.315 | 10 | 211 | 14 |  | Fixed | Roof
NJSTRE1545382935 | NJSRRE1542411883 | Transition Incentive Program | BAYONNE | 7002 | 8 | 6.93 | Residential | Yes | Behind the Meter | Net-metered residential rooftop and canopy |  | None | Vivint Solar Developer, LLC | PSE&G | Accepted | 2019-09-17 | 2019-09-19 | 2021-10-30 | Solar Edge | SE7600H-US | Inverters | 7600 |  | 1 |  |  | 0.992 |  | Outdoor | Near Utility Meter
NJSTRE1545382935 | NJSRRE1542411883 | Transition Incentive Program | BAYONNE | 7002 | 8 | 6.93 | Residential | Yes | Behind the Meter | Net-metered residential rooftop and canopy |  | None | Vivint Solar Developer, LLC | PSE&G | Accepted | 2019-09-17 | 2019-09-19 | 2021-10-30 | HANWHA SOLAR | Q.PEAK BLK-G5 315 | Solar Panels |  | 0.315 | 10 | 213 | 10 |  | Fixed | Roof
NJSTRE1545382935 | NJSRRE1542411883 | Transition Incentive Program | BAYONNE | 7002 | 8 | 6.93 | Residential | Yes | Behind the Meter | Net-metered residential rooftop and canopy |  | None | Vivint Solar Developer, LLC | PSE&G | Accepted | 2019-09-17 | 2019-09-19 | 2021-10-30 | HANWHA SOLAR | Q.PEAK BLK-G5 315 | Solar Panels |  | 0.315 | 2 | 303 | 15 |  | Fixed | Roof
NJSTRE1545382935 | NJSRRE1542411883 | Transition Incentive Program | BAYONNE | 7002 | 8 | 6.93 | Residential | Yes | Behind the Meter | Net-metered residential rooftop and canopy |  | None | Vivint Solar Developer, LLC | PSE&G | Accepted | 2019-09-17 | 2019-09-19 | 2021-10-30 | HANWHA SOLAR | Q.PEAK BLK-G5 315 | Solar Panels |  | 0.315 | 8 | 33 | 20 |  | Fixed | Roof
NJSTRE1545382935 | NJSRRE1542411883 | Transition Incentive Program | BAYONNE | 7002 | 8 | 6.93 | Residential | Yes | Behind the Meter | Net-metered residential rooftop and canopy |  | None | Vivint Solar Developer, LLC | PSE&G | Accepted | 2019-09-17 | 2019-09-19 | 2021-10-30 | HANWHA SOLAR | Q.PEAK BLK-G5 315 | Solar Panels |  | 0.315 | 2 | 123 | 20 |  | Fixed | Roof
NJSTRE1545382936 | NJSRRE1542397359 | Transition Incentive Program | South Brunswick Township | 8852 | 11 | 10.44 | Residential | Yes | Behind the Meter | Behind the Meter |  | None | Sunrun Installation Services, Inc. | PSE&G | Eligible for TI Program | 2019-09-13 | 2019-09-17 | 2021-10-30 | Ningbo Ginlong Technologies | Solis-1P9K-4G-US | Inverters | 9000 |  | 1 |  |  | 0.96 |  | Outdoor | Next To Meter
NJSTRE1545382936 | NJSRRE1542397359 | Transition Incentive Program | South Brunswick Township | 8852 | 11 | 10.44 | Residential | Yes | Behind the Meter | Behind the Meter |  | None | Sunrun Installation Services, Inc. | PSE&G | Eligible for TI Program | 2019-09-13 | 2019-09-17 | 2021-10-30 | REC Solar | REC290TP2 BLK | Solar Panels |  | 0.29 | 36 | 241 | 23 |  | Fixed | Roof
NJSTRE1545382938 | NJSRRE1541883759 | Transition Incentive Program | Long Branch | 7740 | 17 | 5.04 | Residential | Yes | Behind the Meter | Net-metered residential rooftop and canopy |  | None | Vivint Solar Developer, LLC | JCP&L | Accepted | 2019-08-29 | 2019-08-30 | 2021-10-30 | SOLAREDGE TECHNOLOGIES | SE3800H-US000BNC4 | Inverters | 3800 |  | 1 |  |  | 0.992 |  | Outdoor | Near the Utility Meter
NJSTRE1545382938 | NJSRRE1541883759 | Transition Incentive Program | Long Branch | 7740 | 17 | 5.04 | Residential | Yes | Behind the Meter | Net-metered residential rooftop and canopy |  | None | Vivint Solar Developer, LLC | JCP&L | Accepted | 2019-08-29 | 2019-08-30 | 2021-10-30 | HANWHA SOLAR | Q.PEAK BLK-G5 315 | Solar Panels |  | 0.315 | 12 | 245 | 37 |  | Fixed | Roof
NJSTRE1545382938 | NJSRRE1541883759 | Transition Incentive Program | Long Branch | 7740 | 17 | 5.04 | Residential | Yes | Behind the Meter | Net-metered residential rooftop and canopy |  | None | Vivint Solar Developer, LLC | JCP&L | Accepted | 2019-08-29 | 2019-08-30 | 2021-10-30 | HANWHA SOLAR | Q.PEAK BLK-G5 315 | Solar Panels |  | 0.315 | 4 | 65 | 37 |  | Fixed | Roof
NJSTRE1545382939 | NJSRRE1541871787 | Transition Incentive Program | Piscataway | 8854 | 11 | 5.22 | Residential | No | Behind the Meter | Behind the Meter |  | None | Sunrun Installation Services, Inc. | PSE&G | Eligible for TI Program | 2019-08-21 | 2019-08-26 | 2021-10-30 | Ningbo Ginlong Technologies | Solis-1P4K-4G-US | Inverters | 4000 |  | 1 |  |  | 0.96 |  | Outdoor | Next To Meter
NJSTRE1545382939 | NJSRRE1541871787 | Transition Incentive Program | Piscataway | 8854 | 11 | 5.22 | Residential | No | Behind the Meter | Behind the Meter |  | None | Sunrun Installation Services, Inc. | PSE&G | Eligible for TI Program | 2019-08-21 | 2019-08-26 | 2021-10-30 | REC Solar | REC290TP2 BLK | Solar Panels |  | 0.29 | 7 | 75 | 23 |  | Fixed | Roof
NJSTRE1545382939 | NJSRRE1541871787 | Transition Incentive Program | Piscataway | 8854 | 11 | 5.22 | Residential | No | Behind the Meter | Behind the Meter |  | None | Sunrun Installation Services, Inc. | PSE&G | Eligible for TI Program | 2019-08-21 | 2019-08-26 | 2021-10-30 | REC Solar | REC290TP2 BLK | Solar Panels |  | 0.29 | 11 | 166 | 22 |  | Fixed | Roof
NJSTRE1545382940 | NJSRRE1541861841 | Transition Incentive Program | South Egg Harbor | 8215 | 19 | 15 | Residential | No | Behind the Meter | Net-metered residential rooftop and canopy |  | None | Palmetto Solar LLC | AC Electric | Accepted | 2019-08-20 | 2019-08-26 | 2021-10-30 | SolarEdge | SE11400H-US | Inverters | 11400 |  | 1 |  |  | 0.99 |  | Outside | Side of the house
NJSTRE1545382940 | NJSRRE1541861841 | Transition Incentive Program | South Egg Harbor | 8215 | 19 | 15 | Residential | No | Behind the Meter | Net-metered residential rooftop and canopy |  | None | Palmetto Solar LLC | AC Electric | Accepted | 2019-08-20 | 2019-08-26 | 2021-10-30 | Trina | ALLMAX 300W | Solar Panels |  | 0.3 | 36 | 226 | 31 |  | Fixed | Roof
NJSTRE1545382940 | NJSRRE1541861841 | Transition Incentive Program | South Egg Harbor | 8215 | 19 | 15 | Residential | No | Behind the Meter | Net-metered residential rooftop and canopy |  | None | Palmetto Solar LLC | AC Electric | Accepted | 2019-08-20 | 2019-08-26 | 2021-10-30 | Trina | ALLMAX 300W | Solar Panels |  | 0.3 | 14 | 46 | 31 |  | Fixed | Roof
NJSTRE1545382943 | NJSRRE1542407189 | Transition Incentive Program | MILLVILLE | 8332 | 20 | 5.99 | Residential | Yes | Behind the Meter | Net-metered residential rooftop and canopy |  | None | Vivint Solar Developer, LLC | AC Electric | Accepted | 2019-09-16 | 2019-09-17 | 2021-10-30 | SolarEdge | SE7600H-US | Inverters | 7600 |  | 1 |  |  | 0.992 |  | Outdoor | Near the Utility Meter
NJSTRE1545382943 | NJSRRE1542407189 | Transition Incentive Program | MILLVILLE | 8332 | 20 | 5.99 | Residential | Yes | Behind the Meter | Net-metered residential rooftop and canopy |  | None | Vivint Solar Developer, LLC | AC Electric | Accepted | 2019-09-16 | 2019-09-17 | 2021-10-30 | Hanwha | Q.PEAK BLK-G5 315 | Solar Panels |  | 0.315 | 12 | 161 | 38 |  | Fixed | Roof
NJSTRE1545382943 | NJSRRE1542407189 | Transition Incentive Program | MILLVILLE | 8332 | 20 | 5.99 | Residential | Yes | Behind the Meter | Net-metered residential rooftop and canopy |  | None | Vivint Solar Developer, LLC | AC Electric | Accepted | 2019-09-16 | 2019-09-17 | 2021-10-30 | Hanwha | Q.PEAK BLK-G5 315 | Solar Panels |  | 0.315 | 7 | 341 | 38 |  | Fixed | Roof
NJSTRE1545382944 | NJSRRE1542372646 | Transition Incentive Program | Lawrence Twp Mer | 8648 | 12 | 5.8 | Residential | Yes | Behind the Meter | Behind the Meter |  | None | Sunrun Installation Services, Inc. | PSE&G | Eligible for TI Program | 2019-09-09 | 2019-09-11 | 2021-10-30 | SolarEdge Technologies | SE5000H-USRGM | Inverters | 5000 |  | 1 |  |  | 0.96 |  | Outdoor | Next To Meter
NJSTRE1545382944 | NJSRRE1542372646 | Transition Incentive Program | Lawrence Twp Mer | 8648 | 12 | 5.8 | Residential | Yes | Behind the Meter | Behind the Meter |  | None | Sunrun Installation Services, Inc. | PSE&G | Eligible for TI Program | 2019-09-09 | 2019-09-11 | 2021-10-30 | REC Solar | REC290TP2 BLK | Solar Panels |  | 0.29 | 5 | 222 | 30 |  | Fixed | Roof
NJSTRE1545382944 | NJSRRE1542372646 | Transition Incentive Program | Lawrence Twp Mer | 8648 | 12 | 5.8 | Residential | Yes | Behind the Meter | Behind the Meter |  | None | Sunrun Installation Services, Inc. | PSE&G | Eligible for TI Program | 2019-09-09 | 2019-09-11 | 2021-10-30 | REC Solar | REC290TP2 BLK | Solar Panels |  | 0.29 | 4 | 133 | 18 |  | Fixed | Roof
NJSTRE1545382944 | NJSRRE1542372646 | Transition Incentive Program | Lawrence Twp Mer | 8648 | 12 | 5.8 | Residential | Yes | Behind the Meter | Behind the Meter |  | None | Sunrun Installation Services, Inc. | PSE&G | Eligible for TI Program | 2019-09-09 | 2019-09-11 | 2021-10-30 | REC Solar | REC290TP2 BLK | Solar Panels |  | 0.29 | 8 | 41 | 23 |  | Fixed | Roof
NJSTRE1545382944 | NJSRRE1542372646 | Transition Incentive Program | Lawrence Twp Mer | 8648 | 12 | 5.8 | Residential | Yes | Behind the Meter | Behind the Meter |  | None | Sunrun Installation Services, Inc. | PSE&G | Eligible for TI Program | 2019-09-09 | 2019-09-11 | 2021-10-30 | REC Solar | REC290TP2 BLK | Solar Panels |  | 0.29 | 3 | 221 | 23 |  | Fixed | Roof
NJSTRE1545382945 | NJSRRE1542078514 | Transition Incentive Program | UNION | 7083 | 10 | 4.1 | Residential | Yes | Behind the Meter | Net-metered residential rooftop and canopy |  | None | Vivint Solar Developer, LLC | PSE&G | Accepted | 2019-09-04 | 2019-09-06 | 2021-10-30 | Solar Edge | SE3800H-US000BNC4 | Inverters | 3800 |  | 1 |  |  | 0.992 |  | Outdoor | Near the Utility meter
NJSTRE1545382945 | NJSRRE1542078514 | Transition Incentive Program | UNION | 7083 | 10 | 4.1 | Residential | Yes | Behind the Meter | Net-metered residential rooftop and canopy |  | None | Vivint Solar Developer, LLC | PSE&G | Accepted | 2019-09-04 | 2019-09-06 | 2021-10-30 | Hanwha Solar | Q.PEAK BLK-G5 315 | Solar Panels |  | 0.315 | 13 | 16 | 32 |  | Fixed | Roof
NJSTRE1545382946 | NJSRRE1541883853 | Transition Incentive Program | EWING | 8618 | 12 | 7 | Residential | Yes | Behind the Meter | Net-metered residential rooftop and canopy |  | None | Vivint Solar Developer, LLC | PSE&G | Accepted | 2019-09-12 | 2019-09-13 | 2021-10-30 | Enphase | S230-60-LL-2-US | Inverters | 220 |  | 25 |  |  | 0.972 |  | Outdoor | Underneath Each Module
NJSTRE1545382946 | NJSRRE1541883853 | Transition Incentive Program | EWING | 8618 | 12 | 7 | Residential | Yes | Behind the Meter | Net-metered residential rooftop and canopy |  | None | Vivint Solar Developer, LLC | PSE&G | Accepted | 2019-09-12 | 2019-09-13 | 2021-10-30 | Tina Solar | TSM-280DD05A.05(II) | Solar Panels |  | 0.28 | 25 | 261 | 34 |  | Fixed | Roof
NJSTRE1545382947 | NJSRRE1541976881 | Transition Incentive Program | Pleasantville | 8232 | 19 | 3 | Residential | Yes | Behind the Meter | Net-metered residential rooftop and canopy |  | None | Bright Planet Solar | AC Electric | Accepted | 2019-08-30 | 2019-09-04 | 2021-10-30 | Solar Edge | SE3000H-USRGM | Inverters | 3000 |  | 1 |  |  | 0.98 |  | Outdoor | Next to Meter
NJSTRE1545382947 | NJSRRE1541976881 | Transition Incentive Program | Pleasantville | 8232 | 19 | 3 | Residential | Yes | Behind the Meter | Net-metered residential rooftop and canopy |  | None | Bright Planet Solar | AC Electric | Accepted | 2019-08-30 | 2019-09-04 | 2021-10-30 | Trina Solar | TSM-DD05A,18(II) 300W | Solar Panels |  | 0.3 | 3 | 214 | 18 |  | Fixed | Roof
NJSTRE1545382947 | NJSRRE1541976881 | Transition Incentive Program | Pleasantville | 8232 | 19 | 3 | Residential | Yes | Behind the Meter | Net-metered residential rooftop and canopy |  | None | Bright Planet Solar | AC Electric | Accepted | 2019-08-30 | 2019-09-04 | 2021-10-30 | Trina Solar | TSM-DD05A,18(II) 300W | Solar Panels |  | 0.3 | 3 | 214 | 30 |  | Fixed | Roof
NJSTRE1545382947 | NJSRRE1541976881 | Transition Incentive Program | Pleasantville | 8232 | 19 | 3 | Residential | Yes | Behind the Meter | Net-metered residential rooftop and canopy |  | None | Bright Planet Solar | AC Electric | Accepted | 2019-08-30 | 2019-09-04 | 2021-10-30 | Trina Solar | TSM-DD05A,18(II) 300W | Solar Panels |  | 0.3 | 4 | 304 | 34 |  | Fixed | Roof
NJSTRE1545382949 | NJSRRE1542389929 | Transition Incentive Program | Woodbridge | 7001 | 11 | 6.82 | Residential | No | Behind the Meter | Net-metered residential rooftop and canopy |  | None | Morgan Associates and Consulting LLC | PSE&G | Accepted | 2019-09-11 | 2019-09-26 | 2021-10-30 | Hiameter | cl200 | Meters |  |  | 1 |  |  |  | Yes
NJSTRE1545382949 | NJSRRE1542389929 | Transition Incentive Program | Woodbridge | 7001 | 11 | 6.82 | Residential | No | Behind the Meter | Net-metered residential rooftop and canopy |  | None | Morgan Associates and Consulting LLC | PSE&G | Accepted | 2019-09-11 | 2019-09-26 | 2021-10-30 | SolarEdsge | 7.6KW | Inverters | 7000 |  | 1 |  |  | 0.99 |  | Outside | side of house
NJSTRE1545382949 | NJSRRE1542389929 | Transition Incentive Program | Woodbridge | 7001 | 11 | 6.82 | Residential | No | Behind the Meter | Net-metered residential rooftop and canopy |  | None | Morgan Associates and Consulting LLC | PSE&G | Accepted | 2019-09-11 | 2019-09-26 | 2021-10-30 | Axitec | 310 | Solar Panels |  | 0.31 | 22 | 165 | 14 |  | Fixed | Roof
NJSTRE1545382950 | NJSRRE1541888771 | Transition Incentive Program | Rutherford | 7070 | 7 | 7.83 | Residential | Yes | Behind the Meter | Behind the Meter |  | None | Sunrun Installation Services, Inc. | PSE&G | Eligible for TI Program | 2019-08-27 | 2019-08-30 | 2021-10-30 | Ningbo Ginlong Technologies | Solis-1P6K-4G-US | Inverters | 6000 |  | 1 |  |  | 0.96 |  | Outdoor | Next To Meter
NJSTRE1545382950 | NJSRRE1541888771 | Transition Incentive Program | Rutherford | 7070 | 7 | 7.83 | Residential | Yes | Behind the Meter | Behind the Meter |  | None | Sunrun Installation Services, Inc. | PSE&G | Eligible for TI Program | 2019-08-27 | 2019-08-30 | 2021-10-30 | REC Solar | REC290TP2 BLK | Solar Panels |  | 0.29 | 5 | 37 | 36 |  | Fixed | Roof
NJSTRE1545382950 | NJSRRE1541888771 | Transition Incentive Program | Rutherford | 7070 | 7 | 7.83 | Residential | Yes | Behind the Meter | Behind the Meter |  | None | Sunrun Installation Services, Inc. | PSE&G | Eligible for TI Program | 2019-08-27 | 2019-08-30 | 2021-10-30 | REC Solar | REC290TP2 BLK | Solar Panels |  | 0.29 | 9 | 126 | 34 |  | Fixed | Roof
NJSTRE1545382950 | NJSRRE1541888771 | Transition Incentive Program | Rutherford | 7070 | 7 | 7.83 | Residential | Yes | Behind the Meter | Behind the Meter |  | None | Sunrun Installation Services, Inc. | PSE&G | Eligible for TI Program | 2019-08-27 | 2019-08-30 | 2021-10-30 | REC Solar | REC290TP2 BLK | Solar Panels |  | 0.29 | 13 | 217 | 34 |  | Fixed | Roof
NJSTRE1545382951 | NJSRRE1542390469 | Transition Incentive Program | Camden | 8103 | 14 | 2.62 | Residential | Yes | Behind the Meter | Net-metered residential rooftop and canopy |  | None | Castle Energy, LLC | PSE&G | Accepted | 2019-09-11 | 2019-09-13 | 2021-10-30 | SunPower | SPR-E20-327-E-AC Type E | Inverters | 320 |  | 8 |  |  | 0.975 |  | Outside | on the rooftop under each solar panel
NJSTRE1545382951 | NJSRRE1542390469 | Transition Incentive Program | Camden | 8103 | 14 | 2.62 | Residential | Yes | Behind the Meter | Net-metered residential rooftop and canopy |  | None | Castle Energy, LLC | PSE&G | Accepted | 2019-09-11 | 2019-09-13 | 2021-10-30 | SunPower | SPR-E20-327-E-AC | Solar Panels |  | 0.327 | 8 | 186 | 4 |  | Fixed | Roof
NJSTRE1545382952 | NJSRRE1541883631 | Transition Incentive Program | Galloway | 8205 | 19 | 10.23 | Residential | Yes | Behind the Meter | Net-metered residential rooftop and canopy |  | None | Suntuity Solar LLC | AC Electric | Accepted | 2019-08-26 | 2019-08-28 | 2021-10-30 | Enphase Energy | IQ7-60-2-US | Inverters | 240 |  | 33 |  |  | 0.97 |  | Outdoor | Behind the PV Modules
NJSTRE1545382952 | NJSRRE1541883631 | Transition Incentive Program | Galloway | 8205 | 19 | 10.23 | Residential | Yes | Behind the Meter | Net-metered residential rooftop and canopy |  | None | Suntuity Solar LLC | AC Electric | Accepted | 2019-08-26 | 2019-08-28 | 2021-10-30 | Yingli Green Energy | YL310D-30b | Solar Panels |  | 0.31 | 12 | 191 | 18 |  | Fixed | Roof
NJSTRE1545382952 | NJSRRE1541883631 | Transition Incentive Program | Galloway | 8205 | 19 | 10.23 | Residential | Yes | Behind the Meter | Net-metered residential rooftop and canopy |  | None | Suntuity Solar LLC | AC Electric | Accepted | 2019-08-26 | 2019-08-28 | 2021-10-30 | Yingli Green Energy | YL310D-30b | Solar Panels |  | 0.31 | 10 | 101 | 18 |  | Fixed | Roof
NJSTRE1545382952 | NJSRRE1541883631 | Transition Incentive Program | Galloway | 8205 | 19 | 10.23 | Residential | Yes | Behind the Meter | Net-metered residential rooftop and canopy |  | None | Suntuity Solar LLC | AC Electric | Accepted | 2019-08-26 | 2019-08-28 | 2021-10-30 | Yingli Green Energy | YL310D-30b | Solar Panels |  | 0.31 | 11 | 11 | 18 |  | Fixed | Roof
NJSTRE1545382956 | NJSRRE1541880557 | Transition Incentive Program | west creek | 8092 | 18 | 5.04 | Residential | Yes | Behind the Meter | Net-metered residential rooftop and canopy |  | None | Vivint Solar Developer, LLC | AC Electric | Accepted | 2019-08-28 | 2019-08-29 | 2021-10-30 | SOLAR EDGE | SE3800H-US | Inverters | 3800 |  | 1 |  |  | 0.992 |  | Outdoor | Near the Utility Meter
NJSTRE1545382956 | NJSRRE1541880557 | Transition Incentive Program | west creek | 8092 | 18 | 5.04 | Residential | Yes | Behind the Meter | Net-metered residential rooftop and canopy |  | None | Vivint Solar Developer, LLC | AC Electric | Accepted | 2019-08-28 | 2019-08-29 | 2021-10-30 | HANWHA SOLAR | Q.PEAK BLK-G5 315 | Solar Panels |  | 0.315 | 16 | 127 | 34 |  | Fixed | Roof
NJSTRE1545382957 | NJSRRE1541989803 | Transition Incentive Program | WILLIAMSTOWN | 8094 | 15 | 3.15 | Residential | Yes | Behind the Meter | Net-metered residential rooftop and canopy |  | None | Vivint Solar Developer, LLC | AC Electric | Accepted | 2019-09-03 | 2019-09-05 | 2021-10-30 | solar edge | SE3800H-US | Inverters | 3800 |  | 1 |  |  | 0.992 |  | Outdoor | near utility meter
NJSTRE1545382957 | NJSRRE1541989803 | Transition Incentive Program | WILLIAMSTOWN | 8094 | 15 | 3.15 | Residential | Yes | Behind the Meter | Net-metered residential rooftop and canopy |  | None | Vivint Solar Developer, LLC | AC Electric | Accepted | 2019-09-03 | 2019-09-05 | 2021-10-30 | HANWHA | Q.PEAK BLK-G5 315 | Solar Panels |  | 0.315 | 10 | 55 | 19 |  | Fixed | Roof
NJSTRE1545382959 | NJSRRE1541871732 | Transition Incentive Program | Waldwick | 7463 | 7 | 9.28 | Residential | Yes | Behind the Meter | Behind the Meter |  | None | Sunrun Installation Services, Inc. | PSE&G | Eligible for TI Program | 2019-08-21 | 2019-08-26 | 2021-10-30 | Ningbo Ginlong Technologies | Solis-1P7.6K-4G-US | Inverters | 7600 |  | 1 |  |  | 0.96 |  | Outdoor | Next To Meter
NJSTRE1545382959 | NJSRRE1541871732 | Transition Incentive Program | Waldwick | 7463 | 7 | 9.28 | Residential | Yes | Behind the Meter | Behind the Meter |  | None | Sunrun Installation Services, Inc. | PSE&G | Eligible for TI Program | 2019-08-21 | 2019-08-26 | 2021-10-30 | REC Solar | REC290TP2 BLK | Solar Panels |  | 0.29 | 9 | 332 | 40 |  | Fixed | Roof
NJSTRE1545382959 | NJSRRE1541871732 | Transition Incentive Program | Waldwick | 7463 | 7 | 9.28 | Residential | Yes | Behind the Meter | Behind the Meter |  | None | Sunrun Installation Services, Inc. | PSE&G | Eligible for TI Program | 2019-08-21 | 2019-08-26 | 2021-10-30 | REC Solar | REC290TP2 BLK | Solar Panels |  | 0.29 | 23 | 152 | 14 |  | Fixed | Roof
NJSTRE1545382961 | NJSRRE1542409432 | Transition Incentive Program | Margate City | 8402 | 19 | 7.75 | Residential | Yes | Behind the Meter | Behind the Meter |  | None | All Season Solar | AC Electric | Eligible for TI Program | 2019-09-16 | 2019-09-18 | 2021-10-30 | Trina | TSM DD05H.05 II 310W AUG 2019 | Solar Panels |  | 0.31 | 5 | 53 | 23 |  | Fixed | Roof
NJSTRE1545382961 | NJSRRE1542409432 | Transition Incentive Program | Margate City | 8402 | 19 | 7.75 | Residential | Yes | Behind the Meter | Behind the Meter |  | None | All Season Solar | AC Electric | Eligible for TI Program | 2019-09-16 | 2019-09-18 | 2021-10-30 | Trina | TSM DD05H.05 II 310W AUG 2019 | Solar Panels |  | 0.31 | 20 | 233 | 23 |  | Fixed | Roof
NJSTRE1545382962 | NJSRRE1541888853 | Transition Incentive Program | Union Twp Uni | 7083 | 10 | 5.8 | Residential | Yes | Behind the Meter | Behind the Meter |  | None | Sunrun Installation Services, Inc. | PSE&G | Eligible for TI Program | 2019-08-27 | 2019-08-30 | 2021-10-30 | SolarEdge Technologies | SE5000H-USRGM | Inverters | 5000 |  | 1 |  |  | 0.96 |  | Outdoor | Next To Meter
NJSTRE1545382962 | NJSRRE1541888853 | Transition Incentive Program | Union Twp Uni | 7083 | 10 | 5.8 | Residential | Yes | Behind the Meter | Behind the Meter |  | None | Sunrun Installation Services, Inc. | PSE&G | Eligible for TI Program | 2019-08-27 | 2019-08-30 | 2021-10-30 | REC Solar | REC290TP2 BLK | Solar Panels |  | 0.29 | 6 | 231 | 14 |  | Fixed | Roof
NJSTRE1545382962 | NJSRRE1541888853 | Transition Incentive Program | Union Twp Uni | 7083 | 10 | 5.8 | Residential | Yes | Behind the Meter | Behind the Meter |  | None | Sunrun Installation Services, Inc. | PSE&G | Eligible for TI Program | 2019-08-27 | 2019-08-30 | 2021-10-30 | REC Solar | REC290TP2 BLK | Solar Panels |  | 0.29 | 12 | 232 | 23 |  | Fixed | Roof
NJSTRE1545382962 | NJSRRE1541888853 | Transition Incentive Program | Union Twp Uni | 7083 | 10 | 5.8 | Residential | Yes | Behind the Meter | Behind the Meter |  | None | Sunrun Installation Services, Inc. | PSE&G | Eligible for TI Program | 2019-08-27 | 2019-08-30 | 2021-10-30 | REC Solar | REC290TP2 BLK | Solar Panels |  | 0.29 | 2 | 52 | 23 |  | Fixed | Roof
NJSTRE1545382963 | NJSRRE1541895125 | Transition Incentive Program | Bay Head | 8742 | 18 | 4.35 | Residential | No | Behind the Meter | Behind the Meter |  | None | Sunrun Installation Services, Inc. | JCP&L | Eligible for TI Program | 2019-08-28 | 2019-09-03 | 2021-10-30 | SolarEdge Technologies | SE3800H-USRGM | Inverters | 3800 |  | 1 |  |  | 0.96 |  | Outdoor | Next To Meter
NJSTRE1545382963 | NJSRRE1541895125 | Transition Incentive Program | Bay Head | 8742 | 18 | 4.35 | Residential | No | Behind the Meter | Behind the Meter |  | None | Sunrun Installation Services, Inc. | JCP&L | Eligible for TI Program | 2019-08-28 | 2019-09-03 | 2021-10-30 | REC Solar | REC290TP2 BLK | Solar Panels |  | 0.29 | 12 | 284 | 9 |  | Fixed | Roof
NJSTRE1545382963 | NJSRRE1541895125 | Transition Incentive Program | Bay Head | 8742 | 18 | 4.35 | Residential | No | Behind the Meter | Behind the Meter |  | None | Sunrun Installation Services, Inc. | JCP&L | Eligible for TI Program | 2019-08-28 | 2019-09-03 | 2021-10-30 | REC Solar | REC290TP2 BLK | Solar Panels |  | 0.29 | 3 | 284 | 45 |  | Fixed | Roof
NJSTRE1545382966 | NJSRRE1541877940 | Transition Incentive Program | Plainfield | 7063 | 10 | 10.08 | Residential | Yes | Behind the Meter | Net-metered residential rooftop and canopy |  | None | Vivint Solar Developer, LLC | PSE&G | Accepted | 2019-08-22 | 2019-08-27 | 2021-10-30 | Solar Edge | SE7600H-US | Inverters | 7600 |  | 1 |  |  | 0.992 |  | Outdoor | Near the Utility Meter
NJSTRE1545382966 | NJSRRE1541877940 | Transition Incentive Program | Plainfield | 7063 | 10 | 10.08 | Residential | Yes | Behind the Meter | Net-metered residential rooftop and canopy |  | None | Vivint Solar Developer, LLC | PSE&G | Accepted | 2019-08-22 | 2019-08-27 | 2021-10-30 | Hanwha Solar | Q.PEAK BLK-G5 315 | Solar Panels |  | 0.315 | 3 | 233 | 21 |  | Fixed | Roof
NJSTRE1545382966 | NJSRRE1541877940 | Transition Incentive Program | Plainfield | 7063 | 10 | 10.08 | Residential | Yes | Behind the Meter | Net-metered residential rooftop and canopy |  | None | Vivint Solar Developer, LLC | PSE&G | Accepted | 2019-08-22 | 2019-08-27 | 2021-10-30 | Hanwha Solar | Q.PEAK BLK-G5 315 | Solar Panels |  | 0.315 | 29 | 143 | 21 |  | Fixed | Roof
NJSTRE1545382967 | NJSRRE1542412293 | Transition Incentive Program | Plainfield | 7063 | 10 | 4.02 | Residential | Yes | Behind the Meter | Behind the Meter |  | None | Sunrun Installation Services, Inc. | PSE&G | Eligible for TI Program | 2019-09-17 | 2019-09-19 | 2021-10-30 | SolarEdge Technologies | SE3800H-USRGM | Inverters | 3800 |  | 1 |  |  | 0.96 |  | Outdoor | Next To Meter
NJSTRE1545382967 | NJSRRE1542412293 | Transition Incentive Program | Plainfield | 7063 | 10 | 4.02 | Residential | Yes | Behind the Meter | Behind the Meter |  | None | Sunrun Installation Services, Inc. | PSE&G | Eligible for TI Program | 2019-09-17 | 2019-09-19 | 2021-10-30 | LG Electronics | LG365Q1C-V5 | Solar Panels |  | 0.365 | 2 | 41 | 34 |  | Fixed | Roof
NJSTRE1545382967 | NJSRRE1542412293 | Transition Incentive Program | Plainfield | 7063 | 10 | 4.02 | Residential | Yes | Behind the Meter | Behind the Meter |  | None | Sunrun Installation Services, Inc. | PSE&G | Eligible for TI Program | 2019-09-17 | 2019-09-19 | 2021-10-30 | LG Electronics | LG365Q1C-V5 | Solar Panels |  | 0.365 | 3 | 221 | 34 |  | Fixed | Roof
NJSTRE1545382967 | NJSRRE1542412293 | Transition Incentive Program | Plainfield | 7063 | 10 | 4.02 | Residential | Yes | Behind the Meter | Behind the Meter |  | None | Sunrun Installation Services, Inc. | PSE&G | Eligible for TI Program | 2019-09-17 | 2019-09-19 | 2021-10-30 | LG Electronics | LG365Q1C-V5 | Solar Panels |  | 0.365 | 6 | 131 | 34 |  | Fixed | Roof
NJSTRE1545382971 | NJSRRE1541883353 | Transition Incentive Program | Hackettstown | 7840 | 2 | 7.54 | Residential | Yes | Behind the Meter | Behind the Meter |  | None | Sunrun Installation Services, Inc. | JCP&L | Eligible for TI Program | 2019-08-25 | 2019-08-28 | 2021-10-30 | SolarEdge Technologies | SE6000H-USRGM | Inverters | 6000 |  | 1 |  |  | 0.96 |  | Outdoor | Next To Meter
NJSTRE1545382971 | NJSRRE1541883353 | Transition Incentive Program | Hackettstown | 7840 | 2 | 7.54 | Residential | Yes | Behind the Meter | Behind the Meter |  | None | Sunrun Installation Services, Inc. | JCP&L | Eligible for TI Program | 2019-08-25 | 2019-08-28 | 2021-10-30 | REC Solar | REC290TP2 BLK | Solar Panels |  | 0.29 | 3 | 203 | 43 |  | Fixed | Roof
NJSTRE1545382971 | NJSRRE1541883353 | Transition Incentive Program | Hackettstown | 7840 | 2 | 7.54 | Residential | Yes | Behind the Meter | Behind the Meter |  | None | Sunrun Installation Services, Inc. | JCP&L | Eligible for TI Program | 2019-08-25 | 2019-08-28 | 2021-10-30 | REC Solar | REC290TP2 BLK | Solar Panels |  | 0.29 | 23 | 114 | 34 |  | Fixed | Roof
NJSTRE1545382972 | NJSRRE1542377418 | Transition Incentive Program | Haddon Township | 8107 | 14 | 11.31 | Residential | Yes | Behind the Meter | Behind the Meter |  | None | Sunrun Installation Services, Inc. | PSE&G | Eligible for TI Program | 2019-09-10 | 2019-09-12 | 2021-10-30 | SolarEdge Technologies | SE10000H-USRGM | Inverters | 10000 |  | 1 |  |  | 0.96 |  | Outdoor | Next To Meter
NJSTRE1545382972 | NJSRRE1542377418 | Transition Incentive Program | Haddon Township | 8107 | 14 | 11.31 | Residential | Yes | Behind the Meter | Behind the Meter |  | None | Sunrun Installation Services, Inc. | PSE&G | Eligible for TI Program | 2019-09-10 | 2019-09-12 | 2021-10-30 | REC Solar | REC290TP2 BLK | Solar Panels |  | 0.29 | 12 | 156 | 9 |  | Fixed | Roof
NJSTRE1545382972 | NJSRRE1542377418 | Transition Incentive Program | Haddon Township | 8107 | 14 | 11.31 | Residential | Yes | Behind the Meter | Behind the Meter |  | None | Sunrun Installation Services, Inc. | PSE&G | Eligible for TI Program | 2019-09-10 | 2019-09-12 | 2021-10-30 | REC Solar | REC290TP2 BLK | Solar Panels |  | 0.29 | 5 | 157 | 34 |  | Fixed | Roof
NJSTRE1545382972 | NJSRRE1542377418 | Transition Incentive Program | Haddon Township | 8107 | 14 | 11.31 | Residential | Yes | Behind the Meter | Behind the Meter |  | None | Sunrun Installation Services, Inc. | PSE&G | Eligible for TI Program | 2019-09-10 | 2019-09-12 | 2021-10-30 | REC Solar | REC290TP2 BLK | Solar Panels |  | 0.29 | 10 | 337 | 9 |  | Fixed | Roof
NJSTRE1545382972 | NJSRRE1542377418 | Transition Incentive Program | Haddon Township | 8107 | 14 | 11.31 | Residential | Yes | Behind the Meter | Behind the Meter |  | None | Sunrun Installation Services, Inc. | PSE&G | Eligible for TI Program | 2019-09-10 | 2019-09-12 | 2021-10-30 | REC Solar | REC290TP2 BLK | Solar Panels |  | 0.29 | 8 | 337 | 14 |  | Fixed | Roof
NJSTRE1545382972 | NJSRRE1542377418 | Transition Incentive Program | Haddon Township | 8107 | 14 | 11.31 | Residential | Yes | Behind the Meter | Behind the Meter |  | None | Sunrun Installation Services, Inc. | PSE&G | Eligible for TI Program | 2019-09-10 | 2019-09-12 | 2021-10-30 | REC Solar | REC290TP2 BLK | Solar Panels |  | 0.29 | 4 | 337 | 34 |  | Fixed | Roof
NJSTRE1545382973 | NJSRRE1541861837 | Transition Incentive Program | Fair Lawn | 7410 | 7 | 2.84 | Residential | Yes | Behind the Meter | Net-metered residential rooftop and canopy |  | None | Vivint Solar Developer, LLC | PSE&G | Accepted | 2019-08-20 | 2019-08-23 | 2021-10-30 | SOLAREDGE TECHNOLOGIES | SE3800H-US | Inverters | 3800 |  | 1 |  |  | 0.992 |  | Outdoor | Near the Utility Meter
NJSTRE1545382973 | NJSRRE1541861837 | Transition Incentive Program | Fair Lawn | 7410 | 7 | 2.84 | Residential | Yes | Behind the Meter | Net-metered residential rooftop and canopy |  | None | Vivint Solar Developer, LLC | PSE&G | Accepted | 2019-08-20 | 2019-08-23 | 2021-10-30 | HANWHA SOLAR | Q.PEAK BLK-G5 315 | Solar Panels |  | 0.315 | 5 | 160 | 17 |  | Fixed | Roof
NJSTRE1545382973 | NJSRRE1541861837 | Transition Incentive Program | Fair Lawn | 7410 | 7 | 2.84 | Residential | Yes | Behind the Meter | Net-metered residential rooftop and canopy |  | None | Vivint Solar Developer, LLC | PSE&G | Accepted | 2019-08-20 | 2019-08-23 | 2021-10-30 | Hanwha Solar | Q.PEAK BLK-G5 315 | Solar Panels |  | 0.315 | 2 | 159 | 39 |  | Fixed | Roof
NJSTRE1545382973 | NJSRRE1541861837 | Transition Incentive Program | Fair Lawn | 7410 | 7 | 2.84 | Residential | Yes | Behind the Meter | Net-metered residential rooftop and canopy |  | None | Vivint Solar Developer, LLC | PSE&G | Accepted | 2019-08-20 | 2019-08-23 | 2021-10-30 | Hanwha Solar | Q.PEAK BLK-G5 315 | Solar Panels |  | 0.315 | 2 | 340 | 6 |  | Fixed | Roof
NJSTRE1545382974 | NJSRRE1541987185 | Transition Incentive Program | Ocean City | 8226 | 21 | 6.67 | Residential | Yes | Behind the Meter | Behind the Meter |  | None | Sunrun Installation Services, Inc. | AC Electric | Eligible for TI Program | 2019-08-30 | 2019-09-04 | 2021-10-30 | Ningbo Ginlong Technologies | Solis-1P5K-4G-US | Inverters | 5000 |  | 1 |  |  | 0.96 |  | Outdoor | Next To Meter
NJSTRE1545382974 | NJSRRE1541987185 | Transition Incentive Program | Ocean City | 8226 | 21 | 6.67 | Residential | Yes | Behind the Meter | Behind the Meter |  | None | Sunrun Installation Services, Inc. | AC Electric | Eligible for TI Program | 2019-08-30 | 2019-09-04 | 2021-10-30 | REC Solar | REC290TP2 BLK | Solar Panels |  | 0.29 | 12 | 96 | 34 |  | Fixed | Roof
NJSTRE1545382974 | NJSRRE1541987185 | Transition Incentive Program | Ocean City | 8226 | 21 | 6.67 | Residential | Yes | Behind the Meter | Behind the Meter |  | None | Sunrun Installation Services, Inc. | AC Electric | Eligible for TI Program | 2019-08-30 | 2019-09-04 | 2021-10-30 | REC Solar | REC290TP2 BLK | Solar Panels |  | 0.29 | 11 | 276 | 34 |  | Fixed | Roof
NJSTRE1545382975 | NJSRRE1542376209 | Transition Incentive Program | Bayonne | 7002 | 8 | 6.93 | Residential | Yes | Behind the Meter | Net-metered residential rooftop and canopy |  | None | Vivint Solar Developer, LLC | PSE&G | Accepted | 2019-09-18 | 2019-09-18 | 2021-10-30 | SolarEdge Technologies | SE7600H-US | Inverters | 7600 |  | 1 |  |  | 0.992 |  | Outdoor | Near the Utility Meter
NJSTRE1545382975 | NJSRRE1542376209 | Transition Incentive Program | Bayonne | 7002 | 8 | 6.93 | Residential | Yes | Behind the Meter | Net-metered residential rooftop and canopy |  | None | Vivint Solar Developer, LLC | PSE&G | Accepted | 2019-09-18 | 2019-09-18 | 2021-10-30 | Hanwha Solar | Q PEAK DUO BLK-G5 315 | Solar Panels |  | 0.315 | 4 | 303 | 39 |  | Fixed | Roof
NJSTRE1545382975 | NJSRRE1542376209 | Transition Incentive Program | Bayonne | 7002 | 8 | 6.93 | Residential | Yes | Behind the Meter | Net-metered residential rooftop and canopy |  | None | Vivint Solar Developer, LLC | PSE&G | Accepted | 2019-09-18 | 2019-09-18 | 2021-10-30 | Hanwha Solar | Q PEAK DUO BLK-G5 315 | Solar Panels |  | 0.315 | 4 | 123 | 39 |  | Fixed | Roof
NJSTRE1545382975 | NJSRRE1542376209 | Transition Incentive Program | Bayonne | 7002 | 8 | 6.93 | Residential | Yes | Behind the Meter | Net-metered residential rooftop and canopy |  | None | Vivint Solar Developer, LLC | PSE&G | Accepted | 2019-09-18 | 2019-09-18 | 2021-10-30 | Hanwha Solar | Q PEAK DUO BLK-G5 315 | Solar Panels |  | 0.315 | 6 | 303 | 41 |  | Fixed | Roof
NJSTRE1545382975 | NJSRRE1542376209 | Transition Incentive Program | Bayonne | 7002 | 8 | 6.93 | Residential | Yes | Behind the Meter | Net-metered residential rooftop and canopy |  | None | Vivint Solar Developer, LLC | PSE&G | Accepted | 2019-09-18 | 2019-09-18 | 2021-10-30 | Hanwha Solar | Q PEAK DUO BLK-G5 315 | Solar Panels |  | 0.315 | 8 | 123 | 41 |  | Fixed | Roof
NJSTRE1545382976 | NJSRRE1542411788 | Transition Incentive Program | Edison | 8817 | 11 | 14.81 | Residential | No | Behind the Meter | Net-metered residential rooftop and canopy |  | None | Suntuity Solar LLC | PSE&G | Accepted | 2019-09-17 | 2019-09-19 | 2021-10-30 | Enphase Energy | IQ7-60-2-US | Inverters | 240 |  | 47 |  |  | 0.97 |  | Outdoor | Behind the PV Modules
NJSTRE1545382976 | NJSRRE1542411788 | Transition Incentive Program | Edison | 8817 | 11 | 14.81 | Residential | No | Behind the Meter | Net-metered residential rooftop and canopy |  | None | Suntuity Solar LLC | PSE&G | Accepted | 2019-09-17 | 2019-09-19 | 2021-10-30 | Yingli Green Energy | YL315D-30b | Solar Panels |  | 0.315 | 30 | 175 | 6 |  | Fixed | Roof
NJSTRE1545382976 | NJSRRE1542411788 | Transition Incentive Program | Edison | 8817 | 11 | 14.81 | Residential | No | Behind the Meter | Net-metered residential rooftop and canopy |  | None | Suntuity Solar LLC | PSE&G | Accepted | 2019-09-17 | 2019-09-19 | 2021-10-30 | Yingli Green Energy | YL315D-30b | Solar Panels |  | 0.315 | 17 | 175 | 23 |  | Fixed | Roof
NJSTRE1545382977 | NJSRRE1541883918 | Transition Incentive Program | Collingswood Boro | 8107 | 14 | 4.27 | Residential | Yes | Behind the Meter | Net-metered residential rooftop and canopy |  | None | 1st Light Energy Inc | PSE&G | Accepted | 2019-08-26 | 2019-08-28 | 2021-10-30 | Solaredge | SE3800H-USRGM | Inverters | 3800 |  | 1 |  |  | 0.99 |  | Outside | within 10 feet of meter
NJSTRE1545382977 | NJSRRE1541883918 | Transition Incentive Program | Collingswood Boro | 8107 | 14 | 4.27 | Residential | Yes | Behind the Meter | Net-metered residential rooftop and canopy |  | None | 1st Light Energy Inc | PSE&G | Accepted | 2019-08-26 | 2019-08-28 | 2021-10-30 | Longi | LR6-60PB-305M | Solar Panels |  | 0.305 | 1 | 63 | 34 |  | Fixed | Roof
NJSTRE1545382977 | NJSRRE1541883918 | Transition Incentive Program | Collingswood Boro | 8107 | 14 | 4.27 | Residential | Yes | Behind the Meter | Net-metered residential rooftop and canopy |  | None | 1st Light Energy Inc | PSE&G | Accepted | 2019-08-26 | 2019-08-28 | 2021-10-30 | Longi | LR6-60PB-305M | Solar Panels |  | 0.305 | 9 | 155 | 34 |  | Fixed | Roof
NJSTRE1545382977 | NJSRRE1541883918 | Transition Incentive Program | Collingswood Boro | 8107 | 14 | 4.27 | Residential | Yes | Behind the Meter | Net-metered residential rooftop and canopy |  | None | 1st Light Energy Inc | PSE&G | Accepted | 2019-08-26 | 2019-08-28 | 2021-10-30 | Longi | LR6-60PB-305M | Solar Panels |  | 0.305 | 4 | 244 | 34 |  | Fixed | Roof
NJSTRE1545382978 | NJSRRE1541881071 | Transition Incentive Program | Keyport | 7735 | 17 | 10.08 | Residential | Yes | Behind the Meter | Net-metered residential rooftop and canopy |  | None | Vivint Solar Developer, LLC | JCP&L | Accepted | 2019-08-29 | 2019-08-30 | 2021-10-30 | solar edge | SE7600H-US000BNC4 | Inverters | 7600 |  | 1 |  |  | 0.992 |  | Outdoor | Near the Utility Meter
NJSTRE1545382978 | NJSRRE1541881071 | Transition Incentive Program | Keyport | 7735 | 17 | 10.08 | Residential | Yes | Behind the Meter | Net-metered residential rooftop and canopy |  | None | Vivint Solar Developer, LLC | JCP&L | Accepted | 2019-08-29 | 2019-08-30 | 2021-10-30 | HANWHA SOLAR | Q.PEAK BLK-G5 315 | Solar Panels |  | 0.315 | 32 | 220 | 19 |  | Fixed | Roof
NJSTRE1545382979 | NJSRRE1542393738 | Transition Incentive Program | Jersey City | 7306 | 8 | 5.23 | Residential | No | Behind the Meter | Behind the Meter |  | None | Green House Solar | PSE&G | Eligible for TI Program | 2019-09-12 | 2019-09-17 | 2021-10-30 | SUNPOWER | E20-327-E-AC | Inverters | 315 |  | 16 |  |  | 0.975 |  | Other | MOUNTED ON SOLAR MODULES
NJSTRE1545382979 | NJSRRE1542393738 | Transition Incentive Program | Jersey City | 7306 | 8 | 5.23 | Residential | No | Behind the Meter | Behind the Meter |  | None | Green House Solar | PSE&G | Eligible for TI Program | 2019-09-12 | 2019-09-17 | 2021-10-30 | SUNPOWER | SPR-E20-327-E-AC | Solar Panels |  | 0.327 | 16 | 190 | 10 |  | Fixed | Roof
NJSTRE1545382982 | NJSRRE1542162545 | Transition Incentive Program | Glassboro | 8028 | 15 | 9.45 | Residential | Yes | Behind the Meter | Net-metered residential ground mount |  | None | Castle Energy, LLC | AC Electric | Accepted | 2019-09-04 | 2019-09-06 | 2021-10-30 | Enphase Energy | IQ7-60-2-US | Inverters | 240 |  | 30 |  |  | 0.967 |  | Outside | under each solar panel
NJSTRE1545382982 | NJSRRE1542162545 | Transition Incentive Program | Glassboro | 8028 | 15 | 9.45 | Residential | Yes | Behind the Meter | Net-metered residential ground mount |  | None | Castle Energy, LLC | AC Electric | Accepted | 2019-09-04 | 2019-09-06 | 2021-10-30 | Hanwha Q-Cells | Q.Peak DUO-G5 315 | Solar Panels |  | 0.315 | 30 | 180 | 25 |  | Fixed | Ground
NJSTRE1545382983 | NJSRRE1541862357 | Transition Incentive Program | Lebanon | 8833 | 4 | 9.57 | Residential | No | Behind the Meter | Behind the Meter |  | None | Sunrun Installation Services, Inc. | JCP&L | Eligible for TI Program | 2019-08-20 | 2019-08-26 | 2021-10-30 | SolarEdge Technologies | SE7600H-USRGM | Inverters | 7600 |  | 1 |  |  | 0.96 |  | Outdoor | Next To Meter
NJSTRE1545382983 | NJSRRE1541862357 | Transition Incentive Program | Lebanon | 8833 | 4 | 9.57 | Residential | No | Behind the Meter | Behind the Meter |  | None | Sunrun Installation Services, Inc. | JCP&L | Eligible for TI Program | 2019-08-20 | 2019-08-26 | 2021-10-30 | REC Solar | REC290TP2 BLK | Solar Panels |  | 0.29 | 2 | 198 | 32 |  | Fixed | Roof
NJSTRE1545382983 | NJSRRE1541862357 | Transition Incentive Program | Lebanon | 8833 | 4 | 9.57 | Residential | No | Behind the Meter | Behind the Meter |  | None | Sunrun Installation Services, Inc. | JCP&L | Eligible for TI Program | 2019-08-20 | 2019-08-26 | 2021-10-30 | REC Solar | REC290TP2 BLK | Solar Panels |  | 0.29 | 31 | 107 | 18 |  | Fixed | Roof
NJSTRE1545382986 | NJSRRE1541989800 | Transition Incentive Program | HOPATCONG | 7843 | 1 | 10.71 | Residential | Yes | Behind the Meter | Net-metered residential rooftop and canopy |  | None | Vivint Solar Developer, LLC | JCP&L | Accepted | 2019-09-03 | 2019-09-05 | 2021-10-30 | Solar Edge | SE7600H-US000BNC4 | Inverters | 7600 |  | 1 |  |  | 0.992 |  | Outdoor | Near the utility Meter
NJSTRE1545382986 | NJSRRE1541989800 | Transition Incentive Program | HOPATCONG | 7843 | 1 | 10.71 | Residential | Yes | Behind the Meter | Net-metered residential rooftop and canopy |  | None | Vivint Solar Developer, LLC | JCP&L | Accepted | 2019-09-03 | 2019-09-05 | 2021-10-30 | Hanwha Solar | Q.PEAK BLK-G5 315 | Solar Panels |  | 0.315 | 13 | 308 | 19 |  | Fixed | Roof
NJSTRE1545382986 | NJSRRE1541989800 | Transition Incentive Program | HOPATCONG | 7843 | 1 | 10.71 | Residential | Yes | Behind the Meter | Net-metered residential rooftop and canopy |  | None | Vivint Solar Developer, LLC | JCP&L | Accepted | 2019-09-03 | 2019-09-05 | 2021-10-30 | Hanwha Solar | Q.PEAK BLK-G5 315 | Solar Panels |  | 0.315 | 21 | 128 | 19 |  | Fixed | Roof
NJSTRE1545382987 | NJSRRE1541989863 | Transition Incentive Program | WILLIAMSTOWN | 8094 | 15 | 5.36 | Residential | Yes | Behind the Meter | Net-metered residential rooftop and canopy |  | None | Vivint Solar Developer, LLC | AC Electric | Accepted | 2019-09-04 | 2019-09-05 | 2021-10-30 | Solar Edge | SE3800H-US000BNC4 | Inverters | 3800 |  | 1 |  |  | 0.992 |  | Outdoor | Near Utility Meter
NJSTRE1545382987 | NJSRRE1541989863 | Transition Incentive Program | WILLIAMSTOWN | 8094 | 15 | 5.36 | Residential | Yes | Behind the Meter | Net-metered residential rooftop and canopy |  | None | Vivint Solar Developer, LLC | AC Electric | Accepted | 2019-09-04 | 2019-09-05 | 2021-10-30 | HANWHA SOLAR | Q.PEAK BLK-G5 315 | Solar Panels |  | 0.315 | 12 | 134 | 20 |  | Fixed | Roof
NJSTRE1545382987 | NJSRRE1541989863 | Transition Incentive Program | WILLIAMSTOWN | 8094 | 15 | 5.36 | Residential | Yes | Behind the Meter | Net-metered residential rooftop and canopy |  | None | Vivint Solar Developer, LLC | AC Electric | Accepted | 2019-09-04 | 2019-09-05 | 2021-10-30 | HANWHA SOLAR | Q.PEAK BLK-G5 315 | Solar Panels |  | 0.315 | 5 | 314 | 20 |  | Fixed | Roof
NJSTRE1545382989 | NJSRRE1542372999 | Transition Incentive Program | Westampton | 8060 | 13 | 12.1 | Residential | Yes | Behind the Meter | Net-metered residential rooftop and canopy |  | None | Vision Solar LLC | PSE&G | As-Built Incomplete - Review | 2019-09-09 | 2019-09-11 |  | sunpower | e20-327-e-ac | Solar Panels |  | 0.327 | 15 | 215 | 27 |  | Fixed | Roof
NJSTRE1545382989 | NJSRRE1542372999 | Transition Incentive Program | Westampton | 8060 | 13 | 12.1 | Residential | Yes | Behind the Meter | Net-metered residential rooftop and canopy |  | None | Vision Solar LLC | PSE&G | As-Built Incomplete - Review | 2019-09-09 | 2019-09-11 |  | sunpower | e20-327-e-ac | Solar Panels |  | 0.327 | 4 | 215 | 27 |  | Fixed | Roof
NJSTRE1545382989 | NJSRRE1542372999 | Transition Incentive Program | Westampton | 8060 | 13 | 12.1 | Residential | Yes | Behind the Meter | Net-metered residential rooftop and canopy |  | None | Vision Solar LLC | PSE&G | As-Built Incomplete - Review | 2019-09-09 | 2019-09-11 |  | sunpower | e20-327-e-ac | Solar Panels |  | 0.327 | 14 | 35 | 27 |  | Fixed | Roof
NJSTRE1545382989 | NJSRRE1542372999 | Transition Incentive Program | Westampton | 8060 | 13 | 12.1 | Residential | Yes | Behind the Meter | Net-metered residential rooftop and canopy |  | None | Vision Solar LLC | PSE&G | As-Built Incomplete - Review | 2019-09-09 | 2019-09-11 |  | sunpower | e20-327-e-ac | Solar Panels |  | 0.327 | 4 | 35 | 27 |  | Fixed | Roof
NJSTRE1545382989 | NJSRRE1542372999 | Transition Incentive Program | Westampton | 8060 | 13 | 12.1 | Residential | Yes | Behind the Meter | Net-metered residential rooftop and canopy |  | None | Vision Solar LLC | PSE&G | As-Built Incomplete - Review | 2019-09-09 | 2019-09-11 |  | sunpower | e20-327-e-ac | Inverters | 320 |  | 37 |  |  | 0.96 |  | Other | behind panels
NJSTRE1545382992 | NJSRRE1542412320 | Transition Incentive Program | Egg Harbor Township | 8234 | 19 | 21.45 | Residential | No | Behind the Meter | Behind the Meter |  | None | Acos Energy, LLC | AC Electric | Eligible for TI Program | 2019-09-17 | 2019-09-19 | 2021-10-30 | Enphase | IQ7 Plus | Inverters | 0.29 |  | 66 |  |  | 0.97 |  | Outside | Ground mount
NJSTRE1545382992 | NJSRRE1542412320 | Transition Incentive Program | Egg Harbor Township | 8234 | 19 | 21.45 | Residential | No | Behind the Meter | Behind the Meter |  | None | Acos Energy, LLC | AC Electric | Eligible for TI Program | 2019-09-17 | 2019-09-19 | 2021-10-30 | Trina | TSM-PD14 325W | Solar Panels |  | 0.325 | 66 | 180 | 25 |  | Fixed | Ground
NJSTRE1545383005 | NJSRRE1541887756 | Transition Incentive Program | Wall Township | 7719 | 17 | 8.37 | Residential | Yes | Behind the Meter | Net-metered residential rooftop and canopy |  | None | Suntuity Solar LLC | JCP&L | Accepted | 2019-08-27 | 2019-08-29 | 2021-10-30 | Enphase Energy | IQ7-60-2-US | Inverters | 240 |  | 27 |  |  | 0.97 |  | Outdoor | Behind the PV Modules
NJSTRE1545383005 | NJSRRE1541887756 | Transition Incentive Program | Wall Township | 7719 | 17 | 8.37 | Residential | Yes | Behind the Meter | Net-metered residential rooftop and canopy |  | None | Suntuity Solar LLC | JCP&L | Accepted | 2019-08-27 | 2019-08-29 | 2021-10-30 | Yingli Green Energy | YL310D-30b | Solar Panels |  | 0.31 | 27 | 164 | 37 |  | Fixed | Roof
NJSTRE1545383006 | NJSRRE1541883934 | Transition Incentive Program | Leonia | 7605 | 7 | 13.55 | Residential | Yes | Behind the Meter | Net-metered residential rooftop and canopy |  | None | Vivint Solar Developer, LLC | PSE&G | Accepted | 2019-09-03 | 2019-09-03 | 2021-10-30 | SolarEdge | SE10000H-US | Inverters | 10000 |  | 1 |  |  | 0.992 |  | Outdoor | Near the Utility Meter
NJSTRE1545383006 | NJSRRE1541883934 | Transition Incentive Program | Leonia | 7605 | 7 | 13.55 | Residential | Yes | Behind the Meter | Net-metered residential rooftop and canopy |  | None | Vivint Solar Developer, LLC | PSE&G | Accepted | 2019-09-03 | 2019-09-03 | 2021-10-30 | Hanwha Solar | Q.PEAK BLK-G5 315 | Solar Panels |  | 0.315 | 4 | 181 | 27 |  | Fixed | Roof
NJSTRE1545383006 | NJSRRE1541883934 | Transition Incentive Program | Leonia | 7605 | 7 | 13.55 | Residential | Yes | Behind the Meter | Net-metered residential rooftop and canopy |  | None | Vivint Solar Developer, LLC | PSE&G | Accepted | 2019-09-03 | 2019-09-03 | 2021-10-30 | Hanwha Solar | Q.PEAK BLK-G5 315 | Solar Panels |  | 0.315 | 10 | 91 | 27 |  | Fixed | Roof
NJSTRE1545383006 | NJSRRE1541883934 | Transition Incentive Program | Leonia | 7605 | 7 | 13.55 | Residential | Yes | Behind the Meter | Net-metered residential rooftop and canopy |  | None | Vivint Solar Developer, LLC | PSE&G | Accepted | 2019-09-03 | 2019-09-03 | 2021-10-30 | Hanwha Solar | Q.PEAK BLK-G5 315 | Solar Panels |  | 0.315 | 8 | 181 | 28 |  | Fixed | Roof
NJSTRE1545383006 | NJSRRE1541883934 | Transition Incentive Program | Leonia | 7605 | 7 | 13.55 | Residential | Yes | Behind the Meter | Net-metered residential rooftop and canopy |  | None | Vivint Solar Developer, LLC | PSE&G | Accepted | 2019-09-03 | 2019-09-03 | 2021-10-30 | Hanwha Solar | Q.PEAK BLK-G5 315 | Solar Panels |  | 0.315 | 6 | 1 | 27 |  | Fixed | Roof
NJSTRE1545383006 | NJSRRE1541883934 | Transition Incentive Program | Leonia | 7605 | 7 | 13.55 | Residential | Yes | Behind the Meter | Net-metered residential rooftop and canopy |  | None | Vivint Solar Developer, LLC | PSE&G | Accepted | 2019-09-03 | 2019-09-03 | 2021-10-30 | Hanwha Solar | Q.PEAK BLK-G5 315 | Solar Panels |  | 0.315 | 9 | 271 | 28 |  | Fixed | Roof
NJSTRE1545383006 | NJSRRE1541883934 | Transition Incentive Program | Leonia | 7605 | 7 | 13.55 | Residential | Yes | Behind the Meter | Net-metered residential rooftop and canopy |  | None | Vivint Solar Developer, LLC | PSE&G | Accepted | 2019-09-03 | 2019-09-03 | 2021-10-30 | HANWHA SOLAR | Q.PEAK BLK-G5 315 | Solar Panels |  | 0.315 | 6 | 1 | 28 |  | Fixed | Roof
NJSTRE1545383007 | NJSRRE1541884008 | Transition Incentive Program | Deptford | 8096 | 15 | 7.13 | Residential | Yes | Behind the Meter | Behind the Meter |  | None | Orbit Energy & Power, LLC | PSE&G | Eligible for TI Program | 2019-08-26 | 2019-08-28 | 2021-10-30 | enphase | iq7 | Inverters | 240 |  | 23 |  |  | 0.986 |  | Outside | panel
NJSTRE1545383007 | NJSRRE1541884008 | Transition Incentive Program | Deptford | 8096 | 15 | 7.13 | Residential | Yes | Behind the Meter | Behind the Meter |  | None | Orbit Energy & Power, LLC | PSE&G | Eligible for TI Program | 2019-08-26 | 2019-08-28 | 2021-10-30 | trina | tsm 310 | Solar Panels |  | 0.31 | 23 | 250 | 34 |  | Fixed | Roof
NJSTRE1545383008 | NJSRRE1541891092 | Transition Incentive Program | CAPE MAY | 8204 | 21 | 2.84 | Residential | Yes | Behind the Meter | Net-metered residential rooftop and canopy |  | None | Vivint Solar Developer, LLC | AC Electric | Accepted | 2019-09-04 | 2019-09-11 | 2021-10-30 | SOLAREDGE TECHNOLOGIES | SE3800H-US000BNC | Inverters | 3800 |  | 1 |  |  | 0.992 |  | Outdoor | Near the Utility Meter
NJSTRE1545383008 | NJSRRE1541891092 | Transition Incentive Program | CAPE MAY | 8204 | 21 | 2.84 | Residential | Yes | Behind the Meter | Net-metered residential rooftop and canopy |  | None | Vivint Solar Developer, LLC | AC Electric | Accepted | 2019-09-04 | 2019-09-11 | 2021-10-30 | HANWHA SOLAR | Q.PEAK BLK-G5 315 | Solar Panels |  | 0.315 | 9 | 128 | 22 |  | Fixed | Roof
NJSTRE1545383010 | NJSRRE1541878343 | Transition Incentive Program | Newton | 7860 | 1 | 16.17 | Residential | No | Behind the Meter | Net-metered residential rooftop and canopy |  | None | 1st Light Energy Inc | JCP&L | Accepted | 2019-08-22 | 2019-08-27 | 2021-10-30 | Solaredge | SE6000H-USRGM | Inverters | 6000 |  | 1 |  |  | 0.99 |  | Outdoor | within 10 feet of meter
NJSTRE1545383010 | NJSRRE1541878343 | Transition Incentive Program | Newton | 7860 | 1 | 16.17 | Residential | No | Behind the Meter | Net-metered residential rooftop and canopy |  | None | 1st Light Energy Inc | JCP&L | Accepted | 2019-08-22 | 2019-08-27 | 2021-10-30 | Trina | TSM-305DD05A.05 | Solar Panels |  | 0.305 | 8 | 72 | 23 |  | Fixed | Roof
NJSTRE1545383010 | NJSRRE1541878343 | Transition Incentive Program | Newton | 7860 | 1 | 16.17 | Residential | No | Behind the Meter | Net-metered residential rooftop and canopy |  | None | 1st Light Energy Inc | JCP&L | Accepted | 2019-08-22 | 2019-08-27 | 2021-10-30 | Trina | TSM-305DD05A.05 | Solar Panels |  | 0.305 | 33 | 252 | 18 |  | Fixed | Roof
NJSTRE1545383010 | NJSRRE1541878343 | Transition Incentive Program | Newton | 7860 | 1 | 16.17 | Residential | No | Behind the Meter | Net-metered residential rooftop and canopy |  | None | 1st Light Energy Inc | JCP&L | Accepted | 2019-08-22 | 2019-08-27 | 2021-10-30 | Trina | TSM-305DD05A.05 | Solar Panels |  | 0.305 | 12 | 252 | 18 |  | Fixed | Roof
NJSTRE1545383011 | NJSRRE1542407147 | Transition Incentive Program | Manasquan | 8736 | 17 | 7.56 | Residential | Yes | Behind the Meter | Net-metered residential rooftop and canopy |  | None | Suntuity Solar LLC | JCP&L | Accepted | 2019-09-14 | 2019-09-17 | 2021-10-30 | Enphase Energy | IQ7-60-2-US | Inverters | 240 |  | 24 |  |  | 0.97 |  | Outdoor | Behind the PV Modules
NJSTRE1545383011 | NJSRRE1542407147 | Transition Incentive Program | Manasquan | 8736 | 17 | 7.56 | Residential | Yes | Behind the Meter | Net-metered residential rooftop and canopy |  | None | Suntuity Solar LLC | JCP&L | Accepted | 2019-09-14 | 2019-09-17 | 2021-10-30 | Yingli Green Energy | YL315D-30b | Solar Panels |  | 0.315 | 10 | 130 | 26 |  | Fixed | Roof
NJSTRE1545383011 | NJSRRE1542407147 | Transition Incentive Program | Manasquan | 8736 | 17 | 7.56 | Residential | Yes | Behind the Meter | Net-metered residential rooftop and canopy |  | None | Suntuity Solar LLC | JCP&L | Accepted | 2019-09-14 | 2019-09-17 | 2021-10-30 | Yingli Green Energy | YL315D-30b | Solar Panels |  | 0.315 | 4 | 310 | 32 |  | Fixed | Roof
NJSTRE1545383011 | NJSRRE1542407147 | Transition Incentive Program | Manasquan | 8736 | 17 | 7.56 | Residential | Yes | Behind the Meter | Net-metered residential rooftop and canopy |  | None | Suntuity Solar LLC | JCP&L | Accepted | 2019-09-14 | 2019-09-17 | 2021-10-30 | Yingli Green Energy | YL315D-30b | Solar Panels |  | 0.315 | 5 | 220 | 32 |  | Fixed | Roof
NJSTRE1545383011 | NJSRRE1542407147 | Transition Incentive Program | Manasquan | 8736 | 17 | 7.56 | Residential | Yes | Behind the Meter | Net-metered residential rooftop and canopy |  | None | Suntuity Solar LLC | JCP&L | Accepted | 2019-09-14 | 2019-09-17 | 2021-10-30 | Yingli Green Energy | YL315D-30b | Solar Panels |  | 0.315 | 5 | 40 | 32 |  | Fixed | Roof
NJSTRE1545383013 | NJSRRE1541888104 | Transition Incentive Program | Hillside Twp | 7205 | 10 | 5.51 | Residential | No | Behind the Meter | Behind the Meter |  | None | Sunrun Installation Services, Inc. | PSE&G | Eligible for TI Program | 2019-08-27 | 2019-08-29 | 2021-10-30 | Ningbo Ginlong Technologies | Solis-1P4.6K-4G-US | Inverters | 4600 |  | 1 |  |  | 0.96 |  | Outdoor | Next To Meter
NJSTRE1545383013 | NJSRRE1541888104 | Transition Incentive Program | Hillside Twp | 7205 | 10 | 5.51 | Residential | No | Behind the Meter | Behind the Meter |  | None | Sunrun Installation Services, Inc. | PSE&G | Eligible for TI Program | 2019-08-27 | 2019-08-29 | 2021-10-30 | REC Solar | REC290TP2 BLK | Solar Panels |  | 0.29 | 19 | 121 | 23 |  | Fixed | Roof
NJSTRE1545383015 | NJSRRE1542248533 | Transition Incentive Program | South River | 8882 | 11 | 4.58 | Residential | No | Behind the Meter | Net-metered residential rooftop and canopy |  | None | SunPower Corporation, Systems | South River | Accepted | 2019-09-06 | 2019-09-09 | 2021-10-30 | SUNPOWER | SPR-E20-327-E-AC | Inverters | 320 |  | 14 |  |  | 0.96 |  | Other | under each panel
NJSTRE1545383015 | NJSRRE1542248533 | Transition Incentive Program | South River | 8882 | 11 | 4.58 | Residential | No | Behind the Meter | Net-metered residential rooftop and canopy |  | None | SunPower Corporation, Systems | South River | Accepted | 2019-09-06 | 2019-09-09 | 2021-10-30 | SUNPOWER | SPR-E20-327-E-AC | Solar Panels |  | 0.327 | 8 | 172 | 27 |  | Fixed | Roof
NJSTRE1545383015 | NJSRRE1542248533 | Transition Incentive Program | South River | 8882 | 11 | 4.58 | Residential | No | Behind the Meter | Net-metered residential rooftop and canopy |  | None | SunPower Corporation, Systems | South River | Accepted | 2019-09-06 | 2019-09-09 | 2021-10-30 | SUNPOWER | SPR-E20-327-E-AC | Solar Panels |  | 0.327 | 6 | 82 | 27 |  | Fixed | Roof
NJSTRE1545383016 | NJSRRE1541861823 | Transition Incentive Program | PlainField | 7063 | 10 | 6.3 | Residential | Yes | Behind the Meter | Net-metered residential rooftop and canopy |  | None | Vivint Solar Developer, LLC | PSE&G | Accepted | 2019-08-20 | 2019-08-23 | 2021-10-30 | Solaredge | SE7600H-US | Inverters | 7600 |  | 1 |  |  | 0.992 |  | Outdoor | Near the Utility Meter
NJSTRE1545383016 | NJSRRE1541861823 | Transition Incentive Program | PlainField | 7063 | 10 | 6.3 | Residential | Yes | Behind the Meter | Net-metered residential rooftop and canopy |  | None | Vivint Solar Developer, LLC | PSE&G | Accepted | 2019-08-20 | 2019-08-23 | 2021-10-30 | Hanwha | Q.PEAK DUO BLK-G5 315w | Solar Panels |  | 0.315 | 20 | 148 | 40 |  | Fixed | Roof
NJSTRE1545383018 | NJSRRE1542054008 | Transition Incentive Program | Metuchen | 8840 | 11 | 9.45 | Residential | No | Behind the Meter | Net-metered residential rooftop and canopy |  | None | New Jersey Clean Energy Solutions | PSE&G | Accepted | 2019-09-03 | 2019-09-05 | 2021-10-30 | Solar Edge | SE7600H-US | Inverters | 7600 |  | 1 |  |  | 0.97 |  | Outside | near meter
NJSTRE1545383018 | NJSRRE1542054008 | Transition Incentive Program | Metuchen | 8840 | 11 | 9.45 | Residential | No | Behind the Meter | Net-metered residential rooftop and canopy |  | None | New Jersey Clean Energy Solutions | PSE&G | Accepted | 2019-09-03 | 2019-09-05 | 2021-10-30 | Hanwha | Q-Peak Duo Blk-G5 | Solar Panels |  | 0.315 | 8 | 84 | 28 |  | Fixed | Roof | House
NJSTRE1545383018 | NJSRRE1542054008 | Transition Incentive Program | Metuchen | 8840 | 11 | 9.45 | Residential | No | Behind the Meter | Net-metered residential rooftop and canopy |  | None | New Jersey Clean Energy Solutions | PSE&G | Accepted | 2019-09-03 | 2019-09-05 | 2021-10-30 | Hanwha | Q-Peak Duo Blk-G5 | Solar Panels |  | 0.315 | 2 | 174 | 25 |  | Fixed | Roof | House
NJSTRE1545383018 | NJSRRE1542054008 | Transition Incentive Program | Metuchen | 8840 | 11 | 9.45 | Residential | No | Behind the Meter | Net-metered residential rooftop and canopy |  | None | New Jersey Clean Energy Solutions | PSE&G | Accepted | 2019-09-03 | 2019-09-05 | 2021-10-30 | Hanwha | Q-Peak Duo Blk-G5 | Solar Panels |  | 0.315 | 15 | 84 | 40 |  | Fixed | Roof | House
NJSTRE1545383018 | NJSRRE1542054008 | Transition Incentive Program | Metuchen | 8840 | 11 | 9.45 | Residential | No | Behind the Meter | Net-metered residential rooftop and canopy |  | None | New Jersey Clean Energy Solutions | PSE&G | Accepted | 2019-09-03 | 2019-09-05 | 2021-10-30 | Hanwha | Q-Peak Duo Blk-G5 | Solar Panels |  | 0.315 | 3 | 174 | 25 |  | Fixed | Roof | House
NJSTRE1545383018 | NJSRRE1542054008 | Transition Incentive Program | Metuchen | 8840 | 11 | 9.45 | Residential | No | Behind the Meter | Net-metered residential rooftop and canopy |  | None | New Jersey Clean Energy Solutions | PSE&G | Accepted | 2019-09-03 | 2019-09-05 | 2021-10-30 | Hanwha | Q-Peak Duo Blk-G5 | Solar Panels |  | 0.315 | 2 | 264 | 28 |  | Fixed | Roof | House
NJSTRE1545383022 | NJSRRE1541887922 | Transition Incentive Program | POMPTON PLAINS | 7444 | 3 | 8.82 | Residential | No | Behind the Meter | Net-metered residential rooftop and canopy |  | None | Vivint Solar Developer, LLC | JCP&L | Accepted | 2019-09-05 | 2019-09-05 | 2021-10-30 | SolarEdge | SE7600H-US | Inverters | 7600 |  | 1 |  |  | 0.992 |  | Outdoor | Near the Utility Meter
NJSTRE1545383022 | NJSRRE1541887922 | Transition Incentive Program | POMPTON PLAINS | 7444 | 3 | 8.82 | Residential | No | Behind the Meter | Net-metered residential rooftop and canopy |  | None | Vivint Solar Developer, LLC | JCP&L | Accepted | 2019-09-05 | 2019-09-05 | 2021-10-30 | Hanwha Solar | Q.PEAK BLK-G5 315 | Solar Panels |  | 0.315 | 16 | 257 | 8 |  | Fixed | Roof
NJSTRE1545383022 | NJSRRE1541887922 | Transition Incentive Program | POMPTON PLAINS | 7444 | 3 | 8.82 | Residential | No | Behind the Meter | Net-metered residential rooftop and canopy |  | None | Vivint Solar Developer, LLC | JCP&L | Accepted | 2019-09-05 | 2019-09-05 | 2021-10-30 | Hanwha Solar | Q.PEAK BLK-G5 315 | Solar Panels |  | 0.315 | 6 | 167 | 14 |  | Fixed | Roof
NJSTRE1545383022 | NJSRRE1541887922 | Transition Incentive Program | POMPTON PLAINS | 7444 | 3 | 8.82 | Residential | No | Behind the Meter | Net-metered residential rooftop and canopy |  | None | Vivint Solar Developer, LLC | JCP&L | Accepted | 2019-09-05 | 2019-09-05 | 2021-10-30 | Hanwha Solar | Q.PEAK BLK-G5 315 | Solar Panels |  | 0.315 | 6 | 347 | 14 |  | Fixed | Roof
NJSTRE1545383023 | NJSRRE1542381842 | Transition Incentive Program | Wayne | 7470 | 6 | 8.83 | Residential | Yes | Behind the Meter | Net-metered residential rooftop and canopy |  | None | Vision Solar LLC | PSE&G | Accepted | 2019-09-11 | 2019-09-12 | 2021-10-30 | sunpower | e20-327-e-ac | Inverters | 0.32 |  | 27 |  |  | 0.96 |  | Other | behind panels
NJSTRE1545383023 | NJSRRE1542381842 | Transition Incentive Program | Wayne | 7470 | 6 | 8.83 | Residential | Yes | Behind the Meter | Net-metered residential rooftop and canopy |  | None | Vision Solar LLC | PSE&G | Accepted | 2019-09-11 | 2019-09-12 | 2021-10-30 | sunpower | e20-327-e-ac | Solar Panels |  | 0.327 | 12 | 273 | 20 |  | Fixed | Roof
NJSTRE1545383023 | NJSRRE1542381842 | Transition Incentive Program | Wayne | 7470 | 6 | 8.83 | Residential | Yes | Behind the Meter | Net-metered residential rooftop and canopy |  | None | Vision Solar LLC | PSE&G | Accepted | 2019-09-11 | 2019-09-12 | 2021-10-30 | sunpower | e20-327-e-ac | Solar Panels |  | 0.327 | 15 | 183 | 20 |  | Fixed | Roof
NJSTRE1545383025 | NJSRRE1541887804 | Transition Incentive Program | Ventnor City | 8406 | 19 | 7.56 | Residential | No | Behind the Meter | Behind the Meter |  | None | Green Power Energy | JCP&L | Eligible for TI Program | 2019-08-27 | 2019-08-29 | 2021-10-30 | Solar Edge | SE7600H-US | Inverters | 7600 |  | 1 |  |  | 0.97 |  | Outside | next to meter
NJSTRE1545383025 | NJSRRE1541887804 | Transition Incentive Program | Ventnor City | 8406 | 19 | 7.56 | Residential | No | Behind the Meter | Behind the Meter |  | None | Green Power Energy | JCP&L | Eligible for TI Program | 2019-08-27 | 2019-08-29 | 2021-10-30 | Hanwha | Q.PEAK DUO BLK-G5 315 | Solar Panels |  | 0.315 | 24 | 145 | 35 |  | Fixed | Roof
NJSTRE1545383026 | NJSRRE1543155631 | Transition Incentive Program | NEWARK | 7112 | 9 | 3.15 | Residential | Yes | Behind the Meter | Net-metered residential rooftop and canopy |  | None | Vivint Solar Developer, LLC | PSE&G | Accepted | 2019-11-13 | 2019-11-15 | 2021-10-30 | Solar edge | SE3800H-US000BNC4 | Inverters | 3800 |  | 1 |  |  | 0.992 |  | Outdoor | Near The Utility Meter
NJSTRE1545383026 | NJSRRE1543155631 | Transition Incentive Program | NEWARK | 7112 | 9 | 3.15 | Residential | Yes | Behind the Meter | Net-metered residential rooftop and canopy |  | None | Vivint Solar Developer, LLC | PSE&G | Accepted | 2019-11-13 | 2019-11-15 | 2021-10-30 | Hanwha Solar | Q.PEAK BLK-G5 315 | Solar Panels |  | 0.315 | 10 | 126 | 27 |  | Fixed | Roof
NJSTRE1545383027 | NJSRRE1542431318 | Transition Incentive Program | Princeton | 8540 | 12 | 6.93 | Residential | No | Behind the Meter | Net-metered residential rooftop and canopy |  | None | Pro Custom Solar dba Momentum Solar | PSE&G | Accepted | 2019-09-24 | 2019-09-26 | 2021-10-30 | Enphase Energy | IQ6-60-2-US | Inverters | 240 |  | 22 |  |  | 0.97 |  | Outdoor | Roof
NJSTRE1545383027 | NJSRRE1542431318 | Transition Incentive Program | Princeton | 8540 | 12 | 6.93 | Residential | No | Behind the Meter | Net-metered residential rooftop and canopy |  | None | Pro Custom Solar dba Momentum Solar | PSE&G | Accepted | 2019-09-24 | 2019-09-26 | 2021-10-30 | HANWHA | Q.PEAK DUO BLK-G5 315 | Solar Panels |  | 0.315 | 22 | 143 | 30 |  | Fixed | Roof
NJSTRE1545383029 | NJSRRE1542445074 | Transition Incentive Program | Bellmawr | 8031 | 14 | 7.44 | Residential | Yes | Behind the Meter | Behind the Meter |  | None | Skyline Solar, LLC | PSE&G | Eligible for TI Program | 2019-09-26 | 2019-09-30 | 2021-10-30 | SolarEdge | SE5000H-US | Inverters | 5000 |  | 1 |  |  | 0.99 |  | Outside | within ten feet of meter
NJSTRE1545383029 | NJSRRE1542445074 | Transition Incentive Program | Bellmawr | 8031 | 14 | 7.44 | Residential | Yes | Behind the Meter | Behind the Meter |  | None | Skyline Solar, LLC | PSE&G | Eligible for TI Program | 2019-09-26 | 2019-09-30 | 2021-10-30 | Silfab | SLA310M | Solar Panels |  | 0.31 | 24 | 178 | 36 |  | Fixed | Roof
NJSTRE1545383030 | NJSRRE1542573013 | Transition Incentive Program | Clifton | 7012 | 6 | 11.16 | Commercial | No | Behind the Meter | Behind the Meter |  | None | RGS Energy | PSE&G | Eligible for TI Program | 2019-10-21 | 2019-10-23 |  | Silfab | SLA-M 310 | Solar Panels |  | 0.31 | 36 | 240 | 12 |  | Fixed | Roof | Roof
NJSTRE1545383030 | NJSRRE1542573013 | Transition Incentive Program | Clifton | 7012 | 6 | 11.16 | Commercial | No | Behind the Meter | Behind the Meter |  | None | RGS Energy | PSE&G | Eligible for TI Program | 2019-10-21 | 2019-10-23 |  | Fronius | SYMO 10.0-3-M-OS | Inverters | 10000 |  | 1 |  |  | 0.98 |  | Outside | outside the building near the utility meter
NJSTRE1545383030 | NJSRRE1542573013 | Transition Incentive Program | Clifton | 7012 | 6 | 11.16 | Commercial | No | Behind the Meter | Behind the Meter |  | None | RGS Energy | PSE&G | Eligible for TI Program | 2019-10-21 | 2019-10-23 |  | Locus | LGate | Meters |  |  | 1 |  |  |  | Yes | Outdoor
NJSTRE1545383031 | NJSRRE1542557483 | Transition Incentive Program | Blairstown | 7825 | 2 | 29.87 | Residential | Yes | Behind the Meter | Behind the Meter |  | None | Sunrun Installation Services, Inc. | JCP&L | Eligible for TI Program | 2019-10-18 | 2019-10-22 | 2021-10-30 | SolarEdge Technologies | SE3000H-USRGM | Inverters | 3000 |  | 1 |  |  | 0.96 |  | Outdoor | Next To Meter
NJSTRE1545383031 | NJSRRE1542557483 | Transition Incentive Program | Blairstown | 7825 | 2 | 29.87 | Residential | Yes | Behind the Meter | Behind the Meter |  | None | Sunrun Installation Services, Inc. | JCP&L | Eligible for TI Program | 2019-10-18 | 2019-10-22 | 2021-10-30 | SolarEdge Technologies | SE11400H-USRGM | Inverters | 11400 |  | 1 |  |  | 0.96 |  | Outdoor | Next To Meter
NJSTRE1545383031 | NJSRRE1542557483 | Transition Incentive Program | Blairstown | 7825 | 2 | 29.87 | Residential | Yes | Behind the Meter | Behind the Meter |  | None | Sunrun Installation Services, Inc. | JCP&L | Eligible for TI Program | 2019-10-18 | 2019-10-22 | 2021-10-30 | SolarEdge Technologies | SE10000H-USRGM | Inverters | 10000 |  | 1 |  |  | 0.96 |  | Outdoor | Next To Meter
NJSTRE1545383031 | NJSRRE1542557483 | Transition Incentive Program | Blairstown | 7825 | 2 | 29.87 | Residential | Yes | Behind the Meter | Behind the Meter |  | None | Sunrun Installation Services, Inc. | JCP&L | Eligible for TI Program | 2019-10-18 | 2019-10-22 | 2021-10-30 | REC Solar | REC290TP2 BLK | Solar Panels |  | 0.29 | 56 | 126 | 18 |  | Fixed | Roof
NJSTRE1545383031 | NJSRRE1542557483 | Transition Incentive Program | Blairstown | 7825 | 2 | 29.87 | Residential | Yes | Behind the Meter | Behind the Meter |  | None | Sunrun Installation Services, Inc. | JCP&L | Eligible for TI Program | 2019-10-18 | 2019-10-22 | 2021-10-30 | REC Solar | REC290TP2 BLK | Solar Panels |  | 0.29 | 47 | 306 | 18 |  | Fixed | Roof
NJSTRE1545383033 | NJSRRE1542886236 | Transition Incentive Program | Barnegat Township | 8005 | 18 | 12.54 | Residential | No | Behind the Meter | Behind the Meter |  | None | Sunrun Installation Services, Inc. | PSE&G | Eligible for TI Program | 2019-11-01 | 2019-11-05 | 2021-10-30 | SolarEdge Technologies | SE10000H-USRGM | Inverters | 10000 |  | 1 |  |  | 0.96 |  | Outdoor | Next To Meter
NJSTRE1545383033 | NJSRRE1542886236 | Transition Incentive Program | Barnegat Township | 8005 | 18 | 12.54 | Residential | No | Behind the Meter | Behind the Meter |  | None | Sunrun Installation Services, Inc. | PSE&G | Eligible for TI Program | 2019-11-01 | 2019-11-05 | 2021-10-30 | LG Electronics | LG330N1C-A5 | Solar Panels |  | 0.33 | 26 | 239 | 27 |  | Fixed | Roof
NJSTRE1545383033 | NJSRRE1542886236 | Transition Incentive Program | Barnegat Township | 8005 | 18 | 12.54 | Residential | No | Behind the Meter | Behind the Meter |  | None | Sunrun Installation Services, Inc. | PSE&G | Eligible for TI Program | 2019-11-01 | 2019-11-05 | 2021-10-30 | LG Electronics | LG330N1C-A5 | Solar Panels |  | 0.33 | 8 | 59 | 27 |  | Fixed | Roof
NJSTRE1545383033 | NJSRRE1542886236 | Transition Incentive Program | Barnegat Township | 8005 | 18 | 12.54 | Residential | No | Behind the Meter | Behind the Meter |  | None | Sunrun Installation Services, Inc. | PSE&G | Eligible for TI Program | 2019-11-01 | 2019-11-05 | 2021-10-30 | LG Electronics | LG330N1C-A5 | Solar Panels |  | 0.33 | 4 | 148 | 27 |  | Fixed | Roof
NJSTRE1545383036 | NJSRRE1542501342 | Transition Incentive Program | DUNELLEN | 8812 | 11 | 5.36 | Residential | Yes | Behind the Meter | Net-metered residential rooftop and canopy |  | None | Vivint Solar Developer, LLC | PSE&G | Accepted | 2019-10-03 | 2019-10-08 | 2021-10-30 | SOLAREDGE | SE3800H-US000BNC4 | Inverters | 3800 |  | 1 |  |  | 0.992 |  | Outdoor | Near The Utility Meter
NJSTRE1545383036 | NJSRRE1542501342 | Transition Incentive Program | DUNELLEN | 8812 | 11 | 5.36 | Residential | Yes | Behind the Meter | Net-metered residential rooftop and canopy |  | None | Vivint Solar Developer, LLC | PSE&G | Accepted | 2019-10-03 | 2019-10-08 | 2021-10-30 | HANWHA SOLAR | Q.PEAK BLK-G5 315 | Solar Panels |  | 0.315 | 11 | 351 | 31 |  | Fixed | Roof
NJSTRE1545383036 | NJSRRE1542501342 | Transition Incentive Program | DUNELLEN | 8812 | 11 | 5.36 | Residential | Yes | Behind the Meter | Net-metered residential rooftop and canopy |  | None | Vivint Solar Developer, LLC | PSE&G | Accepted | 2019-10-03 | 2019-10-08 | 2021-10-30 | Hanwha Solar | Q.PEAK BLK-G5 315 | Solar Panels |  | 0.315 | 6 | 351 | 22 |  | Fixed | Roof
NJSTRE1545383037 | NJSRRE1542600114 | Transition Incentive Program | Paterson City | 7522 | 6 | 2.97 | Residential | Yes | Behind the Meter | Behind the Meter |  | None | Sunrun Installation Services, Inc. | PSE&G | Eligible for TI Program | 2019-10-25 | 2019-10-29 | 2021-10-30 | Ningbo Ginlong Technologies | Solis-1P3K-4G-US | Inverters | 3000 |  | 1 |  |  | 0.96 |  | Outdoor | Next To Meter
NJSTRE1545383037 | NJSRRE1542600114 | Transition Incentive Program | Paterson City | 7522 | 6 | 2.97 | Residential | Yes | Behind the Meter | Behind the Meter |  | None | Sunrun Installation Services, Inc. | PSE&G | Eligible for TI Program | 2019-10-25 | 2019-10-29 | 2021-10-30 | LG Electronics | LG330N1C-A5 | Solar Panels |  | 0.33 | 9 | 51 | 44 |  | Fixed | Roof
NJSTRE1545383040 | NJSRRE1543421159 | Transition Incentive Program | Ho-Ho-Kus | 7423 | 7 | 5.53 | Residential | No | Behind the Meter | Behind the Meter |  | None | Green Power Energy | PSE&G | Eligible for TI Program | 2019-11-19 | 2019-11-21 | 2021-10-30 | SolarEdge | SE5000H-US | Inverters | 5000 |  | 1 |  |  | 0.97 |  | Outside | Next to meter
NJSTRE1545383040 | NJSRRE1543421159 | Transition Incentive Program | Ho-Ho-Kus | 7423 | 7 | 5.53 | Residential | No | Behind the Meter | Behind the Meter |  | None | Green Power Energy | PSE&G | Eligible for TI Program | 2019-11-19 | 2019-11-21 | 2021-10-30 | Panasonic | VBHN325KA03 | Solar Panels |  | 0.325 | 15 | 196 | 30 |  | Fixed | Roof
NJSTRE1545383040 | NJSRRE1543421159 | Transition Incentive Program | Ho-Ho-Kus | 7423 | 7 | 5.53 | Residential | No | Behind the Meter | Behind the Meter |  | None | Green Power Energy | PSE&G | Eligible for TI Program | 2019-11-19 | 2019-11-21 | 2021-10-30 | Panasonic | VBHN325KA03 | Solar Panels |  | 0.325 | 2 | 285 | 30 |  | Fixed | Roof
NJSTRE1545383041 | NJSRRE1542907649 | Transition Incentive Program | Swedesboro | 8085 | 15 | 7.44 | Residential | No | Behind the Meter | Behind the Meter |  | ACE | EMT Renewables | AC Electric | Eligible for TI Program | 2019-11-04 | 2019-11-06 | 2021-10-30 | SolarEdge | SE6000H-US | Inverters | 6000 |  | 1 |  |  | 0.95 |  | Other | next to meter
NJSTRE1545383041 | NJSRRE1542907649 | Transition Incentive Program | Swedesboro | 8085 | 15 | 7.44 | Residential | No | Behind the Meter | Behind the Meter |  | ACE | EMT Renewables | AC Electric | Eligible for TI Program | 2019-11-04 | 2019-11-06 | 2021-10-30 | Trina | Honeymax 310-BLK | Solar Panels |  | 0.31 | 16 | 121 | 29 |  | Fixed | Roof
NJSTRE1545383041 | NJSRRE1542907649 | Transition Incentive Program | Swedesboro | 8085 | 15 | 7.44 | Residential | No | Behind the Meter | Behind the Meter |  | ACE | EMT Renewables | AC Electric | Eligible for TI Program | 2019-11-04 | 2019-11-06 | 2021-10-30 | Trina | Honeymax 310-BLK | Solar Panels |  | 0.31 | 8 | 301 | 29 |  | Fixed | Roof
NJSTRE1545383042 | NJSRRE1542884168 | Transition Incentive Program | Clifton | 7011 | 6 | 18.9 | Residential | Yes | Behind the Meter | Net-metered residential rooftop and canopy |  | None | Vivint Solar Developer, LLC | PSE&G | Accepted | 2019-12-04 | 2019-12-04 | 2021-10-30 | solar edge | SE7600H-US | Inverters | 7600 |  | 2 |  |  | 0.992 |  | Outdoor | near utility meter
NJSTRE1545383042 | NJSRRE1542884168 | Transition Incentive Program | Clifton | 7011 | 6 | 18.9 | Residential | Yes | Behind the Meter | Net-metered residential rooftop and canopy |  | None | Vivint Solar Developer, LLC | PSE&G | Accepted | 2019-12-04 | 2019-12-04 | 2021-10-30 | HANWHA SOLAR | Q.PEAK BLK-G5 315 | Solar Panels |  | 0.315 | 37 | 257 | 39 |  | Fixed | Roof
NJSTRE1545383042 | NJSRRE1542884168 | Transition Incentive Program | Clifton | 7011 | 6 | 18.9 | Residential | Yes | Behind the Meter | Net-metered residential rooftop and canopy |  | None | Vivint Solar Developer, LLC | PSE&G | Accepted | 2019-12-04 | 2019-12-04 | 2021-10-30 | HANWHA SOLAR | Q.PEAK BLK-G5 315 | Solar Panels |  | 0.315 | 23 | 77 | 39 |  | Fixed | Roof
NJSTRE1545383043 | NJSRRE1542431527 | Transition Incentive Program | Newton | 7860 | 1 | 36.4 | Residential | No | Behind the Meter | Behind the Meter |  | None | Green Power Energy | JCP&L | Eligible for TI Program | 2019-09-24 | 2019-09-26 | 2021-10-30 | Solar Edge | SE7600H-US | Inverters | 7600 |  | 4 |  |  | 0.97 |  | Outside | next to meter
NJSTRE1545383043 | NJSRRE1542431527 | Transition Incentive Program | Newton | 7860 | 1 | 36.4 | Residential | No | Behind the Meter | Behind the Meter |  | None | Green Power Energy | JCP&L | Eligible for TI Program | 2019-09-24 | 2019-09-26 | 2021-10-30 | Silfab | SLG350M | Solar Panels |  | 0.35 | 104 | 178 | 25 |  | Fixed | Ground
NJSTRE1545383047 | NJSRRE1543123218 | Transition Incentive Program | JAMESBURG | 8831 | 11 | 13.23 | Residential | Yes | Behind the Meter | Net-metered residential rooftop and canopy |  | None | Vivint Solar Developer, LLC | JCP&L | Accepted | 2019-11-12 | 2019-11-15 | 2021-10-30 | Solar Edge | SE10000H-US000BNC4 | Inverters | 1000 |  | 1 |  |  | 0.992 |  | Outdoor | Near the utility meter
NJSTRE1545383047 | NJSRRE1543123218 | Transition Incentive Program | JAMESBURG | 8831 | 11 | 13.23 | Residential | Yes | Behind the Meter | Net-metered residential rooftop and canopy |  | None | Vivint Solar Developer, LLC | JCP&L | Accepted | 2019-11-12 | 2019-11-15 | 2021-10-30 | Hanwha | Q.PEAK BLK-G5 315 | Solar Panels |  | 0.315 | 10 | 358 | 22 |  | Fixed | Roof
NJSTRE1545383047 | NJSRRE1543123218 | Transition Incentive Program | JAMESBURG | 8831 | 11 | 13.23 | Residential | Yes | Behind the Meter | Net-metered residential rooftop and canopy |  | None | Vivint Solar Developer, LLC | JCP&L | Accepted | 2019-11-12 | 2019-11-15 | 2021-10-30 | Hanwha | Q.PEAK BLK-G5 315 | Solar Panels |  | 0.315 | 4 | 268 | 23 |  | Fixed | Roof
NJSTRE1545383047 | NJSRRE1543123218 | Transition Incentive Program | JAMESBURG | 8831 | 11 | 13.23 | Residential | Yes | Behind the Meter | Net-metered residential rooftop and canopy |  | None | Vivint Solar Developer, LLC | JCP&L | Accepted | 2019-11-12 | 2019-11-15 | 2021-10-30 | Hanwha | Q.PEAK BLK-G5 315 | Solar Panels |  | 0.315 | 10 | 178 | 22 |  | Fixed | Roof
NJSTRE1545383047 | NJSRRE1543123218 | Transition Incentive Program | JAMESBURG | 8831 | 11 | 13.23 | Residential | Yes | Behind the Meter | Net-metered residential rooftop and canopy |  | None | Vivint Solar Developer, LLC | JCP&L | Accepted | 2019-11-12 | 2019-11-15 | 2021-10-30 | Hanwha | Q.PEAK BLK-G5 315 | Solar Panels |  | 0.315 | 18 | 88 | 23 |  | Fixed | Roof
NJSTRE1545383049 | NJSRRE1542702731 | Transition Incentive Program | Pennsauken TWP | 8110 | 14 | 3.41 | Residential | No | Behind the Meter | Net-metered residential rooftop and canopy |  | None | 1st Light Energy Inc | PSE&G | Accepted | 2019-10-29 | 2019-10-31 | 2021-10-30 | SMA | SB 3.0-1SP-US-41 (240V) | Inverters | 3000 |  | 1 |  |  | 0.97 |  | Outside | within 10 feet of meter
NJSTRE1545383049 | NJSRRE1542702731 | Transition Incentive Program | Pennsauken TWP | 8110 | 14 | 3.41 | Residential | No | Behind the Meter | Net-metered residential rooftop and canopy |  | None | 1st Light Energy Inc | PSE&G | Accepted | 2019-10-29 | 2019-10-31 | 2021-10-30 | Longi | LR6-60HPB-310M | Solar Panels |  | 0.31 | 11 | 133 | 36 |  | Fixed | Roof
NJSTRE1545383050 | NJSRRE1542528150 | Transition Incentive Program | Sicklerville | 8081 | 14 | 13.12 | Residential | No | Behind the Meter | Net-metered residential rooftop and canopy |  | None | Castle Energy, LLC | AC Electric | Accepted | 2019-10-11 | 2019-10-15 | 2021-10-30 | Enphase Energy | IQ7-60-2-US | Inverters | 240 |  | 41 |  |  | 0.967 |  | Outside | on the rooftop under each solar panel
NJSTRE1545383050 | NJSRRE1542528150 | Transition Incentive Program | Sicklerville | 8081 | 14 | 13.12 | Residential | No | Behind the Meter | Net-metered residential rooftop and canopy |  | None | Castle Energy, LLC | AC Electric | Accepted | 2019-10-11 | 2019-10-15 | 2021-10-30 | Hanwha Q-Cells | Q.Peak DUO-BLK-G5 320 | Solar Panels |  | 0.32 | 7 | 221 | 22 |  | Fixed | Roof
NJSTRE1545383050 | NJSRRE1542528150 | Transition Incentive Program | Sicklerville | 8081 | 14 | 13.12 | Residential | No | Behind the Meter | Net-metered residential rooftop and canopy |  | None | Castle Energy, LLC | AC Electric | Accepted | 2019-10-11 | 2019-10-15 | 2021-10-30 | Hanwha Q-Cells | Q.Peak DUO-BLK-G5 320 | Solar Panels |  | 0.32 | 34 | 221 | 21 |  | Fixed | Roof
NJSTRE1545383052 | NJSRRE1542441124 | Transition Incentive Program | BELLMAWR | 8031 | 14 | 11.03 | Residential | Yes | Behind the Meter | Net-metered residential rooftop and canopy |  | None | Vivint Solar Developer, LLC | PSE&G | Accepted | 2019-09-25 | 2019-09-27 | 2021-10-30 | SolarEdge Technologies | SE7600H-US | Inverters | 7600 |  | 1 |  |  | 0.992 |  | Outdoor | Near the Utility Meter
NJSTRE1545383052 | NJSRRE1542441124 | Transition Incentive Program | BELLMAWR | 8031 | 14 | 11.03 | Residential | Yes | Behind the Meter | Net-metered residential rooftop and canopy |  | None | Vivint Solar Developer, LLC | PSE&G | Accepted | 2019-09-25 | 2019-09-27 | 2021-10-30 | Hanwha Solar | Q.PEAK BLK-G5 315 | Solar Panels |  | 0.315 | 11 | 331 | 21 |  | Fixed | Roof
NJSTRE1545383052 | NJSRRE1542441124 | Transition Incentive Program | BELLMAWR | 8031 | 14 | 11.03 | Residential | Yes | Behind the Meter | Net-metered residential rooftop and canopy |  | None | Vivint Solar Developer, LLC | PSE&G | Accepted | 2019-09-25 | 2019-09-27 | 2021-10-30 | Hanwha Solar | Q.PEAK BLK-G5 315 | Solar Panels |  | 0.315 | 24 | 151 | 21 |  | Fixed | Roof
NJSTRE1545383054 | NJSRRE1542524833 | Transition Incentive Program | Sicklerville | 8081 | 14 | 9.3 | Residential | No | Behind the Meter | Behind the Meter |  | None | Acos Energy, LLC | AC Electric | Eligible for TI Program | 2019-10-10 | 2019-10-14 | 2021-10-30 | Enphase | IQ7 | Inverters | 0.24 |  | 30 |  |  | 0.97 |  | Outside | Roof
NJSTRE1545383054 | NJSRRE1542524833 | Transition Incentive Program | Sicklerville | 8081 | 14 | 9.3 | Residential | No | Behind the Meter | Behind the Meter |  | None | Acos Energy, LLC | AC Electric | Eligible for TI Program | 2019-10-10 | 2019-10-14 | 2021-10-30 | Trina | TSM DD05H 05 II 310W | Solar Panels |  | 0.31 | 13 | 167 | 30 |  | Fixed | Roof
NJSTRE1545383054 | NJSRRE1542524833 | Transition Incentive Program | Sicklerville | 8081 | 14 | 9.3 | Residential | No | Behind the Meter | Behind the Meter |  | None | Acos Energy, LLC | AC Electric | Eligible for TI Program | 2019-10-10 | 2019-10-14 | 2021-10-30 | Trina | TSM DD05H 05 II 310W | Solar Panels |  | 0.31 | 6 | 167 | 30 |  | Fixed | Roof
NJSTRE1545383054 | NJSRRE1542524833 | Transition Incentive Program | Sicklerville | 8081 | 14 | 9.3 | Residential | No | Behind the Meter | Behind the Meter |  | None | Acos Energy, LLC | AC Electric | Eligible for TI Program | 2019-10-10 | 2019-10-14 | 2021-10-30 | Trina | TSM DD05H 05 II 310W | Solar Panels |  | 0.31 | 11 | 167 | 35 |  | Fixed | Roof
NJSTRE1545383055 | NJSRRE1543046385 | Transition Incentive Program | Toms River | 8753 | 18 | 9.14 | Residential | Yes | Behind the Meter | Net-metered residential rooftop and canopy |  | None | Vivint Solar Developer, LLC | JCP&L | Accepted | 2019-11-07 | 2019-11-11 | 2021-10-30 | Solar Edge | SE7600H-US000BNC4 | Inverters | 7600 |  | 1 |  |  | 0.992 |  | Outdoor | Near the utility meter
NJSTRE1545383055 | NJSRRE1543046385 | Transition Incentive Program | Toms River | 8753 | 18 | 9.14 | Residential | Yes | Behind the Meter | Net-metered residential rooftop and canopy |  | None | Vivint Solar Developer, LLC | JCP&L | Accepted | 2019-11-07 | 2019-11-11 | 2021-10-30 | Hanwha | Q.PEAK BLK-G5 315 | Solar Panels |  | 0.315 | 23 | 178 | 16 |  | Fixed | Roof
NJSTRE1545383055 | NJSRRE1543046385 | Transition Incentive Program | Toms River | 8753 | 18 | 9.14 | Residential | Yes | Behind the Meter | Net-metered residential rooftop and canopy |  | None | Vivint Solar Developer, LLC | JCP&L | Accepted | 2019-11-07 | 2019-11-11 | 2021-10-30 | Hanwha | Q.PEAK BLK-G5 315 | Solar Panels |  | 0.315 | 6 | 178 | 12 |  | Fixed | Roof
NJSTRE1545383056 | NJSRRE1542498419 | Transition Incentive Program | Jersey City | 7306 | 8 | 6.93 | Residential | Yes | Behind the Meter | Net-metered residential rooftop and canopy |  | None | Vivint Solar Developer, LLC | PSE&G | Accepted | 2019-10-02 | 2019-10-04 | 2021-10-30 | Solar Edge | SE7600H-US000BNC4 | Inverters | 7600 |  | 1 |  |  | 0.992 |  | Outdoor | Near the Utility Meter
NJSTRE1545383056 | NJSRRE1542498419 | Transition Incentive Program | Jersey City | 7306 | 8 | 6.93 | Residential | Yes | Behind the Meter | Net-metered residential rooftop and canopy |  | None | Vivint Solar Developer, LLC | PSE&G | Accepted | 2019-10-02 | 2019-10-04 | 2021-10-30 | Hanwha Solar | Q.PEAK DUO BLK-G5 315w | Solar Panels |  | 0.315 | 22 | 30 | 2 |  | Fixed | Roof
NJSTRE1545383057 | NJSRRE1542433916 | Transition Incentive Program | Paterson | 7504 | 6 | 11.12 | Residential | No | Behind the Meter | Behind the Meter |  | None | Fusion Solar Energy LLC | PSE&G | Eligible for TI Program | 2019-09-25 | 2019-09-27 | 2021-10-30 | SunPower | SunPower type E | Inverters | 320 |  | 34 |  |  | 0.94 |  | Outdoor | Roof Top
NJSTRE1545383057 | NJSRRE1542433916 | Transition Incentive Program | Paterson | 7504 | 6 | 11.12 | Residential | No | Behind the Meter | Behind the Meter |  | None | Fusion Solar Energy LLC | PSE&G | Eligible for TI Program | 2019-09-25 | 2019-09-27 | 2021-10-30 | SunPower | SunPower 327 blk e ac | Solar Panels |  | 0.327 | 34 | North | 0.3 |  | Fixed | Roof
NJSTRE1545383058 | NJSRRE1542431565 | Transition Incentive Program | Dumont | 7628 | 7 | 5.51 | Residential | Yes | Behind the Meter | Behind the Meter |  | None | Sunrun Installation Services, Inc. | PSE&G | Eligible for TI Program | 2019-09-24 | 2019-09-26 | 2021-10-30 | Ningbo Ginlong Technologies | Solis-1P4.6K-4G-US | Inverters | 4600 |  | 1 |  |  | 0.96 |  | Outdoor | Next To Meter
NJSTRE1545383058 | NJSRRE1542431565 | Transition Incentive Program | Dumont | 7628 | 7 | 5.51 | Residential | Yes | Behind the Meter | Behind the Meter |  | None | Sunrun Installation Services, Inc. | PSE&G | Eligible for TI Program | 2019-09-24 | 2019-09-26 | 2021-10-30 | REC Solar | REC290TP2 BLK | Solar Panels |  | 0.29 | 6 | 177 | 14 |  | Fixed | Roof
NJSTRE1545383058 | NJSRRE1542431565 | Transition Incentive Program | Dumont | 7628 | 7 | 5.51 | Residential | Yes | Behind the Meter | Behind the Meter |  | None | Sunrun Installation Services, Inc. | PSE&G | Eligible for TI Program | 2019-09-24 | 2019-09-26 | 2021-10-30 | REC Solar | REC290TP2 BLK | Solar Panels |  | 0.29 | 13 | 177 | 40 |  | Fixed | Roof
NJSTRE1545383059 | NJSRRE1542445036 | Transition Incentive Program | Franklinville | 8322 | 15 | 7.2 | Residential | Yes | Behind the Meter | Net-metered residential rooftop and canopy |  | None | Bright Planet Solar | AC Electric | Accepted | 2019-09-26 | 2019-09-30 | 2021-10-30 | SOLAR EDGE | SE6000H-USRGM | Inverters | 6000 |  | 1 |  |  | 0.98 |  | Outdoor | NEXT TO METER
NJSTRE1545383059 | NJSRRE1542445036 | Transition Incentive Program | Franklinville | 8322 | 15 | 7.2 | Residential | Yes | Behind the Meter | Net-metered residential rooftop and canopy |  | None | Bright Planet Solar | AC Electric | Accepted | 2019-09-26 | 2019-09-30 | 2021-10-30 | TRINA SOLAR | TSM-DD05A.05(II) 300W | Solar Panels |  | 0.3 | 24 | 182 | 34 |  | Fixed | Roof
NJSTRE1545383062 | NJSRRE1542431577 | Transition Incentive Program | East Brunswick | 8816 | 11 | 13.34 | Residential | No | Behind the Meter | Behind the Meter |  | None | Sunrun Installation Services, Inc. | PSE&G | Eligible for TI Program | 2019-09-24 | 2019-09-26 | 2021-10-30 | LG Chem | RESU 10H SEG | Electric Storage Battery |  |  | 1 |  |  |  | Lithium Ion |  | outside
NJSTRE1545383062 | NJSRRE1542431577 | Transition Incentive Program | East Brunswick | 8816 | 11 | 13.34 | Residential | No | Behind the Meter | Behind the Meter |  | None | Sunrun Installation Services, Inc. | PSE&G | Eligible for TI Program | 2019-09-24 | 2019-09-26 | 2021-10-30 | SolarEdge Technologies | SE3800A-USS2RGM | Inverters | 3800 |  | 1 |  |  | 0.96 |  | Outdoor | Next To Meter
NJSTRE1545383062 | NJSRRE1542431577 | Transition Incentive Program | East Brunswick | 8816 | 11 | 13.34 | Residential | No | Behind the Meter | Behind the Meter |  | None | Sunrun Installation Services, Inc. | PSE&G | Eligible for TI Program | 2019-09-24 | 2019-09-26 | 2021-10-30 | SolarEdge Technologies | SE7600A-USS2RGM | Inverters | 7600 |  | 1 |  |  | 0.96 |  | Outdoor | Next To Meter
NJSTRE1545383062 | NJSRRE1542431577 | Transition Incentive Program | East Brunswick | 8816 | 11 | 13.34 | Residential | No | Behind the Meter | Behind the Meter |  | None | Sunrun Installation Services, Inc. | PSE&G | Eligible for TI Program | 2019-09-24 | 2019-09-26 | 2021-10-30 | REC Solar | REC290TP2 BLK | Solar Panels |  | 0.29 | 18 | 141 | 18 |  | Fixed | Roof
NJSTRE1545383062 | NJSRRE1542431577 | Transition Incentive Program | East Brunswick | 8816 | 11 | 13.34 | Residential | No | Behind the Meter | Behind the Meter |  | None | Sunrun Installation Services, Inc. | PSE&G | Eligible for TI Program | 2019-09-24 | 2019-09-26 | 2021-10-30 | REC Solar | REC290TP2 BLK | Solar Panels |  | 0.29 | 28 | 321 | 18 |  | Fixed | Roof
NJSTRE1545383063 | NJSRRE1542556306 | Transition Incentive Program | Cedar Run | 8092 | 18 | 5.64 | Non Profit | Yes | Behind the Meter | Behind the Meter |  | None | Spectrum Energy, Inc. | AC Electric | Eligible for TI Program | 2019-10-23 | 2019-10-24 | 2021-10-30 | ENPHASE | IQ7-60-ACM-US | Inverters | 240 |  | 23 |  |  | 0.97 |  | Outside | UNDER EACH PANEL
NJSTRE1545383063 | NJSRRE1542556306 | Transition Incentive Program | Cedar Run | 8092 | 18 | 5.64 | Non Profit | Yes | Behind the Meter | Behind the Meter |  | None | Spectrum Energy, Inc. | AC Electric | Eligible for TI Program | 2019-10-23 | 2019-10-24 | 2021-10-30 | Trina | TSM-245PA05 | Solar Panels |  | 0.245 | 23 | 203 | 33 |  | Fixed | Roof
NJSTRE1545383066 | NJSRRE1543041595 | Transition Incentive Program | Carteret | 7008 | 11 | 4.35 | Residential | Yes | Behind the Meter | Behind the Meter |  | None | Sunrun Installation Services, Inc. | PSE&G | Eligible for TI Program | 2019-11-06 | 2019-11-11 | 2021-10-30 | Delta Electronics | M4-TL-US | Inverters | 3840 |  | 1 |  |  | 0.96 |  | Outdoor | Next To Meter
NJSTRE1545383066 | NJSRRE1543041595 | Transition Incentive Program | Carteret | 7008 | 11 | 4.35 | Residential | Yes | Behind the Meter | Behind the Meter |  | None | Sunrun Installation Services, Inc. | PSE&G | Eligible for TI Program | 2019-11-06 | 2019-11-11 | 2021-10-30 | REC Solar | REC290TP2 BLK | Solar Panels |  | 0.29 | 10 | 96 | 34 |  | Fixed | Roof
NJSTRE1545383066 | NJSRRE1543041595 | Transition Incentive Program | Carteret | 7008 | 11 | 4.35 | Residential | Yes | Behind the Meter | Behind the Meter |  | None | Sunrun Installation Services, Inc. | PSE&G | Eligible for TI Program | 2019-11-06 | 2019-11-11 | 2021-10-30 | REC Solar | REC290TP2 BLK | Solar Panels |  | 0.29 | 5 | 276 | 34 |  | Fixed | Roof
NJSTRE1545383067 | NJSRRE1542850423 | Transition Incentive Program | Moorestown | 8057 | 13 | 5.67 | Residential | Yes | Behind the Meter | Net-metered residential rooftop and canopy |  | None | Vivint Solar Developer, LLC | PSE&G | Accepted | 2019-10-31 | 2019-11-04 | 2021-10-30 | Solar Edge | SE3800H-US000BNC4 | Inverters | 3800 |  | 1 |  |  | 0.992 |  | Outdoor | Near the Utility Meter
NJSTRE1545383067 | NJSRRE1542850423 | Transition Incentive Program | Moorestown | 8057 | 13 | 5.67 | Residential | Yes | Behind the Meter | Net-metered residential rooftop and canopy |  | None | Vivint Solar Developer, LLC | PSE&G | Accepted | 2019-10-31 | 2019-11-04 | 2021-10-30 | Hanwha Solar | Q.PEAK BLK-G5 315 | Solar Panels |  | 0.315 | 18 | 261 | 29 |  | Fixed | Roof
NJSTRE1545383068 | NJSRRE1542684317 | Transition Incentive Program | JAMESBURG | 8831 | 11 | 7.56 | Residential | Yes | Behind the Meter | Net-metered residential rooftop and canopy |  | None | Vivint Solar Developer, LLC | JCP&L | Accepted | 2019-10-28 | 2019-10-30 | 2021-10-30 | Solar Edge | SE7600H-US000BNC4 | Inverters | 7600 |  | 1 |  |  | 0.992 |  | Outdoor | Near the utility meter
NJSTRE1545383068 | NJSRRE1542684317 | Transition Incentive Program | JAMESBURG | 8831 | 11 | 7.56 | Residential | Yes | Behind the Meter | Net-metered residential rooftop and canopy |  | None | Vivint Solar Developer, LLC | JCP&L | Accepted | 2019-10-28 | 2019-10-30 | 2021-10-30 | Hanwha | Q.PEAK BLK-G5 315 | Solar Panels |  | 0.315 | 12 | 210 | 12 |  | Fixed | Roof
NJSTRE1545383068 | NJSRRE1542684317 | Transition Incentive Program | JAMESBURG | 8831 | 11 | 7.56 | Residential | Yes | Behind the Meter | Net-metered residential rooftop and canopy |  | None | Vivint Solar Developer, LLC | JCP&L | Accepted | 2019-10-28 | 2019-10-30 | 2021-10-30 | Hanwha | Q.PEAK BLK-G5 315 | Solar Panels |  | 0.315 | 8 | 300 | 22 |  | Fixed | Roof
NJSTRE1545383068 | NJSRRE1542684317 | Transition Incentive Program | JAMESBURG | 8831 | 11 | 7.56 | Residential | Yes | Behind the Meter | Net-metered residential rooftop and canopy |  | None | Vivint Solar Developer, LLC | JCP&L | Accepted | 2019-10-28 | 2019-10-30 | 2021-10-30 | Hanwha | Q.PEAK BLK-G5 315 | Solar Panels |  | 0.315 | 4 | 30 | 12 |  | Fixed | Roof
NJSTRE1545383069 | NJSRRE1542430976 | Transition Incentive Program | CHERRY HILL | 8002 | 14 | 5.67 | Residential | No | Behind the Meter | Net-metered residential rooftop and canopy |  | None | Vivint Solar Developer, LLC | PSE&G | Accepted | 2019-09-24 | 2019-09-26 | 2021-10-30 | SolarEdge | SE3800H-US | Inverters | 3800 |  | 1 |  |  | 0.992 |  | Outdoor | Near the Utility Meter
NJSTRE1545383069 | NJSRRE1542430976 | Transition Incentive Program | CHERRY HILL | 8002 | 14 | 5.67 | Residential | No | Behind the Meter | Net-metered residential rooftop and canopy |  | None | Vivint Solar Developer, LLC | PSE&G | Accepted | 2019-09-24 | 2019-09-26 | 2021-10-30 | JINKO SOLAR | JKM315M-60HBL | Solar Panels |  | 0.315 | 18 | 114 | 18 |  | Fixed | Roof
NJSTRE1545383071 | NJSRRE1543067329 | Transition Incentive Program | Morris Plains | 7950 | 3 | 9.45 | Residential | No | Behind the Meter | Net-metered residential rooftop and canopy |  | None | Suntuity Solar LLC | JCP&L | Accepted | 2019-11-12 | 2019-11-14 | 2021-10-30 | Enphase Energy | IQ7-60-2-US | Inverters | 240 |  | 30 |  |  | 0.97 |  | Outdoor | Behind the PV modules
NJSTRE1545383071 | NJSRRE1543067329 | Transition Incentive Program | Morris Plains | 7950 | 3 | 9.45 | Residential | No | Behind the Meter | Net-metered residential rooftop and canopy |  | None | Suntuity Solar LLC | JCP&L | Accepted | 2019-11-12 | 2019-11-14 | 2021-10-30 | Yingli Green Energy | YL315D-30b | Solar Panels |  | 0.315 | 10 | 317 | 26 |  | Fixed | Roof
NJSTRE1545383071 | NJSRRE1543067329 | Transition Incentive Program | Morris Plains | 7950 | 3 | 9.45 | Residential | No | Behind the Meter | Net-metered residential rooftop and canopy |  | None | Suntuity Solar LLC | JCP&L | Accepted | 2019-11-12 | 2019-11-14 | 2021-10-30 | Yingli Green Energy | YL315D-30b | Solar Panels |  | 0.315 | 20 | 137 | 26 |  | Fixed | Roof
NJSTRE1545383072 | NJSRRE1542807525 | Transition Incentive Program | Gloucester City | 8030 | 14 | 9.6 | Residential | Yes | Behind the Meter | Behind the Meter |  | None | Skyline Solar, LLC | PSE&G | Eligible for TI Program | 2019-10-30 | 2019-11-01 | 2021-10-30 | SolarEdge | SE7600H-US | Inverters | 7600 |  | 1 |  |  | 0.99 |  | Outside | within ten feet of meter
NJSTRE1545383072 | NJSRRE1542807525 | Transition Incentive Program | Gloucester City | 8030 | 14 | 9.6 | Residential | Yes | Behind the Meter | Behind the Meter |  | None | Skyline Solar, LLC | PSE&G | Eligible for TI Program | 2019-10-30 | 2019-11-01 | 2021-10-30 | Hanwha Q-Cells | Q.PEAK DUO-G5 320 | Solar Panels |  | 0.32 | 30 | 91 | 15 |  | Fixed | Roof
NJSTRE1545383073 | NJSRRE1542523897 | Transition Incentive Program | Keyport | 7735 | 17 | 7.56 | Residential | Yes | Behind the Meter | Net-metered residential rooftop and canopy |  | None | Vivint Solar Developer, LLC | JCP&L | Accepted | 2019-10-18 | 2019-10-18 | 2021-10-30 | SOLAREDGE | SE7600H-US000BNC4 | Inverters | 7600 |  | 1 |  |  | 0.992 |  | Outdoor | Near the Utility Meter
NJSTRE1545383073 | NJSRRE1542523897 | Transition Incentive Program | Keyport | 7735 | 17 | 7.56 | Residential | Yes | Behind the Meter | Net-metered residential rooftop and canopy |  | None | Vivint Solar Developer, LLC | JCP&L | Accepted | 2019-10-18 | 2019-10-18 | 2021-10-30 | HANWHA SOLAR | Q.PEAK BLK-G5 315 | Solar Panels |  | 0.315 | 14 | 254 | 23 |  | Fixed | Roof
NJSTRE1545383073 | NJSRRE1542523897 | Transition Incentive Program | Keyport | 7735 | 17 | 7.56 | Residential | Yes | Behind the Meter | Net-metered residential rooftop and canopy |  | None | Vivint Solar Developer, LLC | JCP&L | Accepted | 2019-10-18 | 2019-10-18 | 2021-10-30 | HANWHA SOLAR | Q.PEAK BLK-G5 315 | Solar Panels |  | 0.315 | 10 | 74 | 23 |  | Fixed | Roof
NJSTRE1545383074 | NJSRRE1542852980 | Transition Incentive Program | Perth Amboy | 8861 | 11 | 11.03 | Residential | Yes | Behind the Meter | Net-metered residential rooftop and canopy |  | None | Suntuity Solar LLC | PSE&G | Accepted | 2019-11-01 | 2019-11-05 | 2021-10-30 | Enphase Energy | IQ7-60-2-US | Inverters | 240 |  | 35 |  |  | 0.97 |  | Outdoor | Behind the PV Modules
NJSTRE1545383074 | NJSRRE1542852980 | Transition Incentive Program | Perth Amboy | 8861 | 11 | 11.03 | Residential | Yes | Behind the Meter | Net-metered residential rooftop and canopy |  | None | Suntuity Solar LLC | PSE&G | Accepted | 2019-11-01 | 2019-11-05 | 2021-10-30 | Yingli Green Energy | YL315D-30b | Solar Panels |  | 0.315 | 11 | 291 | 40 |  | Fixed | Roof
NJSTRE1545383074 | NJSRRE1542852980 | Transition Incentive Program | Perth Amboy | 8861 | 11 | 11.03 | Residential | Yes | Behind the Meter | Net-metered residential rooftop and canopy |  | None | Suntuity Solar LLC | PSE&G | Accepted | 2019-11-01 | 2019-11-05 | 2021-10-30 | Yingli Green Energy | YL315D-30b | Solar Panels |  | 0.315 | 24 | 111 | 40 |  | Fixed | Roof
NJSTRE1545383075 | NJSRRE1542790721 | Transition Incentive Program | Vorhees TWP | 8043 | 14 | 6.93 | Residential | No | Behind the Meter | Net-metered residential rooftop and canopy |  | None | Vision Solar LLC | PSE&G | As-Built Incomplete | 2019-10-30 | 2019-11-01 |  | HANWHA Q CELLS | QPEAK DUO-G5 315 | Solar Panels |  | 0.315 | 18 | 234 | 18 |  | Fixed | Roof
NJSTRE1545383075 | NJSRRE1542790721 | Transition Incentive Program | Vorhees TWP | 8043 | 14 | 6.93 | Residential | No | Behind the Meter | Net-metered residential rooftop and canopy |  | None | Vision Solar LLC | PSE&G | As-Built Incomplete | 2019-10-30 | 2019-11-01 |  | HANWHA QCELLS | QPEAK DUO-G5 315 | Solar Panels |  | 0.315 | 4 | 234 | 18 |  | Fixed | Roof
NJSTRE1545383075 | NJSRRE1542790721 | Transition Incentive Program | Vorhees TWP | 8043 | 14 | 6.93 | Residential | No | Behind the Meter | Net-metered residential rooftop and canopy |  | None | Vision Solar LLC | PSE&G | As-Built Incomplete | 2019-10-30 | 2019-11-01 |  | ENPHASE | IQ7-60-2-US | Inverters | 240 |  | 22 |  |  | 0.96 |  | Other | BEHIND PANELS
NJSTRE1545383076 | NJSRRE1542441825 | Transition Incentive Program | Cape May | 8204 | 21 | 4.41 | Residential | Yes | Behind the Meter | Net-metered residential rooftop and canopy |  | None | Vivint Solar Developer, LLC | AC Electric | Accepted | 2019-09-25 | 2019-09-27 | 2021-10-30 | Solar Edge | SE3800H-US000BNC4 | Inverters | 3800 |  | 1 |  |  | 0.992 |  | Outdoor | Near the Utility Meter
NJSTRE1545383076 | NJSRRE1542441825 | Transition Incentive Program | Cape May | 8204 | 21 | 4.41 | Residential | Yes | Behind the Meter | Net-metered residential rooftop and canopy |  | None | Vivint Solar Developer, LLC | AC Electric | Accepted | 2019-09-25 | 2019-09-27 | 2021-10-30 | Hanwha | Q.PEAK DUO BLK-G5 315w | Solar Panels |  | 0.315 | 10 | 36 | 21 |  | Fixed | Roof
NJSTRE1545383076 | NJSRRE1542441825 | Transition Incentive Program | Cape May | 8204 | 21 | 4.41 | Residential | Yes | Behind the Meter | Net-metered residential rooftop and canopy |  | None | Vivint Solar Developer, LLC | AC Electric | Accepted | 2019-09-25 | 2019-09-27 | 2021-10-30 | Hanwha | Q.PEAK DUO BLK-G5 315w | Solar Panels |  | 0.315 | 4 | 36 | 21 |  | Fixed | Roof
NJSTRE1545383077 | NJSRRE1543315357 | Transition Incentive Program | Englishtown | 7726 | 17 | 11.22 | Residential | No | Behind the Meter | Behind the Meter |  | None | Sunrun Installation Services, Inc. | JCP&L | Eligible for TI Program | 2019-11-14 | 2019-11-19 | 2021-10-30 | Delta Electronics | M10-TL-US | Inverters | 9600 |  | 1 |  |  | 0.96 |  | Outdoor | Next To Meter
NJSTRE1545383077 | NJSRRE1543315357 | Transition Incentive Program | Englishtown | 7726 | 17 | 11.22 | Residential | No | Behind the Meter | Behind the Meter |  | None | Sunrun Installation Services, Inc. | JCP&L | Eligible for TI Program | 2019-11-14 | 2019-11-19 | 2021-10-30 | LG Electronics | LG330N1C-A5 | Solar Panels |  | 0.33 | 11 | 208 | 38 |  | Fixed | Roof
NJSTRE1545383077 | NJSRRE1543315357 | Transition Incentive Program | Englishtown | 7726 | 17 | 11.22 | Residential | No | Behind the Meter | Behind the Meter |  | None | Sunrun Installation Services, Inc. | JCP&L | Eligible for TI Program | 2019-11-14 | 2019-11-19 | 2021-10-30 | LG Electronics | LG330N1C-A5 | Solar Panels |  | 0.33 | 23 | 119 | 30 |  | Fixed | Roof
NJSTRE1545383078 | NJSRRE1542518922 | Transition Incentive Program | Roselle | 7203 | 10 | 6.51 | Residential | No | Behind the Meter | Net-metered residential rooftop and canopy |  | None | Whitman Construction, LLC | PSE&G | Accepted | 2019-10-15 | 2019-10-15 | 2021-10-30 | Enphase Energy | IQ7-60-2-US | Inverters | 0.24 |  | 21 |  |  | 0.976 |  | Outside | roof
NJSTRE1545383078 | NJSRRE1542518922 | Transition Incentive Program | Roselle | 7203 | 10 | 6.51 | Residential | No | Behind the Meter | Net-metered residential rooftop and canopy |  | None | Whitman Construction, LLC | PSE&G | Accepted | 2019-10-15 | 2019-10-15 | 2021-10-30 | Trina Solar | TSM-310DD05A | Solar Panels |  | 0.31 | 17 | 166 | 20 |  | Fixed | Roof
NJSTRE1545383078 | NJSRRE1542518922 | Transition Incentive Program | Roselle | 7203 | 10 | 6.51 | Residential | No | Behind the Meter | Net-metered residential rooftop and canopy |  | None | Whitman Construction, LLC | PSE&G | Accepted | 2019-10-15 | 2019-10-15 | 2021-10-30 | Trina Solar | TSM-310DD05A | Solar Panels |  | 0.31 | 4 | 166 | 15 |  | Fixed | Roof
NJSTRE1545383080 | NJSRRE1542425697 | Transition Incentive Program | HAMMONTON | 8037 | 19 | 5.04 | Residential | Yes | Behind the Meter | Net-metered residential rooftop and canopy |  | None | Vivint Solar Developer, LLC | AC Electric | Accepted | 2019-09-20 | 2019-09-24 | 2021-10-30 | SolarEdge | SE7600H-US | Inverters | 7600 |  | 1 |  |  | 0.992 |  | Outdoor | Near the Utility Meter
NJSTRE1545383080 | NJSRRE1542425697 | Transition Incentive Program | HAMMONTON | 8037 | 19 | 5.04 | Residential | Yes | Behind the Meter | Net-metered residential rooftop and canopy |  | None | Vivint Solar Developer, LLC | AC Electric | Accepted | 2019-09-20 | 2019-09-24 | 2021-10-30 | Hanwha | Q.PEAK BLK-G5 315 | Solar Panels |  | 0.315 | 8 | 309 | 17 |  | Fixed | Roof
NJSTRE1545383080 | NJSRRE1542425697 | Transition Incentive Program | HAMMONTON | 8037 | 19 | 5.04 | Residential | Yes | Behind the Meter | Net-metered residential rooftop and canopy |  | None | Vivint Solar Developer, LLC | AC Electric | Accepted | 2019-09-20 | 2019-09-24 | 2021-10-30 | Hanwha | Q.PEAK BLK-G5 315 | Solar Panels |  | 0.315 | 8 | 129 | 17 |  | Fixed | Roof
NJSTRE1545383081 | NJSRRE1542497252 | Transition Incentive Program | LAWRENCE TOWNSHIP | 8648 | 12 | 6.93 | Residential | Yes | Behind the Meter | Net-metered residential rooftop and canopy |  | None | Vivint Solar Developer, LLC | PSE&G | Accepted | 2019-10-02 | 2019-10-04 | 2021-10-30 | SOLAREDGE | SE7600H-US000BNC4 | Inverters | 7600 |  | 1 |  |  | 0.992 |  | Outdoor | Near The Utility Meter
NJSTRE1545383081 | NJSRRE1542497252 | Transition Incentive Program | LAWRENCE TOWNSHIP | 8648 | 12 | 6.93 | Residential | Yes | Behind the Meter | Net-metered residential rooftop and canopy |  | None | Vivint Solar Developer, LLC | PSE&G | Accepted | 2019-10-02 | 2019-10-04 | 2021-10-30 | Hanwha Solar | Q.PEAK BLK-G5 315 | Solar Panels |  | 0.315 | 4 | 193 | 28 |  | Fixed | Roof
NJSTRE1545383081 | NJSRRE1542497252 | Transition Incentive Program | LAWRENCE TOWNSHIP | 8648 | 12 | 6.93 | Residential | Yes | Behind the Meter | Net-metered residential rooftop and canopy |  | None | Vivint Solar Developer, LLC | PSE&G | Accepted | 2019-10-02 | 2019-10-04 | 2021-10-30 | Hanwha Solar | Q.PEAK BLK-G5 315 | Solar Panels |  | 0.315 | 2 | 193 | 18 |  | Fixed | Roof
NJSTRE1545383081 | NJSRRE1542497252 | Transition Incentive Program | LAWRENCE TOWNSHIP | 8648 | 12 | 6.93 | Residential | Yes | Behind the Meter | Net-metered residential rooftop and canopy |  | None | Vivint Solar Developer, LLC | PSE&G | Accepted | 2019-10-02 | 2019-10-04 | 2021-10-30 | Hanwha Solar | Q.PEAK BLK-G5 315 | Solar Panels |  | 0.315 | 8 | 13 | 12 |  | Fixed | Roof
NJSTRE1545383081 | NJSRRE1542497252 | Transition Incentive Program | LAWRENCE TOWNSHIP | 8648 | 12 | 6.93 | Residential | Yes | Behind the Meter | Net-metered residential rooftop and canopy |  | None | Vivint Solar Developer, LLC | PSE&G | Accepted | 2019-10-02 | 2019-10-04 | 2021-10-30 | Hanwha Solar | Q.PEAK BLK-G5 315 | Solar Panels |  | 0.315 | 8 | 193 | 28 |  | Fixed | Roof
NJSTRE1545383087 | NJSRRE1542527822 | Transition Incentive Program | Bound Brook | 8805 | 5 | 7.19 | Residential | Yes | Behind the Meter | Net-metered residential rooftop and canopy |  | None | Vision Solar LLC | PSE&G | Accepted | 2019-10-11 | 2019-10-15 | 2021-10-30 | sunpower | e20-327-e-ac | Inverters | 0.32 |  | 22 |  |  | 0.96 |  | Other | behind panels
NJSTRE1545383087 | NJSRRE1542527822 | Transition Incentive Program | Bound Brook | 8805 | 5 | 7.19 | Residential | Yes | Behind the Meter | Net-metered residential rooftop and canopy |  | None | Vision Solar LLC | PSE&G | Accepted | 2019-10-11 | 2019-10-15 | 2021-10-30 | sunpower | e20-327-e-ac | Solar Panels |  | 0.327 | 4 | 285 | 31 |  | Fixed | Roof
NJSTRE1545383087 | NJSRRE1542527822 | Transition Incentive Program | Bound Brook | 8805 | 5 | 7.19 | Residential | Yes | Behind the Meter | Net-metered residential rooftop and canopy |  | None | Vision Solar LLC | PSE&G | Accepted | 2019-10-11 | 2019-10-15 | 2021-10-30 | sunpower | e20-327-e-ac | Solar Panels |  | 0.327 | 18 | 105 | 31 |  | Fixed | Roof
NJSTRE1545383089 | NJSRRE1542433856 | Transition Incentive Program | Paterson | 7514 | 6 | 9.2 | Residential | Yes | Behind the Meter | Net-metered residential rooftop and canopy |  | None | SunPower Corporation, Systems | PSE&G | Final As-Built Received | 2019-09-25 | 2019-09-26 |  | SUNPOWER | SPR-A400-G-AC | Solar Panels |  | 0.4 | 3 | 284 | 30 |  | Fixed | Roof
NJSTRE1545383089 | NJSRRE1542433856 | Transition Incentive Program | Paterson | 7514 | 6 | 9.2 | Residential | Yes | Behind the Meter | Net-metered residential rooftop and canopy |  | None | SunPower Corporation, Systems | PSE&G | Final As-Built Received | 2019-09-25 | 2019-09-26 |  | SUNPOWER | SPR-A400-G-AC | Solar Panels |  | 0.4 | 4 | 104 | 30 |  | Fixed | Roof
NJSTRE1545383089 | NJSRRE1542433856 | Transition Incentive Program | Paterson | 7514 | 6 | 9.2 | Residential | Yes | Behind the Meter | Net-metered residential rooftop and canopy |  | None | SunPower Corporation, Systems | PSE&G | Final As-Built Received | 2019-09-25 | 2019-09-26 |  | SUNPOWER | SPR-A400-G-AC | Solar Panels |  | 0.4 | 16 | 104 | 18 |  | Fixed | Roof
NJSTRE1545383089 | NJSRRE1542433856 | Transition Incentive Program | Paterson | 7514 | 6 | 9.2 | Residential | Yes | Behind the Meter | Net-metered residential rooftop and canopy |  | None | SunPower Corporation, Systems | PSE&G | Final As-Built Received | 2019-09-25 | 2019-09-26 |  | SUNPOWER | SPR-A400-G-AC | Inverters | 320 |  | 23 |  |  | 0.97 |  | Other | under each panel
NJSTRE1545383089 | NJSRRE1542433856 | Transition Incentive Program | Paterson | 7514 | 6 | 9.2 | Residential | Yes | Behind the Meter | Net-metered residential rooftop and canopy |  | None | SunPower Corporation, Systems | PSE&G | Final As-Built Received | 2019-09-25 | 2019-09-26 |  | SunPower | PVS6 | Meters |  |  | 1 |  |  |  | Yes | Outdoor
NJSTRE1545383092 | NJSRRE1542580033 | Transition Incentive Program | Newton | 7860 | 1 | 8.41 | Residential | Yes | Behind the Meter | Behind the Meter |  | None | Sunrun Installation Services, Inc. | JCP&L | Eligible for TI Program | 2019-10-23 | 2019-10-25 | 2021-10-30 | Delta Electronics | M8-TL-US | Inverters | 7680 |  | 1 |  |  | 0.96 |  | Outdoor | Next To Meter
NJSTRE1545383092 | NJSRRE1542580033 | Transition Incentive Program | Newton | 7860 | 1 | 8.41 | Residential | Yes | Behind the Meter | Behind the Meter |  | None | Sunrun Installation Services, Inc. | JCP&L | Eligible for TI Program | 2019-10-23 | 2019-10-25 | 2021-10-30 | REC Solar | REC290TP2 BLK | Solar Panels |  | 0.29 | 9 | 255 | 27 |  | Fixed | Roof
NJSTRE1545383092 | NJSRRE1542580033 | Transition Incentive Program | Newton | 7860 | 1 | 8.41 | Residential | Yes | Behind the Meter | Behind the Meter |  | None | Sunrun Installation Services, Inc. | JCP&L | Eligible for TI Program | 2019-10-23 | 2019-10-25 | 2021-10-30 | REC Solar | REC290TP2 BLK | Solar Panels |  | 0.29 | 20 | 75 | 27 |  | Fixed | Roof
NJSTRE1545383093 | NJSRRE1542513414 | Transition Incentive Program | West Orange | 7052 | 9 | 5.51 | Residential | Yes | Behind the Meter | Behind the Meter |  | None | Sunrun Installation Services, Inc. | PSE&G | Eligible for TI Program | 2019-10-07 | 2019-10-10 | 2021-10-30 | SolarEdge Technologies | SE5000H-USRGM | Inverters | 5000 |  | 1 |  |  | 0.96 |  | Outdoor | Next To Meter
NJSTRE1545383093 | NJSRRE1542513414 | Transition Incentive Program | West Orange | 7052 | 9 | 5.51 | Residential | Yes | Behind the Meter | Behind the Meter |  | None | Sunrun Installation Services, Inc. | PSE&G | Eligible for TI Program | 2019-10-07 | 2019-10-10 | 2021-10-30 | REC Solar | REC290TP2 BLK | Solar Panels |  | 0.29 | 4 | 184 | 45 |  | Fixed | Roof
NJSTRE1545383093 | NJSRRE1542513414 | Transition Incentive Program | West Orange | 7052 | 9 | 5.51 | Residential | Yes | Behind the Meter | Behind the Meter |  | None | Sunrun Installation Services, Inc. | PSE&G | Eligible for TI Program | 2019-10-07 | 2019-10-10 | 2021-10-30 | REC Solar | REC290TP2 BLK | Solar Panels |  | 0.29 | 2 | 96 | 52 |  | Fixed | Roof
NJSTRE1545383093 | NJSRRE1542513414 | Transition Incentive Program | West Orange | 7052 | 9 | 5.51 | Residential | Yes | Behind the Meter | Behind the Meter |  | None | Sunrun Installation Services, Inc. | PSE&G | Eligible for TI Program | 2019-10-07 | 2019-10-10 | 2021-10-30 | REC Solar | REC290TP2 BLK | Solar Panels |  | 0.29 | 13 | 186 | 34 |  | Fixed | Roof
NJSTRE1545383096 | NJSRRE1542445463 | Transition Incentive Program | HIllside | 7208 | 10 | 2.94 | Residential | No | Behind the Meter | Net-metered residential rooftop and canopy |  | None | Sunpower Capital LLC | PSE&G | Accepted | 2019-09-26 | 2019-09-30 | 2021-10-30 | SUNPOWER | TYPE E | Inverters | 320 |  | 9 |  |  | 0.92 |  | Outside | NA
NJSTRE1545383096 | NJSRRE1542445463 | Transition Incentive Program | HIllside | 7208 | 10 | 2.94 | Residential | No | Behind the Meter | Net-metered residential rooftop and canopy |  | None | Sunpower Capital LLC | PSE&G | Accepted | 2019-09-26 | 2019-09-30 | 2021-10-30 | SUNPOWER | 327W | Solar Panels |  | 0.327 | 9 | 176 | 24 |  | Fixed | Roof
NJSTRE1545383099 | NJSRRE1542445750 | Transition Incentive Program | Perth Amboy City | 8861 | 11 | 10.15 | Residential | Yes | Behind the Meter | Behind the Meter |  | None | Sunrun Installation Services, Inc. | PSE&G | Eligible for TI Program | 2019-09-26 | 2019-09-30 | 2021-10-30 | Ningbo Ginlong Technologies | Solis-1P9K-4G-US | Inverters | 9000 |  | 1 |  |  | 0.96 |  | Outdoor | Next To Meter
NJSTRE1545383099 | NJSRRE1542445750 | Transition Incentive Program | Perth Amboy City | 8861 | 11 | 10.15 | Residential | Yes | Behind the Meter | Behind the Meter |  | None | Sunrun Installation Services, Inc. | PSE&G | Eligible for TI Program | 2019-09-26 | 2019-09-30 | 2021-10-30 | REC Solar | REC290TP2 BLK | Solar Panels |  | 0.29 | 6 | 276 | 37 |  | Fixed | Roof
NJSTRE1545383099 | NJSRRE1542445750 | Transition Incentive Program | Perth Amboy City | 8861 | 11 | 10.15 | Residential | Yes | Behind the Meter | Behind the Meter |  | None | Sunrun Installation Services, Inc. | PSE&G | Eligible for TI Program | 2019-09-26 | 2019-09-30 | 2021-10-30 | REC Solar | REC290TP2 BLK | Solar Panels |  | 0.29 | 29 | 96 | 37 |  | Fixed | Roof
NJSTRE1545383100 | NJSRRE1542839372 | Transition Incentive Program | Bayonne | 7002 | 8 | 4.73 | Residential | No | Behind the Meter | Net-metered residential rooftop and canopy |  | None | Suntuity Solar LLC | PSE&G | Accepted | 2019-10-31 | 2019-11-04 | 2021-10-30 | Enphase Energy | IQ7-60-2-US | Inverters | 240 |  | 15 |  |  | 0.97 |  | Outdoor | Behind the PV Modules
NJSTRE1545383100 | NJSRRE1542839372 | Transition Incentive Program | Bayonne | 7002 | 8 | 4.73 | Residential | No | Behind the Meter | Net-metered residential rooftop and canopy |  | None | Suntuity Solar LLC | PSE&G | Accepted | 2019-10-31 | 2019-11-04 | 2021-10-30 | Yingli Green Energy | YL315D-30b | Solar Panels |  | 0.315 | 8 | 122 | 38 |  | Fixed | Roof
NJSTRE1545383100 | NJSRRE1542839372 | Transition Incentive Program | Bayonne | 7002 | 8 | 4.73 | Residential | No | Behind the Meter | Net-metered residential rooftop and canopy |  | None | Suntuity Solar LLC | PSE&G | Accepted | 2019-10-31 | 2019-11-04 | 2021-10-30 | Yingli Green Energy | YL315D-30b | Solar Panels |  | 0.315 | 7 | 212 | 3 |  | Fixed | Roof
NJSTRE1545383101 | NJSRRE1542429128 | Transition Incentive Program | Pennsauken Township | 8109 | 14 | 9.28 | Residential | Yes | Behind the Meter | Behind the Meter |  | None | Sunrun Installation Services, Inc. | PSE&G | Eligible for TI Program | 2019-09-23 | 2019-09-25 | 2021-10-30 | Ningbo Ginlong Technologies | Solis-1P9K-4G-US | Inverters | 9000 |  | 1 |  |  | 0.96 |  | Outdoor | Next To Meter
NJSTRE1545383101 | NJSRRE1542429128 | Transition Incentive Program | Pennsauken Township | 8109 | 14 | 9.28 | Residential | Yes | Behind the Meter | Behind the Meter |  | None | Sunrun Installation Services, Inc. | PSE&G | Eligible for TI Program | 2019-09-23 | 2019-09-25 | 2021-10-30 | REC Solar | REC290TP2 BLK | Solar Panels |  | 0.29 | 17 | 172 | 30 |  | Fixed | Roof
NJSTRE1545383101 | NJSRRE1542429128 | Transition Incentive Program | Pennsauken Township | 8109 | 14 | 9.28 | Residential | Yes | Behind the Meter | Behind the Meter |  | None | Sunrun Installation Services, Inc. | PSE&G | Eligible for TI Program | 2019-09-23 | 2019-09-25 | 2021-10-30 | REC Solar | REC290TP2 BLK | Solar Panels |  | 0.29 | 15 | 172 | 18 |  | Fixed | Roof
NJSTRE1545383102 | NJSRRE1542910138 | Transition Incentive Program | Englishtown | 7726 | 17 | 6.38 | Residential | No | Behind the Meter | Behind the Meter |  | None | Sunrun Installation Services, Inc. | JCP&L | Eligible for TI Program | 2019-11-04 | 2019-11-06 | 2021-10-30 | Delta Electronics | M5-TL-US | Inverters | 4800 |  | 1 |  |  | 0.96 |  | Outdoor | Next To Meter
NJSTRE1545383102 | NJSRRE1542910138 | Transition Incentive Program | Englishtown | 7726 | 17 | 6.38 | Residential | No | Behind the Meter | Behind the Meter |  | None | Sunrun Installation Services, Inc. | JCP&L | Eligible for TI Program | 2019-11-04 | 2019-11-06 | 2021-10-30 | REC Solar | REC290TP2 BLK | Solar Panels |  | 0.29 | 22 | 196 | 18 |  | Fixed | Roof
NJSTRE1545383103 | NJSRRE1543417535 | Transition Incentive Program | LEONIA | 7605 | 7 | 28 | Residential | No | Behind the Meter | Behind the Meter |  | None | Infinity Solar Systems | PSE&G | Eligible for TI Program | 2019-11-18 | 2019-11-20 | 2021-10-30 | ENPHASE | IQ7-60-X-US | Inverters | 240 |  | 80 |  |  | 0.97 |  | Outside | MICROINVERTERS
NJSTRE1545383103 | NJSRRE1543417535 | Transition Incentive Program | LEONIA | 7605 | 7 | 28 | Residential | No | Behind the Meter | Behind the Meter |  | None | Infinity Solar Systems | PSE&G | Eligible for TI Program | 2019-11-18 | 2019-11-20 | 2021-10-30 | LG | LG350N1C-V5 | Solar Panels |  | 0.35 | 41 | 187 | 10 |  | Fixed | Roof
NJSTRE1545383103 | NJSRRE1543417535 | Transition Incentive Program | LEONIA | 7605 | 7 | 28 | Residential | No | Behind the Meter | Behind the Meter |  | None | Infinity Solar Systems | PSE&G | Eligible for TI Program | 2019-11-18 | 2019-11-20 | 2021-10-30 | LG | LG350N1C-V5 | Solar Panels |  | 0.35 | 39 | 7 | 10 |  | Fixed | Roof
NJSTRE1545383104 | NJSRRE1543182850 | Transition Incentive Program | Berkeley Heights | 7922 | 10 | 3.19 | Residential | No | Behind the Meter | Behind the Meter |  | None | Sunrun Installation Services, Inc. | JCP&L | Eligible for TI Program | 2019-11-13 | 2019-11-18 | 2021-10-30 | Enphase Energy | IQ7-60-x-US (240V) | Inverters | 240 |  | 11 |  |  | 0.96 |  | Outdoor | Rooftop
NJSTRE1545383104 | NJSRRE1543182850 | Transition Incentive Program | Berkeley Heights | 7922 | 10 | 3.19 | Residential | No | Behind the Meter | Behind the Meter |  | None | Sunrun Installation Services, Inc. | JCP&L | Eligible for TI Program | 2019-11-13 | 2019-11-18 | 2021-10-30 | REC Solar | REC290TP2 BLK | Solar Panels |  | 0.29 | 6 | 229 | 18 |  | Fixed | Roof
NJSTRE1545383104 | NJSRRE1543182850 | Transition Incentive Program | Berkeley Heights | 7922 | 10 | 3.19 | Residential | No | Behind the Meter | Behind the Meter |  | None | Sunrun Installation Services, Inc. | JCP&L | Eligible for TI Program | 2019-11-13 | 2019-11-18 | 2021-10-30 | REC Solar | REC290TP2 BLK | Solar Panels |  | 0.29 | 5 | 228 | 34 |  | Fixed | Roof
NJSTRE1545383105 | NJSRRE1542684368 | Transition Incentive Program | Brick | 8724 | 18 | 5.67 | Residential | Yes | Behind the Meter | Net-metered residential rooftop and canopy |  | None | Vivint Solar Developer, LLC | JCP&L | Accepted | 2019-10-28 | 2019-10-30 | 2021-10-30 | Solar Edge | SE3800H-US000BNC4 | Inverters | 3800 |  | 1 |  |  | 0.992 |  | Outdoor | Near the utility meter
NJSTRE1545383105 | NJSRRE1542684368 | Transition Incentive Program | Brick | 8724 | 18 | 5.67 | Residential | Yes | Behind the Meter | Net-metered residential rooftop and canopy |  | None | Vivint Solar Developer, LLC | JCP&L | Accepted | 2019-10-28 | 2019-10-30 | 2021-10-30 | Hanwha Solar | Q.PEAK BLK-G5 315 | Solar Panels |  | 0.315 | 18 | 219 | 20 |  | Fixed | Roof
NJSTRE1545383106 | NJSRRE1543417841 | Transition Incentive Program | NORTH BRUNSWICK | 8902 | 11 | 6.62 | Residential | Yes | Behind the Meter | Net-metered residential rooftop and canopy |  | None | Vivint Solar Developer, LLC | PSE&G | Accepted | 2019-11-18 | 2019-11-20 | 2021-10-30 | Solar Edge | SE7600H-US000BNC4 | Inverters | 7600 |  | 1 |  |  | 0.992 |  | Outdoor | Near the utility meter
NJSTRE1545383106 | NJSRRE1543417841 | Transition Incentive Program | NORTH BRUNSWICK | 8902 | 11 | 6.62 | Residential | Yes | Behind the Meter | Net-metered residential rooftop and canopy |  | None | Vivint Solar Developer, LLC | PSE&G | Accepted | 2019-11-18 | 2019-11-20 | 2021-10-30 | Hanwha | Q.PEAK BLK-G5 315 | Solar Panels |  | 0.315 | 18 | 140 | 8 |  | Fixed | Roof
NJSTRE1545383106 | NJSRRE1543417841 | Transition Incentive Program | NORTH BRUNSWICK | 8902 | 11 | 6.62 | Residential | Yes | Behind the Meter | Net-metered residential rooftop and canopy |  | None | Vivint Solar Developer, LLC | PSE&G | Accepted | 2019-11-18 | 2019-11-20 | 2021-10-30 | Hanwha | Q.PEAK BLK-G5 315 | Solar Panels |  | 0.315 | 3 | 140 | 20 |  | Fixed | Roof
NJSTRE1545383107 | NJSRRE1542515823 | Transition Incentive Program | Plainfield | 7060 | 10 | 5.67 | Residential | Yes | Behind the Meter | Net-metered residential rooftop and canopy |  | None | Vivint Solar Developer, LLC | PSE&G | Accepted | 2019-10-08 | 2019-10-11 | 2021-10-30 | SOLAR EDGE | SE3800H-US000BNC4 | Inverters | 3800 |  | 1 |  |  | 0.992 |  | Outdoor | Near the Utility Meter
NJSTRE1545383107 | NJSRRE1542515823 | Transition Incentive Program | Plainfield | 7060 | 10 | 5.67 | Residential | Yes | Behind the Meter | Net-metered residential rooftop and canopy |  | None | Vivint Solar Developer, LLC | PSE&G | Accepted | 2019-10-08 | 2019-10-11 | 2021-10-30 | HANWHA SOLAR | Q.PEAK BLK-G5 315 | Solar Panels |  | 0.315 | 9 | 308 | 15 |  | Fixed | Roof
NJSTRE1545383107 | NJSRRE1542515823 | Transition Incentive Program | Plainfield | 7060 | 10 | 5.67 | Residential | Yes | Behind the Meter | Net-metered residential rooftop and canopy |  | None | Vivint Solar Developer, LLC | PSE&G | Accepted | 2019-10-08 | 2019-10-11 | 2021-10-30 | HANWHA SOLAR | Q.PEAK BLK-G5 315 | Solar Panels |  | 0.315 | 9 | 218 | 26 |  | Fixed | Roof
NJSTRE1545383111 | NJSRRE1542424730 | Transition Incentive Program | Toms River | 8757 | 18 | 12.29 | Residential | Yes | Behind the Meter | Net-metered residential rooftop and canopy |  | None | Vivint Solar Developer, LLC | JCP&L | Accepted | 2019-09-20 | 2019-09-24 | 2021-10-30 | SOLAREDGE | SE10000H-US000BNC4 | Inverters | 10000 |  | 1 |  |  | 0.992 |  | Outdoor | Near The Utility Meter
NJSTRE1545383111 | NJSRRE1542424730 | Transition Incentive Program | Toms River | 8757 | 18 | 12.29 | Residential | Yes | Behind the Meter | Net-metered residential rooftop and canopy |  | None | Vivint Solar Developer, LLC | JCP&L | Accepted | 2019-09-20 | 2019-09-24 | 2021-10-30 | HANWHA SOLAR | Q.PEAK BLK-G5 315 | Solar Panels |  | 0.315 | 14 | 166 | 18 |  | Fixed | Roof
NJSTRE1545383111 | NJSRRE1542424730 | Transition Incentive Program | Toms River | 8757 | 18 | 12.29 | Residential | Yes | Behind the Meter | Net-metered residential rooftop and canopy |  | None | Vivint Solar Developer, LLC | JCP&L | Accepted | 2019-09-20 | 2019-09-24 | 2021-10-30 | HANWHA SOLAR | Q.PEAK BLK-G5 315 | Solar Panels |  | 0.315 | 4 | 166 | 18 |  | Fixed | Roof
NJSTRE1545383111 | NJSRRE1542424730 | Transition Incentive Program | Toms River | 8757 | 18 | 12.29 | Residential | Yes | Behind the Meter | Net-metered residential rooftop and canopy |  | None | Vivint Solar Developer, LLC | JCP&L | Accepted | 2019-09-20 | 2019-09-24 | 2021-10-30 | HANWHA SOLAR | Q.PEAK BLK-G5 315 | Solar Panels |  | 0.315 | 21 | 346 | 18 |  | Fixed | Roof
NJSTRE1545383112 | NJSRRE1543040947 | Transition Incentive Program | Swainton | 8210 | 21 | 39.6 | Commercial | Yes | Behind the Meter | Behind the Meter |  | None | OCEAN SOLAR | AC Electric | Eligible for TI Program | 2019-11-06 | 2019-11-11 | 2021-10-30 | Fronius | Symo 12.0-3 208 | Inverters | 12000 |  | 3 |  |  | 0.98 |  | Outdoor | On Array
NJSTRE1545383112 | NJSRRE1543040947 | Transition Incentive Program | Swainton | 8210 | 21 | 39.6 | Commercial | Yes | Behind the Meter | Behind the Meter |  | None | OCEAN SOLAR | AC Electric | Eligible for TI Program | 2019-11-06 | 2019-11-11 | 2021-10-30 | Solar World | SW 300 Mono | Solar Panels |  | 0.3 | 132 | 202 | 20 |  | Fixed | Ground
NJSTRE1545383113 | NJSRRE1542512276 | Transition Incentive Program | Westampton | 8060 | 13 | 6.5 | Residential | No | Behind the Meter | Net-metered residential rooftop and canopy |  | None | Green Power Energy | PSE&G | Accepted | 2019-10-07 | 2019-10-09 | 2021-10-30 | Solar Edge | SE6000H-US | Inverters | 6000 |  | 1 |  |  | 0.97 |  | Outside | next to meter
NJSTRE1545383113 | NJSRRE1542512276 | Transition Incentive Program | Westampton | 8060 | 13 | 6.5 | Residential | No | Behind the Meter | Net-metered residential rooftop and canopy |  | None | Green Power Energy | PSE&G | Accepted | 2019-10-07 | 2019-10-09 | 2021-10-30 | Panasonic | VBHN325KA03 | Solar Panels |  | 0.325 | 20 | 104 | 23 |  | Fixed | Roof
NJSTRE1545383114 | NJSRRE1542883200 | Transition Incentive Program | Matawan | 7747 | 17 | 16.35 | Residential | Yes | Behind the Meter | Behind the Meter |  | None | GenRenew, LLC | JCP&L | Eligible for TI Program | 2019-11-01 | 2019-11-05 | 2021-10-30 | sunpower | MI-C-320-US208/240-10 | Inverters | 320 |  | 50 |  |  | 0.96 |  | Outdoor | microinverter located under modules
NJSTRE1545383114 | NJSRRE1542883200 | Transition Incentive Program | Matawan | 7747 | 17 | 16.35 | Residential | Yes | Behind the Meter | Behind the Meter |  | None | GenRenew, LLC | JCP&L | Eligible for TI Program | 2019-11-01 | 2019-11-05 | 2021-10-30 | sunpower | SPR-E20-327-E-AC | Solar Panels |  | 0.327 | 21 | 53 | 22 |  | Fixed | Roof
NJSTRE1545383114 | NJSRRE1542883200 | Transition Incentive Program | Matawan | 7747 | 17 | 16.35 | Residential | Yes | Behind the Meter | Behind the Meter |  | None | GenRenew, LLC | JCP&L | Eligible for TI Program | 2019-11-01 | 2019-11-05 | 2021-10-30 | sunpower | SPR-E20-327-E-AC | Solar Panels |  | 0.327 | 29 | 233 | 22 |  | Fixed | Roof
NJSTRE1545383115 | NJSRRE1543059523 | Transition Incentive Program | Mickleton | 8056 | 15 | 4.1 | Residential | Yes | Behind the Meter | Net-metered residential rooftop and canopy |  | None | Vivint Solar Developer, LLC | AC Electric | Accepted | 2019-11-08 | 2019-11-13 | 2021-10-30 | SOLAREDGE | SE3800H-US000BNC4 | Inverters | 3800 |  | 1 |  |  | 0.992 |  | Outdoor | Near the Utility Meter
NJSTRE1545383115 | NJSRRE1543059523 | Transition Incentive Program | Mickleton | 8056 | 15 | 4.1 | Residential | Yes | Behind the Meter | Net-metered residential rooftop and canopy |  | None | Vivint Solar Developer, LLC | AC Electric | Accepted | 2019-11-08 | 2019-11-13 | 2021-10-30 | HANWHA SOLAR | Q.PEAK BLK-G5 315 | Solar Panels |  | 0.315 | 13 | 147 | 23 |  | Fixed | Roof
NJSTRE1545383116 | NJSRRE1543049957 | Transition Incentive Program | National Park Boro | 8063 | 15 | 7.56 | Residential | Yes | Behind the Meter | Behind the Meter |  | None | Tesla Energy Operations Inc | PSE&G | Eligible for TI Program | 2019-11-07 | 2019-11-12 | 2021-10-30 | SolarEdge | SE7600H-US000SNC2 | Inverters | 7600 |  | 1 |  |  | 0.99 |  | Outdoor | Outdoor
NJSTRE1545383116 | NJSRRE1543049957 | Transition Incentive Program | National Park Boro | 8063 | 15 | 7.56 | Residential | Yes | Behind the Meter | Behind the Meter |  | None | Tesla Energy Operations Inc | PSE&G | Eligible for TI Program | 2019-11-07 | 2019-11-12 | 2021-10-30 | Hanwha Q-Cells | Q.Peak DUO BLK-G5/SC315 | Solar Panels |  | 0.315 | 18 | 112 | 40 |  | Fixed | Roof
NJSTRE1545383116 | NJSRRE1543049957 | Transition Incentive Program | National Park Boro | 8063 | 15 | 7.56 | Residential | Yes | Behind the Meter | Behind the Meter |  | None | Tesla Energy Operations Inc | PSE&G | Eligible for TI Program | 2019-11-07 | 2019-11-12 | 2021-10-30 | Hanwha Q-Cells | Q.Peak DUO BLK-G5/SC315 | Solar Panels |  | 0.315 | 6 | 292 | 40 |  | Fixed | Roof
NJSTRE1545383118 | NJSRRE1542557013 | Transition Incentive Program | Absecon | 8201 | 19 | 49.91 | Commercial | Yes | Behind the Meter | Net-metered non-residential rooftop and canopy |  | None | Ampericon | New Construction | Accepted | 2019-10-18 | 2019-10-22 | 2021-10-30 | EnPhase | IQ7 | Inverters | 250 |  | 161 |  |  | 0.965 |  | Outside | Roof
NJSTRE1545383118 | NJSRRE1542557013 | Transition Incentive Program | Absecon | 8201 | 19 | 49.91 | Commercial | Yes | Behind the Meter | Net-metered non-residential rooftop and canopy |  | None | Ampericon | New Construction | Accepted | 2019-10-18 | 2019-10-22 | 2021-10-30 | Silfab | SLA-M-310 | Solar Panels |  | 0.31 | 69 | 212 | 20 |  | Fixed | Roof
NJSTRE1545383118 | NJSRRE1542557013 | Transition Incentive Program | Absecon | 8201 | 19 | 49.91 | Commercial | Yes | Behind the Meter | Net-metered non-residential rooftop and canopy |  | None | Ampericon | New Construction | Accepted | 2019-10-18 | 2019-10-22 | 2021-10-30 | Silfab | SLA-M-310 | Solar Panels |  | 0.31 | 92 | 94 | 20 |  | Fixed | Roof
NJSTRE1545383119 | NJSRRE1542515055 | Transition Incentive Program | Roselle | 7203 | 10 | 12.71 | Residential | No | Behind the Meter | Net-metered residential rooftop and canopy |  | None | Palmetto Solar LLC | PSE&G | Accepted | 2019-10-08 | 2019-10-10 | 2021-10-30 | SolarEdge Technologies | SE10000H-US | Inverters | 10000 |  | 1 |  |  | 0.99 |  | Outside | side of the house
NJSTRE1545383119 | NJSRRE1542515055 | Transition Incentive Program | Roselle | 7203 | 10 | 12.71 | Residential | No | Behind the Meter | Net-metered residential rooftop and canopy |  | None | Palmetto Solar LLC | PSE&G | Accepted | 2019-10-08 | 2019-10-10 | 2021-10-30 | Yingli | 310D-30B | Solar Panels |  | 0.31 | 22 | 260 | 34 |  | Fixed | Roof
NJSTRE1545383119 | NJSRRE1542515055 | Transition Incentive Program | Roselle | 7203 | 10 | 12.71 | Residential | No | Behind the Meter | Net-metered residential rooftop and canopy |  | None | Palmetto Solar LLC | PSE&G | Accepted | 2019-10-08 | 2019-10-10 | 2021-10-30 | Yingli | 310D-30B | Solar Panels |  | 0.31 | 19 | 80 | 34 |  | Fixed | Roof
NJSTRE1545383121 | NJSRRE1543156452 | Transition Incentive Program | PATERSON | 7501 | 6 | 9.14 | Residential | Yes | Behind the Meter | Net-metered residential rooftop and canopy |  | None | Vivint Solar Developer, LLC | PSE&G | Accepted | 2019-11-13 | 2019-11-15 | 2021-10-30 | solar edge | SE7600H-US000BNC4 | Inverters | 7600 |  | 1 |  |  | 0.992 |  | Outdoor | near utility meter
NJSTRE1545383121 | NJSRRE1543156452 | Transition Incentive Program | PATERSON | 7501 | 6 | 9.14 | Residential | Yes | Behind the Meter | Net-metered residential rooftop and canopy |  | None | Vivint Solar Developer, LLC | PSE&G | Accepted | 2019-11-13 | 2019-11-15 | 2021-10-30 | HANWHA SOLAR | Q.PEAK BLK-G5 315 | Solar Panels |  | 0.315 | 5 | 22 | 24 |  | Fixed | Roof
NJSTRE1545383121 | NJSRRE1543156452 | Transition Incentive Program | PATERSON | 7501 | 6 | 9.14 | Residential | Yes | Behind the Meter | Net-metered residential rooftop and canopy |  | None | Vivint Solar Developer, LLC | PSE&G | Accepted | 2019-11-13 | 2019-11-15 | 2021-10-30 | HANWHA SOLAR | Q.PEAK BLK-G5 315 | Solar Panels |  | 0.315 | 6 | 292 | 7 |  | Fixed | Roof
NJSTRE1545383121 | NJSRRE1543156452 | Transition Incentive Program | PATERSON | 7501 | 6 | 9.14 | Residential | Yes | Behind the Meter | Net-metered residential rooftop and canopy |  | None | Vivint Solar Developer, LLC | PSE&G | Accepted | 2019-11-13 | 2019-11-15 | 2021-10-30 | HANWHA SOLAR | Q.PEAK BLK-G5 315 | Solar Panels |  | 0.315 | 5 | 202 | 24 |  | Fixed | Roof
NJSTRE1545383121 | NJSRRE1543156452 | Transition Incentive Program | PATERSON | 7501 | 6 | 9.14 | Residential | Yes | Behind the Meter | Net-metered residential rooftop and canopy |  | None | Vivint Solar Developer, LLC | PSE&G | Accepted | 2019-11-13 | 2019-11-15 | 2021-10-30 | HANWHA SOLAR | Q.PEAK BLK-G5 315 | Solar Panels |  | 0.315 | 13 | 292 | 34 |  | Fixed | Roof
NJSTRE1545383124 | NJSRRE1542887936 | Transition Incentive Program | Hardwick | 07825-3204 |  | 9.24 | Residential | No | Behind the Meter | Behind the Meter |  | None | Self Install | JCP&L | Eligible for TI Program | 2019-11-01 | 2019-11-07 | 2021-10-30 | SOLAR EDGE | SE10000H-US000BNC4 | Inverters | 10000 |  | 1 |  |  | 0.85 |  | Outside | On Side of House
NJSTRE1545383124 | NJSRRE1542887936 | Transition Incentive Program | Hardwick | 07825-3204 |  | 9.24 | Residential | No | Behind the Meter | Behind the Meter |  | None | Self Install | JCP&L | Eligible for TI Program | 2019-11-01 | 2019-11-07 | 2021-10-30 | QCells | QPEAK DUO L-G5.3 385 | Solar Panels |  | 0.385 | 24 | Portrait - 12 wide, 2 high | 25 |  | Fixed | Roof | Mounted on fixed rails on roof with 3 on 12 pitch
NJSTRE1545383126 | NJSRRE1542832973 | Transition Incentive Program | Mansfield | 8022 | 13 | 13.41 | Residential | No | Behind the Meter | Behind the Meter |  | None | Ad Energy | PSE&G | Eligible for TI Program | 2019-10-30 | 2019-11-01 | 2021-10-30 | SunPower | SPR-E20-327-E-AC | Inverters | 315 |  | 41 |  |  | 0.975 |  | Outdoor | At each panel
NJSTRE1545383126 | NJSRRE1542832973 | Transition Incentive Program | Mansfield | 8022 | 13 | 13.41 | Residential | No | Behind the Meter | Behind the Meter |  | None | Ad Energy | PSE&G | Eligible for TI Program | 2019-10-30 | 2019-11-01 | 2021-10-30 | SunPower | SPR-E20-327-E-AC | Solar Panels |  | 0.327 | 9 | 248 | 27 |  | Fixed | Roof
NJSTRE1545383126 | NJSRRE1542832973 | Transition Incentive Program | Mansfield | 8022 | 13 | 13.41 | Residential | No | Behind the Meter | Behind the Meter |  | None | Ad Energy | PSE&G | Eligible for TI Program | 2019-10-30 | 2019-11-01 | 2021-10-30 | SunPower | SPR-E20-327-E-AC | Solar Panels |  | 0.327 | 14 | 158 | 27 |  | Fixed | Roof
NJSTRE1545383126 | NJSRRE1542832973 | Transition Incentive Program | Mansfield | 8022 | 13 | 13.41 | Residential | No | Behind the Meter | Behind the Meter |  | None | Ad Energy | PSE&G | Eligible for TI Program | 2019-10-30 | 2019-11-01 | 2021-10-30 | SunPower | SPR-E20-327-E-AC | Solar Panels |  | 0.327 | 2 | 158 | 27 |  | Fixed | Roof
NJSTRE1545383126 | NJSRRE1542832973 | Transition Incentive Program | Mansfield | 8022 | 13 | 13.41 | Residential | No | Behind the Meter | Behind the Meter |  | None | Ad Energy | PSE&G | Eligible for TI Program | 2019-10-30 | 2019-11-01 | 2021-10-30 | SunPower | SPR-E20-327-E-AC | Solar Panels |  | 0.327 | 3 | 158 | 27 |  | Fixed | Roof
NJSTRE1545383126 | NJSRRE1542832973 | Transition Incentive Program | Mansfield | 8022 | 13 | 13.41 | Residential | No | Behind the Meter | Behind the Meter |  | None | Ad Energy | PSE&G | Eligible for TI Program | 2019-10-30 | 2019-11-01 | 2021-10-30 | SunPower | SPR-E20-327-E-AC | Solar Panels |  | 0.327 | 4 | 68 | 27 |  | Fixed | Roof
NJSTRE1545383126 | NJSRRE1542832973 | Transition Incentive Program | Mansfield | 8022 | 13 | 13.41 | Residential | No | Behind the Meter | Behind the Meter |  | None | Ad Energy | PSE&G | Eligible for TI Program | 2019-10-30 | 2019-11-01 | 2021-10-30 | SunPower | SPR-E20-327-E-AC | Solar Panels |  | 0.327 | 3 | 158 | 27 |  | Fixed | Roof
NJSTRE1545383126 | NJSRRE1542832973 | Transition Incentive Program | Mansfield | 8022 | 13 | 13.41 | Residential | No | Behind the Meter | Behind the Meter |  | None | Ad Energy | PSE&G | Eligible for TI Program | 2019-10-30 | 2019-11-01 | 2021-10-30 | SunPower | SPR-E20-327-E-AC | Solar Panels |  | 0.327 | 6 | 68 | 27 |  | Fixed | Roof
NJSTRE1545383128 | NJSRRE1542515180 | Transition Incentive Program | NEWARK | 7015 | 6 | 8.88 | Residential | No | Behind the Meter | Behind the Meter |  | None | Infinity Solar Systems | PSE&G | Eligible for TI Program | 2019-10-08 | 2019-10-10 | 2021-10-30 | ENPHASE | IQ7PLUS-72-2-US | Inverters | 290 |  | 7 |  |  | 0.97 |  | Other | MICROINVERTERS
NJSTRE1545383128 | NJSRRE1542515180 | Transition Incentive Program | NEWARK | 7015 | 6 | 8.88 | Residential | No | Behind the Meter | Behind the Meter |  | None | Infinity Solar Systems | PSE&G | Eligible for TI Program | 2019-10-08 | 2019-10-10 | 2021-10-30 | LG | LG-370-Q1C-V5 | Solar Panels |  | 0.37 | 24 | 205 | 0 |  | Fixed | Roof
NJSTRE1545383132 | NJSRRE1542448123 | Transition Incentive Program | LONG BRANCH | 7740 | 17 | 9.14 | Residential | Yes | Behind the Meter | Net-metered residential rooftop and canopy |  | None | Vivint Solar Developer, LLC | JCP&L | Accepted | 2019-09-27 | 2019-10-01 | 2021-10-30 | Solar Edge | SE7600H-US000BNC4 | Inverters | 7600 |  | 1 |  |  | 0.992 |  | Outdoor | Near the Utility Meter
NJSTRE1545383132 | NJSRRE1542448123 | Transition Incentive Program | LONG BRANCH | 7740 | 17 | 9.14 | Residential | Yes | Behind the Meter | Net-metered residential rooftop and canopy |  | None | Vivint Solar Developer, LLC | JCP&L | Accepted | 2019-09-27 | 2019-10-01 | 2021-10-30 | Hanwha | Q.PEAK DUO BLK-G5 315w | Solar Panels |  | 0.315 | 10 | 56 | 20 |  | Fixed | Roof
NJSTRE1545383132 | NJSRRE1542448123 | Transition Incentive Program | LONG BRANCH | 7740 | 17 | 9.14 | Residential | Yes | Behind the Meter | Net-metered residential rooftop and canopy |  | None | Vivint Solar Developer, LLC | JCP&L | Accepted | 2019-09-27 | 2019-10-01 | 2021-10-30 | Hanwha | Q.PEAK DUO BLK-G5 315w | Solar Panels |  | 0.315 | 9 | 146 | 35 |  | Fixed | Roof
NJSTRE1545383132 | NJSRRE1542448123 | Transition Incentive Program | LONG BRANCH | 7740 | 17 | 9.14 | Residential | Yes | Behind the Meter | Net-metered residential rooftop and canopy |  | None | Vivint Solar Developer, LLC | JCP&L | Accepted | 2019-09-27 | 2019-10-01 | 2021-10-30 | Hanwha | Q.PEAK DUO BLK-G5 315w | Solar Panels |  | 0.315 | 10 | 236 | 20 |  | Fixed | Roof
NJSTRE1545383133 | NJSRRE1542910049 | Transition Incentive Program | West Windsor | 8550 | 12 | 9.24 | Residential | No | Behind the Meter | Behind the Meter |  | None | NJ Solar Power, LLC | PSE&G | Eligible for TI Program | 2019-11-04 | 2019-11-06 | 2021-10-30 | SolarEdge | SE7600H-US | Inverters | 7600 |  | 1 |  |  | 0.99 |  | Indoor | garage
NJSTRE1545383133 | NJSRRE1542910049 | Transition Incentive Program | West Windsor | 8550 | 12 | 9.24 | Residential | No | Behind the Meter | Behind the Meter |  | None | NJ Solar Power, LLC | PSE&G | Eligible for TI Program | 2019-11-04 | 2019-11-06 | 2021-10-30 | Panasonic | VBHN330SA17 | Solar Panels |  | 0.33 | 20 | 253 | 30 |  | Fixed | Roof
NJSTRE1545383133 | NJSRRE1542910049 | Transition Incentive Program | West Windsor | 8550 | 12 | 9.24 | Residential | No | Behind the Meter | Behind the Meter |  | None | NJ Solar Power, LLC | PSE&G | Eligible for TI Program | 2019-11-04 | 2019-11-06 | 2021-10-30 | Panasonic | VBHN330SA17 | Solar Panels |  | 0.33 | 8 | 253 | 30 |  | Fixed | Roof
NJSTRE1545383134 | NJSRRE1543348346 | Transition Incentive Program | Roselle | 7203 | 10 | 5.2 | Residential | No | Behind the Meter | Net-metered residential rooftop and canopy |  | None | SunPower Corporation, Systems | PSE&G | Accepted | 2019-11-15 | 2019-11-19 | 2021-10-30 | SUNPOWER | SPR-A400-G-AC | Inverters | 320 |  | 13 |  |  | 0.96 |  | Other | under each panel
NJSTRE1545383134 | NJSRRE1543348346 | Transition Incentive Program | Roselle | 7203 | 10 | 5.2 | Residential | No | Behind the Meter | Net-metered residential rooftop and canopy |  | None | SunPower Corporation, Systems | PSE&G | Accepted | 2019-11-15 | 2019-11-19 | 2021-10-30 | SUNPOWER | SPR-A400-G-AC | Solar Panels |  | 0.4 | 3 | 81 | 31 |  | Fixed | Roof
NJSTRE1545383134 | NJSRRE1543348346 | Transition Incentive Program | Roselle | 7203 | 10 | 5.2 | Residential | No | Behind the Meter | Net-metered residential rooftop and canopy |  | None | SunPower Corporation, Systems | PSE&G | Accepted | 2019-11-15 | 2019-11-19 | 2021-10-30 | SUNPOWER | SPR-A400-G-AC | Solar Panels |  | 0.4 | 10 | 261 | 31 |  | Fixed | Roof
NJSTRE1545383135 | NJSRRE1542576089 | Transition Incentive Program | Bayville | 8721 | 18 | 8.99 | Residential | Yes | Behind the Meter | Behind the Meter |  | None | Sunrun Installation Services, Inc. | JCP&L | Eligible for TI Program | 2019-10-22 | 2019-10-24 | 2021-10-30 | Delta Electronics | M8-TL-US | Inverters | 7680 |  | 1 |  |  | 0.96 |  | Outdoor | Next To Meter
NJSTRE1545383135 | NJSRRE1542576089 | Transition Incentive Program | Bayville | 8721 | 18 | 8.99 | Residential | Yes | Behind the Meter | Behind the Meter |  | None | Sunrun Installation Services, Inc. | JCP&L | Eligible for TI Program | 2019-10-22 | 2019-10-24 | 2021-10-30 | REC Solar | REC290TP2 BLK | Solar Panels |  | 0.29 | 26 | 151 | 14 |  | Fixed | Roof
NJSTRE1545383135 | NJSRRE1542576089 | Transition Incentive Program | Bayville | 8721 | 18 | 8.99 | Residential | Yes | Behind the Meter | Behind the Meter |  | None | Sunrun Installation Services, Inc. | JCP&L | Eligible for TI Program | 2019-10-22 | 2019-10-24 | 2021-10-30 | REC Solar | REC290TP2 BLK | Solar Panels |  | 0.29 | 5 | 331 | 14 |  | Fixed | Roof
NJSTRE1545383136 | NJSRRE1543008497 | Transition Incentive Program | Sicklerville | 8081 | 14 | 20.48 | Residential | Yes | Behind the Meter | Net-metered residential rooftop and canopy |  | None | Vivint Solar Developer, LLC | AC Electric | Accepted | 2019-11-05 | 2019-11-07 | 2021-10-30 | solar edge | SE7600H-US | Inverters | 7600 |  | 2 |  |  | 0.992 |  | Outdoor | near the utility meter
NJSTRE1545383136 | NJSRRE1543008497 | Transition Incentive Program | Sicklerville | 8081 | 14 | 20.48 | Residential | Yes | Behind the Meter | Net-metered residential rooftop and canopy |  | None | Vivint Solar Developer, LLC | AC Electric | Accepted | 2019-11-05 | 2019-11-07 | 2021-10-30 | HANWHA SOLAR | Q.PEAK BLK-G5 315 | Solar Panels |  | 0.315 | 15 | 12 | 36 |  | Fixed | Roof
NJSTRE1545383136 | NJSRRE1543008497 | Transition Incentive Program | Sicklerville | 8081 | 14 | 20.48 | Residential | Yes | Behind the Meter | Net-metered residential rooftop and canopy |  | None | Vivint Solar Developer, LLC | AC Electric | Accepted | 2019-11-05 | 2019-11-07 | 2021-10-30 | HANWHA SOLAR | Q.PEAK BLK-G5 315 | Solar Panels |  | 0.315 | 4 | 192 | 36 |  | Fixed | Roof
NJSTRE1545383136 | NJSRRE1543008497 | Transition Incentive Program | Sicklerville | 8081 | 14 | 20.48 | Residential | Yes | Behind the Meter | Net-metered residential rooftop and canopy |  | None | Vivint Solar Developer, LLC | AC Electric | Accepted | 2019-11-05 | 2019-11-07 | 2021-10-30 | HANWHA SOLAR | Q.PEAK BLK-G5 315 | Solar Panels |  | 0.315 | 3 | 12 | 36 |  | Fixed | Roof
NJSTRE1545383136 | NJSRRE1543008497 | Transition Incentive Program | Sicklerville | 8081 | 14 | 20.48 | Residential | Yes | Behind the Meter | Net-metered residential rooftop and canopy |  | None | Vivint Solar Developer, LLC | AC Electric | Accepted | 2019-11-05 | 2019-11-07 | 2021-10-30 | HANWHA SOLAR | Q.PEAK BLK-G5 315 | Solar Panels |  | 0.315 | 9 | 282 | 36 |  | Fixed | Roof
NJSTRE1545383136 | NJSRRE1543008497 | Transition Incentive Program | Sicklerville | 8081 | 14 | 20.48 | Residential | Yes | Behind the Meter | Net-metered residential rooftop and canopy |  | None | Vivint Solar Developer, LLC | AC Electric | Accepted | 2019-11-05 | 2019-11-07 | 2021-10-30 | HANWHA SOLAR | Q.PEAK BLK-G5 315 | Solar Panels |  | 0.315 | 15 | 102 | 36 |  | Fixed | Roof
NJSTRE1545383136 | NJSRRE1543008497 | Transition Incentive Program | Sicklerville | 8081 | 14 | 20.48 | Residential | Yes | Behind the Meter | Net-metered residential rooftop and canopy |  | None | Vivint Solar Developer, LLC | AC Electric | Accepted | 2019-11-05 | 2019-11-07 | 2021-10-30 | HANWHA SOLAR | Q.PEAK BLK-G5 315 | Solar Panels |  | 0.315 | 19 | 192 | 36 |  | Fixed | Roof
NJSTRE1545383137 | NJSRRE1543046155 | Transition Incentive Program | Woodbridge Township | 7095 | 11 | 2.84 | Residential | Yes | Behind the Meter | Net-metered residential rooftop and canopy |  | None | Suntuity Solar LLC | PSE&G | Accepted | 2019-11-07 | 2019-11-15 | 2021-10-30 | Enphase Energy | IQ7-60-2-US | Inverters | 240 |  | 9 |  |  | 0.97 |  | Outdoor | Behind the PV Modules
NJSTRE1545383137 | NJSRRE1543046155 | Transition Incentive Program | Woodbridge Township | 7095 | 11 | 2.84 | Residential | Yes | Behind the Meter | Net-metered residential rooftop and canopy |  | None | Suntuity Solar LLC | PSE&G | Accepted | 2019-11-07 | 2019-11-15 | 2021-10-30 | Yingli Green Energy | YL315D-30b | Solar Panels |  | 0.315 | 9 | 151 | 42 |  | Fixed | Roof
NJSTRE1545383142 | NJSRRE1543056626 | Transition Incentive Program | LODI | 7644 | 7 | 6.62 | Residential | Yes | Behind the Meter | Net-metered residential rooftop and canopy |  | None | Vivint Solar Developer, LLC | PSE&G | Accepted | 2019-11-07 | 2019-11-12 | 2021-10-30 | SOLAREDGE | SE7600H-US000BNC4 | Inverters | 7600 |  | 1 |  |  | 0.992 |  | Outdoor | Near the Utility Meter
NJSTRE1545383142 | NJSRRE1543056626 | Transition Incentive Program | LODI | 7644 | 7 | 6.62 | Residential | Yes | Behind the Meter | Net-metered residential rooftop and canopy |  | None | Vivint Solar Developer, LLC | PSE&G | Accepted | 2019-11-07 | 2019-11-12 | 2021-10-30 | HANWHA SOLAR | Q.PEAK BLK-G5 315 | Solar Panels |  | 0.315 | 21 | 162 | 34 |  | Fixed | Roof
NJSTRE1545383144 | NJSRRE1542510356 | Transition Incentive Program | BERGENFIELD | 7621 | 7 | 2.84 | Residential | Yes | Behind the Meter | Net-metered residential rooftop and canopy |  | None | Vivint Solar Developer, LLC | PSE&G | Accepted | 2019-10-05 | 2019-10-09 | 2021-10-30 | Solar Edge | SE3800H-US000BNC4 | Inverters | 3800 |  | 1 |  |  | 0.992 |  | Outdoor | Near the Utility Meter
NJSTRE1545383144 | NJSRRE1542510356 | Transition Incentive Program | BERGENFIELD | 7621 | 7 | 2.84 | Residential | Yes | Behind the Meter | Net-metered residential rooftop and canopy |  | None | Vivint Solar Developer, LLC | PSE&G | Accepted | 2019-10-05 | 2019-10-09 | 2021-10-30 | Hanwha Solar | Q.PEAK BLK-G5 315 | Solar Panels |  | 0.315 | 9 | 177 | 40 |  | Fixed | Roof
NJSTRE1545383145 | NJSRRE1542455107 | Transition Incentive Program | Hackettstown | 7840 | 2 | 11.02 | Residential | Yes | Behind the Meter | Behind the Meter |  | None | Sunrun Installation Services, Inc. | JCP&L | Eligible for TI Program | 2019-09-27 | 2019-10-01 | 2021-10-30 | Ningbo Ginlong Technologies | Solis-1P9K-4G-US | Inverters | 9000 |  | 1 |  |  | 0.96 |  | Outdoor | Next To Meter
NJSTRE1545383145 | NJSRRE1542455107 | Transition Incentive Program | Hackettstown | 7840 | 2 | 11.02 | Residential | Yes | Behind the Meter | Behind the Meter |  | None | Sunrun Installation Services, Inc. | JCP&L | Eligible for TI Program | 2019-09-27 | 2019-10-01 | 2021-10-30 | REC Solar | REC290TP2 BLK | Solar Panels |  | 0.29 | 32 | 253 | 18 |  | Fixed | Roof
NJSTRE1545383145 | NJSRRE1542455107 | Transition Incentive Program | Hackettstown | 7840 | 2 | 11.02 | Residential | Yes | Behind the Meter | Behind the Meter |  | None | Sunrun Installation Services, Inc. | JCP&L | Eligible for TI Program | 2019-09-27 | 2019-10-01 | 2021-10-30 | REC Solar | REC290TP2 BLK | Solar Panels |  | 0.29 | 6 | 71 | 18 |  | Fixed | Roof
NJSTRE1545383150 | NJSRRE1543042500 | Transition Incentive Program | Pennsauken | 8110 | 14 | 7.25 | Residential | Yes | Behind the Meter | Net-metered residential rooftop and canopy |  | None | Vivint Solar Developer, LLC | PSE&G | Accepted | 2019-11-06 | 2019-11-11 | 2021-10-30 | SolarEdge | SE7600H-US000BNC4 | Inverters | 7600 |  | 1 |  |  | 0.992 |  | Outdoor | Near the Utility Meter
NJSTRE1545383150 | NJSRRE1543042500 | Transition Incentive Program | Pennsauken | 8110 | 14 | 7.25 | Residential | Yes | Behind the Meter | Net-metered residential rooftop and canopy |  | None | Vivint Solar Developer, LLC | PSE&G | Accepted | 2019-11-06 | 2019-11-11 | 2021-10-30 | Hanwha Solar | Q.PEAK BLK-G5 315 | Solar Panels |  | 0.315 | 10 | 199 | 28 |  | Fixed | Roof
NJSTRE1545383150 | NJSRRE1543042500 | Transition Incentive Program | Pennsauken | 8110 | 14 | 7.25 | Residential | Yes | Behind the Meter | Net-metered residential rooftop and canopy |  | None | Vivint Solar Developer, LLC | PSE&G | Accepted | 2019-11-06 | 2019-11-11 | 2021-10-30 | Hanwha Solar | Q.PEAK BLK-G5 315 | Solar Panels |  | 0.315 | 4 | 289 | 28 |  | Fixed | Roof
NJSTRE1545383150 | NJSRRE1543042500 | Transition Incentive Program | Pennsauken | 8110 | 14 | 7.25 | Residential | Yes | Behind the Meter | Net-metered residential rooftop and canopy |  | None | Vivint Solar Developer, LLC | PSE&G | Accepted | 2019-11-06 | 2019-11-11 | 2021-10-30 | Hanwha Solar | Q.PEAK BLK-G5 315 | Solar Panels |  | 0.315 | 4 | 109 | 28 |  | Fixed | Roof
NJSTRE1545383150 | NJSRRE1543042500 | Transition Incentive Program | Pennsauken | 8110 | 14 | 7.25 | Residential | Yes | Behind the Meter | Net-metered residential rooftop and canopy |  | None | Vivint Solar Developer, LLC | PSE&G | Accepted | 2019-11-06 | 2019-11-11 | 2021-10-30 | Hanwha Solar | Q.PEAK BLK-G5 315 | Solar Panels |  | 0.315 | 5 | 19 | 28 |  | Fixed | Roof
NJSTRE1545383151 | NJSRRE1542425700 | Transition Incentive Program | Hammonton | 8037 | 19 | 5.8 | Residential | Yes | Behind the Meter | Behind the Meter |  | None | Sunrun Installation Services, Inc. | AC Electric | Eligible for TI Program | 2019-09-20 | 2019-09-24 | 2021-10-30 | Ningbo Ginlong Technologies | Solis-1P6K-4G-US | Inverters | 6000 |  | 1 |  |  | 0.96 |  | Outdoor | Next To Meter
NJSTRE1545383151 | NJSRRE1542425700 | Transition Incentive Program | Hammonton | 8037 | 19 | 5.8 | Residential | Yes | Behind the Meter | Behind the Meter |  | None | Sunrun Installation Services, Inc. | AC Electric | Eligible for TI Program | 2019-09-20 | 2019-09-24 | 2021-10-30 | REC Solar | REC290TP2 BLK | Solar Panels |  | 0.29 | 14 | 184 | 23 |  | Fixed | Roof
NJSTRE1545383151 | NJSRRE1542425700 | Transition Incentive Program | Hammonton | 8037 | 19 | 5.8 | Residential | Yes | Behind the Meter | Behind the Meter |  | None | Sunrun Installation Services, Inc. | AC Electric | Eligible for TI Program | 2019-09-20 | 2019-09-24 | 2021-10-30 | REC Solar | REC290TP2 BLK | Solar Panels |  | 0.29 | 6 | 274 | 23 |  | Fixed | Roof
NJSTRE1545383152 | NJSRRE1542478676 | Transition Incentive Program | Dunellen | 8812 | 11 | 7.92 | Residential | No | Behind the Meter | Behind the Meter |  | None | Sunrun Installation Services, Inc. | PSE&G | Eligible for TI Program | 2019-10-01 | 2019-10-03 | 2021-10-30 | Ningbo Ginlong Technologies | Solis-1P6K-4G-US | Inverters | 6000 |  | 1 |  |  | 0.96 |  | Outdoor | Next To Meter
NJSTRE1545383152 | NJSRRE1542478676 | Transition Incentive Program | Dunellen | 8812 | 11 | 7.92 | Residential | No | Behind the Meter | Behind the Meter |  | None | Sunrun Installation Services, Inc. | PSE&G | Eligible for TI Program | 2019-10-01 | 2019-10-03 | 2021-10-30 | LG Electronics | LG330N1C-A5 | Solar Panels |  | 0.33 | 8 | 196 | 23 |  | Fixed | Roof
NJSTRE1545383152 | NJSRRE1542478676 | Transition Incentive Program | Dunellen | 8812 | 11 | 7.92 | Residential | No | Behind the Meter | Behind the Meter |  | None | Sunrun Installation Services, Inc. | PSE&G | Eligible for TI Program | 2019-10-01 | 2019-10-03 | 2021-10-30 | LG Electronics | LG330N1C-A5 | Solar Panels |  | 0.33 | 11 | 196 | 40 |  | Fixed | Roof
NJSTRE1545383152 | NJSRRE1542478676 | Transition Incentive Program | Dunellen | 8812 | 11 | 7.92 | Residential | No | Behind the Meter | Behind the Meter |  | None | Sunrun Installation Services, Inc. | PSE&G | Eligible for TI Program | 2019-10-01 | 2019-10-03 | 2021-10-30 | LG Electronics | LG330N1C-A5 | Solar Panels |  | 0.33 | 5 | 16 | 23 |  | Fixed | Roof
NJSTRE1545383153 | NJSRRE1542553752 | Transition Incentive Program | Mount Olive | 7836 | 3 | 11.2 | Residential | Yes | Behind the Meter | Net-metered residential rooftop and canopy |  | None | SunPower Capital LLC | JCP&L | Accepted | 2019-10-17 | 2019-10-21 | 2021-10-30 | sunpower | e20-327-e-ac | Inverters | 0.32 |  | 35 |  |  | 0.96 |  | Other | behind panels
NJSTRE1545383153 | NJSRRE1542553752 | Transition Incentive Program | Mount Olive | 7836 | 3 | 11.2 | Residential | Yes | Behind the Meter | Net-metered residential rooftop and canopy |  | None | SunPower Capital LLC | JCP&L | Accepted | 2019-10-17 | 2019-10-21 | 2021-10-30 | sunpower | e20-327-e-ac | Solar Panels |  | 0.32 | 9 | 94 | 21 |  | Fixed | Roof
NJSTRE1545383153 | NJSRRE1542553752 | Transition Incentive Program | Mount Olive | 7836 | 3 | 11.2 | Residential | Yes | Behind the Meter | Net-metered residential rooftop and canopy |  | None | SunPower Capital LLC | JCP&L | Accepted | 2019-10-17 | 2019-10-21 | 2021-10-30 | sunpower | e20-327-e-ac | Solar Panels |  | 0.32 | 10 | 184 | 28 |  | Fixed | Roof
NJSTRE1545383153 | NJSRRE1542553752 | Transition Incentive Program | Mount Olive | 7836 | 3 | 11.2 | Residential | Yes | Behind the Meter | Net-metered residential rooftop and canopy |  | None | SunPower Capital LLC | JCP&L | Accepted | 2019-10-17 | 2019-10-21 | 2021-10-30 | sunpower | e20-327-e-ac | Solar Panels |  | 0.32 | 10 | 274 | 21 |  | Fixed | Roof
NJSTRE1545383153 | NJSRRE1542553752 | Transition Incentive Program | Mount Olive | 7836 | 3 | 11.2 | Residential | Yes | Behind the Meter | Net-metered residential rooftop and canopy |  | None | SunPower Capital LLC | JCP&L | Accepted | 2019-10-17 | 2019-10-21 | 2021-10-30 | sunpower | e20-327-e-ac | Solar Panels |  | 0.32 | 6 | 184 | 34 |  | Fixed | Roof
NJSTRE1545383154 | NJSRRE1542559393 | Transition Incentive Program | MORRISTOWN | 7960 | 3 | 3.15 | Residential | Yes | Behind the Meter | Net-metered residential rooftop and canopy |  | None | Vivint Solar Developer, LLC | JCP&L | Accepted | 2019-10-18 | 2019-10-22 | 2021-10-30 | Solar edge | SE3800H-US000BNC4 | Inverters | 3800 |  | 1 |  |  | 0.992 |  | Outdoor | near the utility meter
NJSTRE1545383154 | NJSRRE1542559393 | Transition Incentive Program | MORRISTOWN | 7960 | 3 | 3.15 | Residential | Yes | Behind the Meter | Net-metered residential rooftop and canopy |  | None | Vivint Solar Developer, LLC | JCP&L | Accepted | 2019-10-18 | 2019-10-22 | 2021-10-30 | Hanwha Solar | Q.PEAK BLK-G5 315 | Solar Panels |  | 0.315 | 3 | 226 | 45 |  | Fixed | Roof
NJSTRE1545383154 | NJSRRE1542559393 | Transition Incentive Program | MORRISTOWN | 7960 | 3 | 3.15 | Residential | Yes | Behind the Meter | Net-metered residential rooftop and canopy |  | None | Vivint Solar Developer, LLC | JCP&L | Accepted | 2019-10-18 | 2019-10-22 | 2021-10-30 | Hanwha Solar | Q.PEAK BLK-G5 315 | Solar Panels |  | 0.315 | 2 | 46 | 45 |  | Fixed | Roof
NJSTRE1545383154 | NJSRRE1542559393 | Transition Incentive Program | MORRISTOWN | 7960 | 3 | 3.15 | Residential | Yes | Behind the Meter | Net-metered residential rooftop and canopy |  | None | Vivint Solar Developer, LLC | JCP&L | Accepted | 2019-10-18 | 2019-10-22 | 2021-10-30 | Hanwha Solar | Q.PEAK BLK-G5 315 | Solar Panels |  | 0.315 | 5 | 136 | 45 |  | Fixed | Roof
NJSTRE1545383155 | NJSRRE1542576082 | Transition Incentive Program | LINWOOD | 8221 | 19 | 6.3 | Residential | Yes | Behind the Meter | Net-metered residential rooftop and canopy |  | None | Vivint Solar Developer, LLC | AC Electric | Accepted | 2019-10-22 | 2019-10-24 | 2021-10-30 | Solar Edge | SE7600H-US | Inverters | 7600 |  | 1 |  |  | 0.992 |  | Outdoor | Near the Utility Meter
NJSTRE1545383155 | NJSRRE1542576082 | Transition Incentive Program | LINWOOD | 8221 | 19 | 6.3 | Residential | Yes | Behind the Meter | Net-metered residential rooftop and canopy |  | None | Vivint Solar Developer, LLC | AC Electric | Accepted | 2019-10-22 | 2019-10-24 | 2021-10-30 | Hanwha | Q.PEAK BLK-G5 315 | Solar Panels |  | 0.315 | 15 | 297 | 17 |  | Fixed | Roof
NJSTRE1545383155 | NJSRRE1542576082 | Transition Incentive Program | LINWOOD | 8221 | 19 | 6.3 | Residential | Yes | Behind the Meter | Net-metered residential rooftop and canopy |  | None | Vivint Solar Developer, LLC | AC Electric | Accepted | 2019-10-22 | 2019-10-24 | 2021-10-30 | Hanwha | Q.PEAK BLK-G5 315 | Solar Panels |  | 0.315 | 5 | 27 | 17 |  | Fixed | Roof
NJSTRE1545383156 | NJSRRE1543066049 | Transition Incentive Program | ELMWOOD PARK | 7407 | 7 | 4.41 | Residential | Yes | Behind the Meter | Net-metered residential rooftop and canopy |  | None | Vivint Solar Developer, LLC | PSE&G | Accepted | 2019-11-11 | 2019-12-19 | 2021-10-30 | Solar Edge | SE3800H-US000BNC4 | Inverters | 3800 |  | 1 |  |  | 0.992 |  | Outdoor | Near The Utility Meter
NJSTRE1545383156 | NJSRRE1543066049 | Transition Incentive Program | ELMWOOD PARK | 7407 | 7 | 4.41 | Residential | Yes | Behind the Meter | Net-metered residential rooftop and canopy |  | None | Vivint Solar Developer, LLC | PSE&G | Accepted | 2019-11-11 | 2019-12-19 | 2021-10-30 | Hanwha Solar | Q.PEAK BLK-G5 315 | Solar Panels |  | 0.315 | 8 | 72 | 37 |  | Fixed | Roof
NJSTRE1545383156 | NJSRRE1543066049 | Transition Incentive Program | ELMWOOD PARK | 7407 | 7 | 4.41 | Residential | Yes | Behind the Meter | Net-metered residential rooftop and canopy |  | None | Vivint Solar Developer, LLC | PSE&G | Accepted | 2019-11-11 | 2019-12-19 | 2021-10-30 | Hanwha Solar | Q.PEAK BLK-G5 315 | Solar Panels |  | 0.315 | 6 | 252 | 37 |  | Fixed | Roof
NJSTRE1545383158 | NJSRRE1542554097 | Transition Incentive Program | Piscataway | 8854 | 11 | 11.45 | Residential | Yes | Behind the Meter | Net-metered residential rooftop and canopy |  | None | Nationwide Solar LLC | PSE&G | Final As-Built Received | 2019-10-17 | 2019-10-21 |  | SunPower | 327W | Solar Panels |  | 0.327 | 35 | 16 | 133 |  | Fixed | Roof
NJSTRE1545383158 | NJSRRE1542554097 | Transition Incentive Program | Piscataway | 8854 | 11 | 11.45 | Residential | Yes | Behind the Meter | Net-metered residential rooftop and canopy |  | None | Nationwide Solar LLC | PSE&G | Final As-Built Received | 2019-10-17 | 2019-10-21 |  | SunPower | Type E | Inverters | 320 |  | 35 |  |  | 0.92 |  | Outside | NA
NJSTRE1545383158 | NJSRRE1542554097 | Transition Incentive Program | Piscataway | 8854 | 11 | 11.45 | Residential | Yes | Behind the Meter | Net-metered residential rooftop and canopy |  | None | Nationwide Solar LLC | PSE&G | Final As-Built Received | 2019-10-17 | 2019-10-21 |  | Sunpower | PVS6 | Meters |  |  | 1 |  |  |  | Yes | Outdoor
NJSTRE1545383164 | NJSRRE1543285192 | Transition Incentive Program | Indian Mills | 8088 | 13 | 5.58 | Residential | No | Behind the Meter | Behind the Meter |  | None | Powell Energy and Solar | AC Electric | Eligible for TI Program | 2019-11-14 | 2019-11-19 | 2021-10-30 | Solaredge | SE3800H | Inverters | 3800 |  | 1 |  |  | 0.98 |  | Outside | at array
NJSTRE1545383164 | NJSRRE1543285192 | Transition Incentive Program | Indian Mills | 8088 | 13 | 5.58 | Residential | No | Behind the Meter | Behind the Meter |  | None | Powell Energy and Solar | AC Electric | Eligible for TI Program | 2019-11-14 | 2019-11-19 | 2021-10-30 | Axitec | AC310M/60S | Solar Panels |  | 0.31 | 18 | 180 | 25 |  | Fixed | Ground
NJSTRE1545383165 | NJSRRE1543046345 | Transition Incentive Program | SHAMONG | 8088 | 13 | 8.19 | Residential | Yes | Behind the Meter | Net-metered residential rooftop and canopy |  | None | Vivint Solar Developer, LLC | AC Electric | Accepted | 2019-11-07 | 2019-11-11 | 2021-10-30 | Solar Edge | SE7600H-US000BNC4 | Inverters | 7600 |  | 1 |  |  | 0.992 |  | Outdoor | Near the utility meter
NJSTRE1545383165 | NJSRRE1543046345 | Transition Incentive Program | SHAMONG | 8088 | 13 | 8.19 | Residential | Yes | Behind the Meter | Net-metered residential rooftop and canopy |  | None | Vivint Solar Developer, LLC | AC Electric | Accepted | 2019-11-07 | 2019-11-11 | 2021-10-30 | Hanwha | Q.PEAK BLK-G5 315 | Solar Panels |  | 0.315 | 26 | 195 | 44 |  | Fixed | Roof
NJSTRE1545383166 | NJSRRE1543353838 | Transition Incentive Program | Sicklerville | 8081 | 14 | 4.25 | Residential | No | Behind the Meter | Net-metered residential rooftop and canopy |  | None | SunPower Corporation, Systems | AC Electric | Accepted | 2019-11-15 | 2019-11-19 | 2021-10-30 | SUNPOWER | SPR-E20-327-E-AC | Inverters | 320 |  | 13 |  |  | 0.96 |  | Other | under each panel
NJSTRE1545383166 | NJSRRE1543353838 | Transition Incentive Program | Sicklerville | 8081 | 14 | 4.25 | Residential | No | Behind the Meter | Net-metered residential rooftop and canopy |  | None | SunPower Corporation, Systems | AC Electric | Accepted | 2019-11-15 | 2019-11-19 | 2021-10-30 | SUNPOWER | SPR-E20-327-E-AC | Solar Panels |  | 0.327 | 2 | 319 | 30 |  | Fixed | Roof
NJSTRE1545383166 | NJSRRE1543353838 | Transition Incentive Program | Sicklerville | 8081 | 14 | 4.25 | Residential | No | Behind the Meter | Net-metered residential rooftop and canopy |  | None | SunPower Corporation, Systems | AC Electric | Accepted | 2019-11-15 | 2019-11-19 | 2021-10-30 | SUNPOWER | SPR-E20-327-E-AC | Solar Panels |  | 0.327 | 5 | 139 | 30 |  | Fixed | Roof
NJSTRE1545383166 | NJSRRE1543353838 | Transition Incentive Program | Sicklerville | 8081 | 14 | 4.25 | Residential | No | Behind the Meter | Net-metered residential rooftop and canopy |  | None | SunPower Corporation, Systems | AC Electric | Accepted | 2019-11-15 | 2019-11-19 | 2021-10-30 | SUNPOWER | SPR-E20-327-E-AC | Solar Panels |  | 0.327 | 6 | 49 | 45 |  | Fixed | Roof
NJSTRE1545383167 | NJSRRE1542580016 | Transition Incentive Program | ENGLEWOOD | 7631 | 7 | 9.14 | Residential | Yes | Behind the Meter | Net-metered residential rooftop and canopy |  | None | Vivint Solar Developer, LLC | PSE&G | Accepted | 2019-10-23 | 2019-10-28 | 2021-10-30 | Solar Edge | SE7600H-US | Inverters | 7600 |  | 1 |  |  | 0.992 |  | Outdoor | Near the Utility Meter
NJSTRE1545383167 | NJSRRE1542580016 | Transition Incentive Program | ENGLEWOOD | 7631 | 7 | 9.14 | Residential | Yes | Behind the Meter | Net-metered residential rooftop and canopy |  | None | Vivint Solar Developer, LLC | PSE&G | Accepted | 2019-10-23 | 2019-10-28 | 2021-10-30 | Hanwha | Q.PEAK BLK-G5 315 | Solar Panels |  | 0.315 | 8 | 128 | 34 |  | Fixed | Roof
NJSTRE1545383167 | NJSRRE1542580016 | Transition Incentive Program | ENGLEWOOD | 7631 | 7 | 9.14 | Residential | Yes | Behind the Meter | Net-metered residential rooftop and canopy |  | None | Vivint Solar Developer, LLC | PSE&G | Accepted | 2019-10-23 | 2019-10-28 | 2021-10-30 | Hanwha | Q.PEAK BLK-G5 315 | Solar Panels |  | 0.315 | 10 | 128 | 43 |  | Fixed | Roof
NJSTRE1545383167 | NJSRRE1542580016 | Transition Incentive Program | ENGLEWOOD | 7631 | 7 | 9.14 | Residential | Yes | Behind the Meter | Net-metered residential rooftop and canopy |  | None | Vivint Solar Developer, LLC | PSE&G | Accepted | 2019-10-23 | 2019-10-28 | 2021-10-30 | Hanwha | Q.PEAK BLK-G5 315 | Solar Panels |  | 0.315 | 4 | 308 | 34 |  | Fixed | Roof
NJSTRE1545383167 | NJSRRE1542580016 | Transition Incentive Program | ENGLEWOOD | 7631 | 7 | 9.14 | Residential | Yes | Behind the Meter | Net-metered residential rooftop and canopy |  | None | Vivint Solar Developer, LLC | PSE&G | Accepted | 2019-10-23 | 2019-10-28 | 2021-10-30 | Hanwha | Q.PEAK BLK-G5 315 | Solar Panels |  | 0.315 | 7 | 308 | 43 |  | Fixed | Roof
NJSTRE1545383168 | NJSRRE1542505478 | Transition Incentive Program | Sicklerville | 8081 | 14 | 3.24 | Residential | Yes | Behind the Meter | Net-metered residential rooftop and canopy |  | None | SunnyMac LLC | AC Electric | Accepted | 2019-10-04 | 2019-10-08 | 2021-10-30 | Enphase | IQ7XS-96-ACM-US | Inverters | 0.315 |  | 9 |  |  | 0.99 |  | Outdoor | roof
NJSTRE1545383168 | NJSRRE1542505478 | Transition Incentive Program | Sicklerville | 8081 | 14 | 3.24 | Residential | Yes | Behind the Meter | Net-metered residential rooftop and canopy |  | None | SunnyMac LLC | AC Electric | Accepted | 2019-10-04 | 2019-10-08 | 2021-10-30 | SunPower | SPR-X22-360 | Solar Panels |  | 0.36 | 9 | 133 | 18 |  | Fixed | Roof
NJSTRE1545383169 | NJSRRE1542461400 | Transition Incentive Program | Teaneck | 7666 | 7 | 6.38 | Residential | No | Behind the Meter | Behind the Meter |  | None | Sunrun Installation Services, Inc. | PSE&G | Eligible for TI Program | 2019-09-30 | 2019-10-02 | 2021-10-30 | SolarEdge Technologies | SE5000H-USRGM | Inverters | 5000 |  | 1 |  |  | 0.96 |  | Outdoor | Next To Meter
NJSTRE1545383169 | NJSRRE1542461400 | Transition Incentive Program | Teaneck | 7666 | 7 | 6.38 | Residential | No | Behind the Meter | Behind the Meter |  | None | Sunrun Installation Services, Inc. | PSE&G | Eligible for TI Program | 2019-09-30 | 2019-10-02 | 2021-10-30 | REC Solar | REC290TP2 BLK | Solar Panels |  | 0.29 | 4 | 22 | 18 |  | Fixed | Roof
NJSTRE1545383169 | NJSRRE1542461400 | Transition Incentive Program | Teaneck | 7666 | 7 | 6.38 | Residential | No | Behind the Meter | Behind the Meter |  | None | Sunrun Installation Services, Inc. | PSE&G | Eligible for TI Program | 2019-09-30 | 2019-10-02 | 2021-10-30 | REC Solar | REC290TP2 BLK | Solar Panels |  | 0.29 | 6 | 111 | 18 |  | Fixed | Roof
NJSTRE1545383169 | NJSRRE1542461400 | Transition Incentive Program | Teaneck | 7666 | 7 | 6.38 | Residential | No | Behind the Meter | Behind the Meter |  | None | Sunrun Installation Services, Inc. | PSE&G | Eligible for TI Program | 2019-09-30 | 2019-10-02 | 2021-10-30 | REC Solar | REC290TP2 BLK | Solar Panels |  | 0.29 | 6 | 202 | 37 |  | Fixed | Roof
NJSTRE1545383169 | NJSRRE1542461400 | Transition Incentive Program | Teaneck | 7666 | 7 | 6.38 | Residential | No | Behind the Meter | Behind the Meter |  | None | Sunrun Installation Services, Inc. | PSE&G | Eligible for TI Program | 2019-09-30 | 2019-10-02 | 2021-10-30 | REC Solar | REC290TP2 BLK | Solar Panels |  | 0.29 | 6 | 290 | 18 |  | Fixed | Roof
NJSTRE1545383172 | NJSRRE1542910140 | Transition Incentive Program | Montgomery | 8502 | 5 | 3.96 | Residential | No | Behind the Meter | Behind the Meter |  | None | Sunrun Installation Services, Inc. | PSE&G | Eligible for TI Program | 2019-11-04 | 2019-11-06 | 2021-10-30 | Delta Electronics | M4-TL-US | Inverters | 3840 |  | 1 |  |  | 0.96 |  | Outdoor | Next To Meter
NJSTRE1545383172 | NJSRRE1542910140 | Transition Incentive Program | Montgomery | 8502 | 5 | 3.96 | Residential | No | Behind the Meter | Behind the Meter |  | None | Sunrun Installation Services, Inc. | PSE&G | Eligible for TI Program | 2019-11-04 | 2019-11-06 | 2021-10-30 | LG Electronics | LG330N1C-A5 | Solar Panels |  | 0.33 | 12 | 200 | 30 |  | Fixed | Roof
NJSTRE1545383174 | NJSRRE1542511522 | Transition Incentive Program | Maplewood Township | 7040 | 9 | 6.51 | Residential | No | Behind the Meter | Net-metered residential rooftop and canopy |  | None | Palmetto Solar LLC | PSE&G | Accepted | 2019-10-07 | 2019-10-09 | 2021-10-30 | SolarEdge Technologies | SE5000H-US | Inverters | 5000 |  | 1 |  |  | 0.99 |  | Outside | on the side of the house
NJSTRE1545383174 | NJSRRE1542511522 | Transition Incentive Program | Maplewood Township | 7040 | 9 | 6.51 | Residential | No | Behind the Meter | Net-metered residential rooftop and canopy |  | None | Palmetto Solar LLC | PSE&G | Accepted | 2019-10-07 | 2019-10-09 | 2021-10-30 | Yingli | 310D-30B | Solar Panels |  | 0.31 | 21 | 260 | 40 |  | Fixed | Roof
NJSTRE1545383175 | NJSRRE1542441491 | Transition Incentive Program | Camden | 8104 | 14 | 4.58 | Residential | Yes | Behind the Meter | Behind the Meter |  | None | Ad Energy | PSE&G | Eligible for TI Program | 2019-09-25 | 2019-09-27 | 2021-10-30 | Sunpower | SPR-E20-327-E-AC | Inverters | 320 |  | 14 |  |  | 0.97 |  | Outdoor | at each panel
NJSTRE1545383175 | NJSRRE1542441491 | Transition Incentive Program | Camden | 8104 | 14 | 4.58 | Residential | Yes | Behind the Meter | Behind the Meter |  | None | Ad Energy | PSE&G | Eligible for TI Program | 2019-09-25 | 2019-09-27 | 2021-10-30 | Sunpower | SPR-E20-327-E-AC | Solar Panels |  | 0.327 | 14 | 180 | 0 |  | Fixed | Roof
NJSTRE1545383176 | NJSRRE1542575692 | Transition Incentive Program | Westfield Town | 7090 | 10 | 13.2 | Residential | No | Behind the Meter | Behind the Meter |  | None | Sunrun Installation Services, Inc. | PSE&G | Eligible for TI Program | 2019-10-22 | 2019-10-24 | 2021-10-30 | SolarEdge Technologies | SE11400H-USRGM | Inverters | 11400 |  | 1 |  |  | 0.96 |  | Outdoor | Next To Meter
NJSTRE1545383176 | NJSRRE1542575692 | Transition Incentive Program | Westfield Town | 7090 | 10 | 13.2 | Residential | No | Behind the Meter | Behind the Meter |  | None | Sunrun Installation Services, Inc. | PSE&G | Eligible for TI Program | 2019-10-22 | 2019-10-24 | 2021-10-30 | LG Electronics | LG330N1C-A5 | Solar Panels |  | 0.33 | 15 | 217 | 40 |  | Fixed | Roof
NJSTRE1545383176 | NJSRRE1542575692 | Transition Incentive Program | Westfield Town | 7090 | 10 | 13.2 | Residential | No | Behind the Meter | Behind the Meter |  | None | Sunrun Installation Services, Inc. | PSE&G | Eligible for TI Program | 2019-10-22 | 2019-10-24 | 2021-10-30 | LG Electronics | LG330N1C-A5 | Solar Panels |  | 0.33 | 6 | 308 | 37 |  | Fixed | Roof
NJSTRE1545383176 | NJSRRE1542575692 | Transition Incentive Program | Westfield Town | 7090 | 10 | 13.2 | Residential | No | Behind the Meter | Behind the Meter |  | None | Sunrun Installation Services, Inc. | PSE&G | Eligible for TI Program | 2019-10-22 | 2019-10-24 | 2021-10-30 | LG Electronics | LG330N1C-A5 | Solar Panels |  | 0.33 | 3 | 36 | 40 |  | Fixed | Roof
NJSTRE1545383176 | NJSRRE1542575692 | Transition Incentive Program | Westfield Town | 7090 | 10 | 13.2 | Residential | No | Behind the Meter | Behind the Meter |  | None | Sunrun Installation Services, Inc. | PSE&G | Eligible for TI Program | 2019-10-22 | 2019-10-24 | 2021-10-30 | LG Electronics | LG330N1C-A5 | Solar Panels |  | 0.33 | 16 | 128 | 37 |  | Fixed | Roof
NJSTRE1545383178 | NJSRRE1542431682 | Transition Incentive Program | EGG HBR TWP | 8234 | 19 | 11.97 | Residential | Yes | Behind the Meter | Net-metered residential rooftop and canopy |  | None | Vivint Solar Developer, LLC | AC Electric | Accepted | 2019-09-24 | 2019-09-26 | 2021-10-30 | SOLAREDGE | SE10000H-US000BNC4 | Inverters | 10000 |  | 1 |  |  | 0.992 |  | Outdoor | Near The Utility Meter
NJSTRE1545383178 | NJSRRE1542431682 | Transition Incentive Program | EGG HBR TWP | 8234 | 19 | 11.97 | Residential | Yes | Behind the Meter | Net-metered residential rooftop and canopy |  | None | Vivint Solar Developer, LLC | AC Electric | Accepted | 2019-09-24 | 2019-09-26 | 2021-10-30 | Hanwha Solar | Q.PEAK BLK-G5 315 | Solar Panels |  | 0.315 | 12 | 321 | 39 |  | Fixed | Roof
NJSTRE1545383178 | NJSRRE1542431682 | Transition Incentive Program | EGG HBR TWP | 8234 | 19 | 11.97 | Residential | Yes | Behind the Meter | Net-metered residential rooftop and canopy |  | None | Vivint Solar Developer, LLC | AC Electric | Accepted | 2019-09-24 | 2019-09-26 | 2021-10-30 | Hanwha Solar | Q.PEAK BLK-G5 315 | Solar Panels |  | 0.315 | 18 | 321 | 39 |  | Fixed | Roof
NJSTRE1545383178 | NJSRRE1542431682 | Transition Incentive Program | EGG HBR TWP | 8234 | 19 | 11.97 | Residential | Yes | Behind the Meter | Net-metered residential rooftop and canopy |  | None | Vivint Solar Developer, LLC | AC Electric | Accepted | 2019-09-24 | 2019-09-26 | 2021-10-30 | Hanwha Solar | Q.PEAK DUO BLK-G5 315 | Solar Panels |  | 0.315 | 8 | 321 | 39 |  | Fixed | Roof
NJSTRE1545383180 | NJSRRE1543416866 | Transition Incentive Program | cemden | 8103 | 14 | 19.64 | Commercial | No | Behind the Meter | Behind the Meter |  | None | tj technology | PSE&G | Eligible for TI Program | 2019-12-21 | 2019-12-23 | 2021-10-30 | hoymiles | mi1200 | Inverters | 1.2 |  | 24 |  |  | 0.98 |  | Outside | parking lot-carport
NJSTRE1545383180 | NJSRRE1543416866 | Transition Incentive Program | cemden | 8103 | 14 | 19.64 | Commercial | No | Behind the Meter | Behind the Meter |  | None | tj technology | PSE&G | Eligible for TI Program | 2019-12-21 | 2019-12-23 | 2021-10-30 | jinko solar | Eagle HC 72M | Solar Panels |  | 0.385 | 51 | 200 | 30 |  | Fixed | Parking Lot
NJSTRE1545383181 | NJSRRE1543016100 | Transition Incentive Program | Brick Township | 8723 | 18 | 6.6 | Residential | No | Behind the Meter | Behind the Meter |  | None | Sunrun Installation Services, Inc. | JCP&L | Eligible for TI Program | 2019-11-05 | 2019-11-07 | 2021-10-30 | Delta Electronics | M6-TL-US | Inverters | 5760 |  | 1 |  |  | 0.96 |  | Outdoor | Next To Meter
NJSTRE1545383181 | NJSRRE1543016100 | Transition Incentive Program | Brick Township | 8723 | 18 | 6.6 | Residential | No | Behind the Meter | Behind the Meter |  | None | Sunrun Installation Services, Inc. | JCP&L | Eligible for TI Program | 2019-11-05 | 2019-11-07 | 2021-10-30 | LG Electronics | LG330N1C-A5 | Solar Panels |  | 0.33 | 20 | 242 | 27 |  | Fixed | Roof
NJSTRE1545383183 | NJSRRE1542765490 | Transition Incentive Program | Newark City | 7106 | 9 | 5.12 | Residential | Yes | Behind the Meter | Behind the Meter |  | None | Skyline Solar, LLC | PSE&G | Eligible for TI Program | 2019-10-30 | 2019-11-01 | 2021-10-30 | SolarEdge | SE3800H-US | Inverters | 3800 |  | 1 |  |  | 0.99 |  | Outside | within ten feet of meter
NJSTRE1545383183 | NJSRRE1542765490 | Transition Incentive Program | Newark City | 7106 | 9 | 5.12 | Residential | Yes | Behind the Meter | Behind the Meter |  | None | Skyline Solar, LLC | PSE&G | Eligible for TI Program | 2019-10-30 | 2019-11-01 | 2021-10-30 | Hanwha Q-Cells | Q.PEAK DUO-G5 320 | Solar Panels |  | 0.32 | 16 | 111 | 34 |  | Fixed | Roof
NJSTRE1545383184 | NJSRRE1543421218 | Transition Incentive Program | Willingboro | 8046 | 13 | 9.92 | Residential | No | Behind the Meter | Behind the Meter |  | None | Orbit Energy & Power, LLC | PSE&G | Eligible for TI Program | 2019-11-19 | 2019-11-25 | 2021-10-30 | ENPHASE | IQ7-60-2-US | Inverters | 0.24 |  | 32 |  |  | 0.99 |  | Outside | ROOF
NJSTRE1545383184 | NJSRRE1543421218 | Transition Incentive Program | Willingboro | 8046 | 13 | 9.92 | Residential | No | Behind the Meter | Behind the Meter |  | None | Orbit Energy & Power, LLC | PSE&G | Eligible for TI Program | 2019-11-19 | 2019-11-25 | 2021-10-30 | TRINA SOLAR | TSM-DD05A.08(II) 310W | Solar Panels |  | 0.31 | 8 | 106 | 18 |  | Fixed | Roof
NJSTRE1545383184 | NJSRRE1543421218 | Transition Incentive Program | Willingboro | 8046 | 13 | 9.92 | Residential | No | Behind the Meter | Behind the Meter |  | None | Orbit Energy & Power, LLC | PSE&G | Eligible for TI Program | 2019-11-19 | 2019-11-25 | 2021-10-30 | TRINA SOLAR | TSM-DD05A.08(II) 310W | Solar Panels |  | 0.31 | 24 | 106 | 27 |  | Fixed | Roof
NJSTRE1545383185 | NJSRRE1542521471 | Transition Incentive Program | Prospect Park | 7508 | 6 | 4.93 | Residential | Yes | Behind the Meter | Behind the Meter |  | None | Sunrun Installation Services, Inc. | PSE&G | Eligible for TI Program | 2019-10-09 | 2019-10-11 | 2021-10-30 | Ningbo Ginlong Technologies | Solis-1P4K-4G-US | Inverters | 4000 |  | 1 |  |  | 0.96 |  | Outdoor | Next To Meter
NJSTRE1545383185 | NJSRRE1542521471 | Transition Incentive Program | Prospect Park | 7508 | 6 | 4.93 | Residential | Yes | Behind the Meter | Behind the Meter |  | None | Sunrun Installation Services, Inc. | PSE&G | Eligible for TI Program | 2019-10-09 | 2019-10-11 | 2021-10-30 | REC Solar | REC290TP2 BLK | Solar Panels |  | 0.29 | 8 | 317 | 14 |  | Fixed | Roof
NJSTRE1545383185 | NJSRRE1542521471 | Transition Incentive Program | Prospect Park | 7508 | 6 | 4.93 | Residential | Yes | Behind the Meter | Behind the Meter |  | None | Sunrun Installation Services, Inc. | PSE&G | Eligible for TI Program | 2019-10-09 | 2019-10-11 | 2021-10-30 | REC Solar | REC290TP2 BLK | Solar Panels |  | 0.29 | 9 | 136 | 14 |  | Fixed | Roof
NJSTRE1545383189 | NJSRRE1542553067 | Transition Incentive Program | Cherry Hill | 8034 | 14 | 9.75 | Residential | No | Behind the Meter | Behind the Meter |  | None | Sunny Corp | PSE&G | Eligible for TI Program | 2019-10-17 | 2019-10-21 | 2021-10-30 | SOLAREDGE | SE7600H-US | Inverters | 7600 |  | 1 |  |  | 0.992 |  | Outside | GARAGE
NJSTRE1545383189 | NJSRRE1542553067 | Transition Incentive Program | Cherry Hill | 8034 | 14 | 9.75 | Residential | No | Behind the Meter | Behind the Meter |  | None | Sunny Corp | PSE&G | Eligible for TI Program | 2019-10-17 | 2019-10-21 | 2021-10-30 | PANASONIC | VBHN325KA03 | Solar Panels |  | 0.325 | 17 | 355 | 30 |  | Fixed | Roof
NJSTRE1545383189 | NJSRRE1542553067 | Transition Incentive Program | Cherry Hill | 8034 | 14 | 9.75 | Residential | No | Behind the Meter | Behind the Meter |  | None | Sunny Corp | PSE&G | Eligible for TI Program | 2019-10-17 | 2019-10-21 | 2021-10-30 | PANASONIC | VBHN325KA03 | Solar Panels |  | 0.325 | 13 | 75 | 30 |  | Fixed | Roof
NJSTRE1545383190 | NJSRRE1543315553 | Transition Incentive Program | Perth Amboy City | 8861 | 11 | 5.8 | Residential | Yes | Behind the Meter | Behind the Meter |  | None | Sunrun Installation Services, Inc. | PSE&G | Eligible for TI Program | 2019-11-14 | 2019-11-19 | 2021-10-30 | Delta Electronics | M5-TL-US | Inverters | 4800 |  | 1 |  |  | 0.96 |  | Outdoor | Next To Meter
NJSTRE1545383190 | NJSRRE1543315553 | Transition Incentive Program | Perth Amboy City | 8861 | 11 | 5.8 | Residential | Yes | Behind the Meter | Behind the Meter |  | None | Sunrun Installation Services, Inc. | PSE&G | Eligible for TI Program | 2019-11-14 | 2019-11-19 | 2021-10-30 | REC Solar | REC290TP2 BLK | Solar Panels |  | 0.29 | 13 | 202 | 37 |  | Fixed | Roof
NJSTRE1545383190 | NJSRRE1543315553 | Transition Incentive Program | Perth Amboy City | 8861 | 11 | 5.8 | Residential | Yes | Behind the Meter | Behind the Meter |  | None | Sunrun Installation Services, Inc. | PSE&G | Eligible for TI Program | 2019-11-14 | 2019-11-19 | 2021-10-30 | REC Solar | REC290TP2 BLK | Solar Panels |  | 0.29 | 7 | 22 | 37 |  | Fixed | Roof
NJSTRE1545383192 | NJSRRE1543060894 | Transition Incentive Program | UNION BEACH | 7735 | 17 | 7.25 | Residential | Yes | Behind the Meter | Net-metered residential rooftop and canopy |  | None | Vivint Solar Developer, LLC | JCP&L | Accepted | 2019-11-08 | 2019-11-13 | 2021-10-30 | Solar Edge | SE7600H-US000BNC4 | Inverters | 7600 |  | 1 |  |  | 0.992 |  | Outdoor | Near the utility meter
NJSTRE1545383192 | NJSRRE1543060894 | Transition Incentive Program | UNION BEACH | 7735 | 17 | 7.25 | Residential | Yes | Behind the Meter | Net-metered residential rooftop and canopy |  | None | Vivint Solar Developer, LLC | JCP&L | Accepted | 2019-11-08 | 2019-11-13 | 2021-10-30 | Hanwha | Q.PEAK BLK-G5 315 | Solar Panels |  | 0.315 | 9 | 17 | 12 |  | Fixed | Roof
NJSTRE1545383192 | NJSRRE1543060894 | Transition Incentive Program | UNION BEACH | 7735 | 17 | 7.25 | Residential | Yes | Behind the Meter | Net-metered residential rooftop and canopy |  | None | Vivint Solar Developer, LLC | JCP&L | Accepted | 2019-11-08 | 2019-11-13 | 2021-10-30 | Hanwha | Q.PEAK BLK-G5 315 | Solar Panels |  | 0.315 | 4 | 107 | 18 |  | Fixed | Roof
NJSTRE1545383192 | NJSRRE1543060894 | Transition Incentive Program | UNION BEACH | 7735 | 17 | 7.25 | Residential | Yes | Behind the Meter | Net-metered residential rooftop and canopy |  | None | Vivint Solar Developer, LLC | JCP&L | Accepted | 2019-11-08 | 2019-11-13 | 2021-10-30 | Hanwha | Q.PEAK BLK-G5 315 | Solar Panels |  | 0.315 | 10 | 197 | 12 |  | Fixed | Roof
NJSTRE1545383194 | NJSRRE1542684752 | Transition Incentive Program | Williamstown | 8094 | 15 | 28.16 | Residential | No | Behind the Meter | Net-metered residential rooftop and canopy |  | None | Castle Energy, LLC | AC Electric | Accepted | 2019-10-28 | 2019-10-30 | 2021-10-30 | Enphase Energy | IQ7-60-2-US | Inverters | 240 |  | 88 |  |  | 0.967 |  | Outside | on the rooftop under each solar panel
NJSTRE1545383194 | NJSRRE1542684752 | Transition Incentive Program | Williamstown | 8094 | 15 | 28.16 | Residential | No | Behind the Meter | Net-metered residential rooftop and canopy |  | None | Castle Energy, LLC | AC Electric | Accepted | 2019-10-28 | 2019-10-30 | 2021-10-30 | Hanwha Q-Cells | Q.Peak DUO-G5 320 | Solar Panels |  | 0.32 | 15 | 158 | 30 |  | Fixed | Roof
NJSTRE1545383194 | NJSRRE1542684752 | Transition Incentive Program | Williamstown | 8094 | 15 | 28.16 | Residential | No | Behind the Meter | Net-metered residential rooftop and canopy |  | None | Castle Energy, LLC | AC Electric | Accepted | 2019-10-28 | 2019-10-30 | 2021-10-30 | Hanwha Q-Cells | Q.Peak DUO-G5 320 | Solar Panels |  | 0.32 | 28 | 338 | 30 |  | Fixed | Roof
NJSTRE1545383194 | NJSRRE1542684752 | Transition Incentive Program | Williamstown | 8094 | 15 | 28.16 | Residential | No | Behind the Meter | Net-metered residential rooftop and canopy |  | None | Castle Energy, LLC | AC Electric | Accepted | 2019-10-28 | 2019-10-30 | 2021-10-30 | Hanwha Q-Cells | Q.Peak DUO-G5 320 | Solar Panels |  | 0.32 | 15 | 338 | 30 |  | Fixed | Roof
NJSTRE1545383194 | NJSRRE1542684752 | Transition Incentive Program | Williamstown | 8094 | 15 | 28.16 | Residential | No | Behind the Meter | Net-metered residential rooftop and canopy |  | None | Castle Energy, LLC | AC Electric | Accepted | 2019-10-28 | 2019-10-30 | 2021-10-30 | Hanwha Q-Cells | Q.Peak DUO-G5 320 | Solar Panels |  | 0.32 | 30 | 158 | 30 |  | Fixed | Roof
NJSTRE1545383195 | NJSRRE1542573259 | Transition Incentive Program | Flemington | 8822 | 4 | 7.25 | Residential | Yes | Behind the Meter | Behind the Meter |  | None | Sunrun Installation Services, Inc. | JCP&L | Eligible for TI Program | 2019-10-21 | 2019-10-23 | 2021-10-30 | SolarEdge Technologies | SE6000H-USRGM | Inverters | 6000 |  | 1 |  |  | 0.96 |  | Outdoor | Next To Meter
NJSTRE1545383195 | NJSRRE1542573259 | Transition Incentive Program | Flemington | 8822 | 4 | 7.25 | Residential | Yes | Behind the Meter | Behind the Meter |  | None | Sunrun Installation Services, Inc. | JCP&L | Eligible for TI Program | 2019-10-21 | 2019-10-23 | 2021-10-30 | REC Solar | REC290TP2 BLK | Solar Panels |  | 0.29 | 2 | 82 | 37 |  | Fixed | Roof
NJSTRE1545383195 | NJSRRE1542573259 | Transition Incentive Program | Flemington | 8822 | 4 | 7.25 | Residential | Yes | Behind the Meter | Behind the Meter |  | None | Sunrun Installation Services, Inc. | JCP&L | Eligible for TI Program | 2019-10-21 | 2019-10-23 | 2021-10-30 | REC Solar | REC290TP2 BLK | Solar Panels |  | 0.29 | 23 | 172 | 37 |  | Fixed | Roof
NJSTRE1545383197 | NJSRRE1542431420 | Transition Incentive Program | Plainfield | 7060 | 10 | 5.04 | Residential | Yes | Behind the Meter | Net-metered residential rooftop and canopy |  | None | Vivint Solar Developer, LLC | PSE&G | Accepted | 2019-09-24 | 2019-09-26 | 2021-10-30 | Solar Edge | SE3800H-US000BNC | Inverters | 3800 |  | 1 |  |  | 0.992 |  | Outdoor | Near the Utility Meter
NJSTRE1545383197 | NJSRRE1542431420 | Transition Incentive Program | Plainfield | 7060 | 10 | 5.04 | Residential | Yes | Behind the Meter | Net-metered residential rooftop and canopy |  | None | Vivint Solar Developer, LLC | PSE&G | Accepted | 2019-09-24 | 2019-09-26 | 2021-10-30 | HANWHA SOLAR | Q.PEAK BLK-G5 315 | Solar Panels |  | 0.315 | 5 | 221 | 21 |  | Fixed | Roof
NJSTRE1545383197 | NJSRRE1542431420 | Transition Incentive Program | Plainfield | 7060 | 10 | 5.04 | Residential | Yes | Behind the Meter | Net-metered residential rooftop and canopy |  | None | Vivint Solar Developer, LLC | PSE&G | Accepted | 2019-09-24 | 2019-09-26 | 2021-10-30 | HANWHA SOLAR | Q.PEAK BLK-G5 315 | Solar Panels |  | 0.315 | 11 | 41 | 21 |  | Fixed | Roof
NJSTRE1545383198 | NJSRRE1542429177 | Transition Incentive Program | Livingston | 7039 | 9 | 8.03 | Residential | Yes | Behind the Meter | Behind the Meter |  | None | Sunrun Installation Services, Inc. | PSE&G | Eligible for TI Program | 2019-09-23 | 2019-09-25 | 2021-10-30 | SolarEdge Technologies | SE7600H-USRGM | Inverters | 7600 |  | 1 |  |  | 0.96 |  | Outdoor | Next To Meter
NJSTRE1545383198 | NJSRRE1542429177 | Transition Incentive Program | Livingston | 7039 | 9 | 8.03 | Residential | Yes | Behind the Meter | Behind the Meter |  | None | Sunrun Installation Services, Inc. | PSE&G | Eligible for TI Program | 2019-09-23 | 2019-09-25 | 2021-10-30 | LG Electronics | LG365Q1C-V5 | Solar Panels |  | 0.365 | 3 | 114 | 27 |  | Fixed | Roof
NJSTRE1545383198 | NJSRRE1542429177 | Transition Incentive Program | Livingston | 7039 | 9 | 8.03 | Residential | Yes | Behind the Meter | Behind the Meter |  | None | Sunrun Installation Services, Inc. | PSE&G | Eligible for TI Program | 2019-09-23 | 2019-09-25 | 2021-10-30 | LG Electronics | LG365Q1C-V5 | Solar Panels |  | 0.365 | 6 | 294 | 23 |  | Fixed | Roof
NJSTRE1545383198 | NJSRRE1542429177 | Transition Incentive Program | Livingston | 7039 | 9 | 8.03 | Residential | Yes | Behind the Meter | Behind the Meter |  | None | Sunrun Installation Services, Inc. | PSE&G | Eligible for TI Program | 2019-09-23 | 2019-09-25 | 2021-10-30 | LG Electronics | LG365Q1C-V5 | Solar Panels |  | 0.365 | 6 | 294 | 18 |  | Fixed | Roof
NJSTRE1545383198 | NJSRRE1542429177 | Transition Incentive Program | Livingston | 7039 | 9 | 8.03 | Residential | Yes | Behind the Meter | Behind the Meter |  | None | Sunrun Installation Services, Inc. | PSE&G | Eligible for TI Program | 2019-09-23 | 2019-09-25 | 2021-10-30 | LG Electronics | LG365Q1C-V5 | Solar Panels |  | 0.365 | 7 | 294 | 14 |  | Fixed | Roof
NJSTRE1545383200 | NJSRRE1542509303 | Transition Incentive Program | Ventnor City | 8406 | 19 | 11.1 | Residential | No | Behind the Meter | Net-metered residential rooftop and canopy |  | None | Bright Planet Solar | AC Electric | Accepted | 2019-10-04 | 2019-10-09 | 2021-10-30 | Solar Edge | SE7600H-USRGM | Inverters | 7600 |  | 1 |  |  | 0.98 |  | Outdoor | Next to meter
NJSTRE1545383200 | NJSRRE1542509303 | Transition Incentive Program | Ventnor City | 8406 | 19 | 11.1 | Residential | No | Behind the Meter | Net-metered residential rooftop and canopy |  | None | Bright Planet Solar | AC Electric | Accepted | 2019-10-04 | 2019-10-09 | 2021-10-30 | Hanwha Q-Cells | Q.PEAK BLK-G4.1 300W | Solar Panels |  | 0.3 | 3 | 60 | 18 |  | Fixed | Roof
NJSTRE1545383200 | NJSRRE1542509303 | Transition Incentive Program | Ventnor City | 8406 | 19 | 11.1 | Residential | No | Behind the Meter | Net-metered residential rooftop and canopy |  | None | Bright Planet Solar | AC Electric | Accepted | 2019-10-04 | 2019-10-09 | 2021-10-30 | Hanwha Q-Cells | Q.PEAK BLK-G4.1 300W | Solar Panels |  | 0.3 | 19 | 150 | 18 |  | Fixed | Roof
NJSTRE1545383200 | NJSRRE1542509303 | Transition Incentive Program | Ventnor City | 8406 | 19 | 11.1 | Residential | No | Behind the Meter | Net-metered residential rooftop and canopy |  | None | Bright Planet Solar | AC Electric | Accepted | 2019-10-04 | 2019-10-09 | 2021-10-30 | Hanwha Q-Cells | Q.PEAK BLK-G4.1 300W | Solar Panels |  | 0.3 | 15 | 330 | 18 |  | Fixed | Roof
NJSTRE1545383205 | NJSRRE1542685440 | Transition Incentive Program | Englewood | 7631 | 7 | 7.88 | Residential | Yes | Behind the Meter | Net-metered residential rooftop and canopy |  | None | Vivint Solar Developer, LLC | PSE&G | Accepted | 2019-10-28 | 2019-10-31 | 2021-10-30 | Solar Edge | SE7600H-US000BNC4 | Inverters | 7600 |  | 1 |  |  | 0.992 |  | Outdoor | Near the utility meter
NJSTRE1545383205 | NJSRRE1542685440 | Transition Incentive Program | Englewood | 7631 | 7 | 7.88 | Residential | Yes | Behind the Meter | Net-metered residential rooftop and canopy |  | None | Vivint Solar Developer, LLC | PSE&G | Accepted | 2019-10-28 | 2019-10-31 | 2021-10-30 | Hanwha Solar | Q.PEAK BLK-G5 315 | Solar Panels |  | 0.315 | 14 | 127 | 34 |  | Fixed | Roof
NJSTRE1545383205 | NJSRRE1542685440 | Transition Incentive Program | Englewood | 7631 | 7 | 7.88 | Residential | Yes | Behind the Meter | Net-metered residential rooftop and canopy |  | None | Vivint Solar Developer, LLC | PSE&G | Accepted | 2019-10-28 | 2019-10-31 | 2021-10-30 | Hanwha Solar | Q.PEAK BLK-G5 315 | Solar Panels |  | 0.315 | 11 | 307 | 34 |  | Fixed | Roof
NJSTRE1545383207 | NJSRRE1542431394 | Transition Incentive Program | Newfield | 8344 | 15 | 10.73 | Residential | No | Behind the Meter | Behind the Meter |  | None | Sunrun Installation Services, Inc. | AC Electric | Eligible for TI Program | 2019-09-24 | 2019-09-26 | 2021-10-30 | Ningbo Ginlong Technologies | Solis-1P9K-4G-US | Inverters | 9000 |  | 1 |  |  | 0.96 |  | Outdoor | Next To Meter
NJSTRE1545383207 | NJSRRE1542431394 | Transition Incentive Program | Newfield | 8344 | 15 | 10.73 | Residential | No | Behind the Meter | Behind the Meter |  | None | Sunrun Installation Services, Inc. | AC Electric | Eligible for TI Program | 2019-09-24 | 2019-09-26 | 2021-10-30 | REC Solar | REC290TP2 BLK | Solar Panels |  | 0.29 | 19 | 66 | 18 |  | Fixed | Roof
NJSTRE1545383207 | NJSRRE1542431394 | Transition Incentive Program | Newfield | 8344 | 15 | 10.73 | Residential | No | Behind the Meter | Behind the Meter |  | None | Sunrun Installation Services, Inc. | AC Electric | Eligible for TI Program | 2019-09-24 | 2019-09-26 | 2021-10-30 | REC Solar | REC290TP2 BLK | Solar Panels |  | 0.29 | 18 | 246 | 18 |  | Fixed | Roof
NJSTRE1545383209 | NJSRRE1542765548 | Transition Incentive Program | Mckee City | 8234 | 19 | 7.04 | Residential | Yes | Behind the Meter | Behind the Meter |  | None | Skyline Solar, LLC | AC Electric | Eligible for TI Program | 2019-10-30 | 2019-11-01 | 2021-10-30 | SolarEdge | SE5000H-US | Inverters | 5000 |  | 1 |  |  | 0.99 |  | Outside | within ten feet of meter
NJSTRE1545383209 | NJSRRE1542765548 | Transition Incentive Program | Mckee City | 8234 | 19 | 7.04 | Residential | Yes | Behind the Meter | Behind the Meter |  | None | Skyline Solar, LLC | AC Electric | Eligible for TI Program | 2019-10-30 | 2019-11-01 | 2021-10-30 | Hanwha Q-Cells | Q.PEAK DUO-G5 320 | Solar Panels |  | 0.32 | 22 | 291111 | 30 |  | Fixed | Roof
NJSTRE1545383210 | NJSRRE1543046397 | Transition Incentive Program | Mansfield TWP | 8022 | 13 | 9.81 | Residential | No | Behind the Meter | Net-metered residential ground mount |  | None | SunPower Capital LLC | PSE&G | Accepted | 2019-11-26 | 2019-11-26 | 2021-10-30 | Sunpower | E20-327-E-AC | Inverters | 0.32 |  | 30 |  |  | 0.96 |  | Other | adj to the utlilty meter
NJSTRE1545383210 | NJSRRE1543046397 | Transition Incentive Program | Mansfield TWP | 8022 | 13 | 9.81 | Residential | No | Behind the Meter | Net-metered residential ground mount |  | None | SunPower Capital LLC | PSE&G | Accepted | 2019-11-26 | 2019-11-26 | 2021-10-30 | sunpower | e20-327-e-ac | Solar Panels |  | 0.327 | 30 | 180 | 30 |  | Fixed | Ground
NJSTRE1545383211 | NJSRRE1542500903 | Transition Incentive Program | FAIR LAWN | 7410 | 7 | 4.73 | Residential | Yes | Behind the Meter | Net-metered residential rooftop and canopy |  | None | Vivint Solar Developer, LLC | PSE&G | Accepted | 2019-10-03 | 2019-10-08 | 2021-10-30 | Solar Edge | SE3800H-US000BNC4 | Inverters | 3800 |  | 1 |  |  | 0.992 |  | Outdoor | Near the Utility Meter
NJSTRE1545383211 | NJSRRE1542500903 | Transition Incentive Program | FAIR LAWN | 7410 | 7 | 4.73 | Residential | Yes | Behind the Meter | Net-metered residential rooftop and canopy |  | None | Vivint Solar Developer, LLC | PSE&G | Accepted | 2019-10-03 | 2019-10-08 | 2021-10-30 | Hanwha | Q.PEAK DUO BLK-G5 315w | Solar Panels |  | 0.315 | 15 | 160 | 26 |  | Fixed | Roof
NJSTRE1545383212 | NJSRRE1542679432 | Transition Incentive Program | North Bergen | 7047 | 8 | 6.3 | Residential | Yes | Behind the Meter | Net-metered residential rooftop and canopy |  | None | Suntuity Solar LLC | PSE&G | Accepted | 2019-10-26 | 2019-10-29 | 2021-10-30 | Enphase Energy | IQ7-60-2-US | Inverters | 240 |  | 20 |  |  | 0.97 |  | Outdoor | Behind the PV Modules
NJSTRE1545383212 | NJSRRE1542679432 | Transition Incentive Program | North Bergen | 7047 | 8 | 6.3 | Residential | Yes | Behind the Meter | Net-metered residential rooftop and canopy |  | None | Suntuity Solar LLC | PSE&G | Accepted | 2019-10-26 | 2019-10-29 | 2021-10-30 | Yingli Green Energy | YL315D-30b | Solar Panels |  | 0.315 | 20 | 211 | 5 |  | Fixed | Roof
NJSTRE1545383213 | NJSRRE1542518886 | Transition Incentive Program | Mount Laurel | 8054 | 13 | 9.45 | Residential | Yes | Behind the Meter | Net-metered residential rooftop and canopy |  | None | Suntuity Solar LLC | PSE&G | Accepted | 2019-10-09 | 2019-10-11 | 2021-10-30 | Enphase Energy | IQ7-60-2-US | Inverters | 240 |  | 30 |  |  | 0.97 |  | Outdoor | Behind the PV Modules
NJSTRE1545383213 | NJSRRE1542518886 | Transition Incentive Program | Mount Laurel | 8054 | 13 | 9.45 | Residential | Yes | Behind the Meter | Net-metered residential rooftop and canopy |  | None | Suntuity Solar LLC | PSE&G | Accepted | 2019-10-09 | 2019-10-11 | 2021-10-30 | Yingli Green Energy | YL315D-30b | Solar Panels |  | 0.315 | 30 | 324 | 24 |  | Fixed | Roof
NJSTRE1545383214 | NJSRRE1542843771 | Transition Incentive Program | Whippany | 7981 | 3 | 11.02 | Residential | Yes | Behind the Meter | Behind the Meter |  | None | Sunrun Installation Services, Inc. | JCP&L | Eligible for TI Program | 2019-10-31 | 2019-11-04 | 2021-10-30 | Delta Electronics | M10-TL-US | Inverters | 9600 |  | 1 |  |  | 0.96 |  | Outdoor | Next To Meter
NJSTRE1545383214 | NJSRRE1542843771 | Transition Incentive Program | Whippany | 7981 | 3 | 11.02 | Residential | Yes | Behind the Meter | Behind the Meter |  | None | Sunrun Installation Services, Inc. | JCP&L | Eligible for TI Program | 2019-10-31 | 2019-11-04 | 2021-10-30 | REC Solar | REC290TP2 BLK | Solar Panels |  | 0.29 | 10 | 348 | 18 |  | Fixed | Roof
NJSTRE1545383214 | NJSRRE1542843771 | Transition Incentive Program | Whippany | 7981 | 3 | 11.02 | Residential | Yes | Behind the Meter | Behind the Meter |  | None | Sunrun Installation Services, Inc. | JCP&L | Eligible for TI Program | 2019-10-31 | 2019-11-04 | 2021-10-30 | REC Solar | REC290TP2 BLK | Solar Panels |  | 0.29 | 28 | 168 | 18 |  | Fixed | Roof
NJSTRE1545383215 | NJSRRE1542907586 | Transition Incentive Program | North Brunswick | 8902 | 11 | 5.89 | Residential | No | Behind the Meter | Net-metered residential rooftop and canopy |  | None | Fusion Solar Energy LLC | PSE&G | Accepted |  | 2019-11-06 | 2021-10-30 | SUNPOWER | SUNPOWER TYPE D | Inverters | 320 |  | 18 |  |  | 0.93 |  | Outdoor | ROOF TOP
NJSTRE1545383215 | NJSRRE1542907586 | Transition Incentive Program | North Brunswick | 8902 | 11 | 5.89 | Residential | No | Behind the Meter | Net-metered residential rooftop and canopy |  | None | Fusion Solar Energy LLC | PSE&G | Accepted |  | 2019-11-06 | 2021-10-30 | SUNPOWER | SUNPOWER TYPE D | Solar Panels |  | 0.327 | 18 | NORTH | 37 |  | Fixed | Roof
NJSTRE1545383216 | NJSRRE1542540330 | Transition Incentive Program | Mays Landing | 8330 | 19 | 19.84 | Residential | No | Behind the Meter | Behind the Meter |  | None | Orbit Energy & Power, LLC | AC Electric | Eligible for TI Program | 2019-10-14 | 2019-10-16 | 2021-10-30 | enphase | iq7 | Inverters | 240 |  | 64 |  |  | 0.986 |  | Outside | panel
NJSTRE1545383216 | NJSRRE1542540330 | Transition Incentive Program | Mays Landing | 8330 | 19 | 19.84 | Residential | No | Behind the Meter | Behind the Meter |  | None | Orbit Energy & Power, LLC | AC Electric | Eligible for TI Program | 2019-10-14 | 2019-10-16 | 2021-10-30 | axitec | axitec 310 | Solar Panels |  | 0.31 | 28 | 79 | 20 |  | Fixed | Roof
NJSTRE1545383216 | NJSRRE1542540330 | Transition Incentive Program | Mays Landing | 8330 | 19 | 19.84 | Residential | No | Behind the Meter | Behind the Meter |  | None | Orbit Energy & Power, LLC | AC Electric | Eligible for TI Program | 2019-10-14 | 2019-10-16 | 2021-10-30 | axitec | axitec 310 | Solar Panels |  | 0.31 | 36 | 259 | 20 |  | Fixed | Roof
NJSTRE1545383224 | NJSRRE1543022505 | Transition Incentive Program | Plainfield | 7063 | 10 | 2.52 | Residential | Yes | Behind the Meter | Net-metered residential rooftop and canopy |  | None | Vivint Solar Developer, LLC | PSE&G | Accepted | 2019-11-05 | 2019-11-08 | 2021-10-30 | Solar Edge | SE3800H-US000BNC4 | Inverters | 3800 |  | 1 |  |  | 0.992 |  | Outdoor | Near the Utility Meter
NJSTRE1545383224 | NJSRRE1543022505 | Transition Incentive Program | Plainfield | 7063 | 10 | 2.52 | Residential | Yes | Behind the Meter | Net-metered residential rooftop and canopy |  | None | Vivint Solar Developer, LLC | PSE&G | Accepted | 2019-11-05 | 2019-11-08 | 2021-10-30 | Hanwha | Q.PEAK BLK-G5 315 | Solar Panels |  | 0.315 | 4 | 137 | 29 |  | Fixed | Roof
NJSTRE1545383224 | NJSRRE1543022505 | Transition Incentive Program | Plainfield | 7063 | 10 | 2.52 | Residential | Yes | Behind the Meter | Net-metered residential rooftop and canopy |  | None | Vivint Solar Developer, LLC | PSE&G | Accepted | 2019-11-05 | 2019-11-08 | 2021-10-30 | Hanwha | Q.PEAK BLK-G5 315 | Solar Panels |  | 0.315 | 4 | 317 | 29 |  | Fixed | Roof
NJSTRE1545383226 | NJSRRE1542556222 | Transition Incentive Program | MONTCLAIR | 7043 | 9 | 7.44 | Residential | No | Behind the Meter | Net-metered residential rooftop and canopy |  | None | Apex Solar Power | PSE&G | Accepted | 2019-10-18 | 2019-10-21 | 2021-10-30 | SOLAREDGE | SE7600H-US | Inverters | 7.6 |  | 1 |  |  | 0.99 |  | Outside | W/METER
NJSTRE1545383226 | NJSRRE1542556222 | Transition Incentive Program | MONTCLAIR | 7043 | 9 | 7.44 | Residential | No | Behind the Meter | Net-metered residential rooftop and canopy |  | None | Apex Solar Power | PSE&G | Accepted | 2019-10-18 | 2019-10-21 | 2021-10-30 | SILFAB | SLA310M | Solar Panels |  | 0.31 | 24 | 290 | 30 |  | Fixed | Roof
NJSTRE1545383229 | NJSRRE1542528168 | Transition Incentive Program | Union | 7083 | 10 | 4.8 | Residential | Yes | Behind the Meter | Net-metered residential rooftop and canopy |  | None | Powerlutions | PSE&G | Accepted | 2019-10-11 | 2019-10-15 | 2021-10-30 | SolarEdge | SE3800H-US | Inverters | 3.8 |  | 1 |  |  | 0.99 |  | Outdoor | Near Meter
NJSTRE1545383229 | NJSRRE1542528168 | Transition Incentive Program | Union | 7083 | 10 | 4.8 | Residential | Yes | Behind the Meter | Net-metered residential rooftop and canopy |  | None | Powerlutions | PSE&G | Accepted | 2019-10-11 | 2019-10-15 | 2021-10-30 | Axitec | AC-320MH/120S | Solar Panels |  | 0.32 | 15 | 122 | 35 |  | Fixed | Roof
NJSTRE1545383230 | NJSRRE1543315580 | Transition Incentive Program | Medford | 8055 | 13 | 17.11 | Residential | Yes | Behind the Meter | Behind the Meter |  | None | Sunrun Installation Services, Inc. | PSE&G | Eligible for TI Program | 2019-11-14 | 2019-11-19 | 2021-10-30 | Delta Electronics | M10-TL-US | Inverters | 9600 |  | 1 |  |  | 0.96 |  | Outdoor | Next To Meter
NJSTRE1545383230 | NJSRRE1543315580 | Transition Incentive Program | Medford | 8055 | 13 | 17.11 | Residential | Yes | Behind the Meter | Behind the Meter |  | None | Sunrun Installation Services, Inc. | PSE&G | Eligible for TI Program | 2019-11-14 | 2019-11-19 | 2021-10-30 | Delta Electronics | M6-TL-US | Inverters | 5760 |  | 1 |  |  | 0.96 |  | Outdoor | Next To Meter
NJSTRE1545383230 | NJSRRE1543315580 | Transition Incentive Program | Medford | 8055 | 13 | 17.11 | Residential | Yes | Behind the Meter | Behind the Meter |  | None | Sunrun Installation Services, Inc. | PSE&G | Eligible for TI Program | 2019-11-14 | 2019-11-19 | 2021-10-30 | REC Solar | REC290TP2 BLK | Solar Panels |  | 0.29 | 29 | 21 | 29 |  | Fixed | Roof
NJSTRE1545383230 | NJSRRE1543315580 | Transition Incentive Program | Medford | 8055 | 13 | 17.11 | Residential | Yes | Behind the Meter | Behind the Meter |  | None | Sunrun Installation Services, Inc. | PSE&G | Eligible for TI Program | 2019-11-14 | 2019-11-19 | 2021-10-30 | REC Solar | REC290TP2 BLK | Solar Panels |  | 0.29 | 30 | 201 | 29 |  | Fixed | Roof
NJSTRE1545383232 | NJSRRE1542685667 | Transition Incentive Program | Toms River | 8753 | 18 | 20.3 | Residential | Yes | Behind the Meter | Behind the Meter |  | None | Sunrun Installation Services, Inc. | JCP&L | Eligible for TI Program | 2019-10-28 | 2019-10-31 | 2021-10-30 | SolarEdge Technologies | SE5000H-USRGM | Inverters | 5000 |  | 1 |  |  | 0.96 |  | Outdoor | Next To Meter
NJSTRE1545383232 | NJSRRE1542685667 | Transition Incentive Program | Toms River | 8753 | 18 | 20.3 | Residential | Yes | Behind the Meter | Behind the Meter |  | None | Sunrun Installation Services, Inc. | JCP&L | Eligible for TI Program | 2019-10-28 | 2019-10-31 | 2021-10-30 | SolarEdge Technologies | SE11400H-USRGM | Inverters | 11400 |  | 1 |  |  | 0.96 |  | Outdoor | Next To Meter
NJSTRE1545383232 | NJSRRE1542685667 | Transition Incentive Program | Toms River | 8753 | 18 | 20.3 | Residential | Yes | Behind the Meter | Behind the Meter |  | None | Sunrun Installation Services, Inc. | JCP&L | Eligible for TI Program | 2019-10-28 | 2019-10-31 | 2021-10-30 | REC Solar | REC290TP2 BLK | Solar Panels |  | 0.29 | 10 | 104 | 23 |  | Fixed | Roof
NJSTRE1545383232 | NJSRRE1542685667 | Transition Incentive Program | Toms River | 8753 | 18 | 20.3 | Residential | Yes | Behind the Meter | Behind the Meter |  | None | Sunrun Installation Services, Inc. | JCP&L | Eligible for TI Program | 2019-10-28 | 2019-10-31 | 2021-10-30 | REC Solar | REC290TP2 BLK | Solar Panels |  | 0.29 | 34 | 195 | 23 |  | Fixed | Roof
NJSTRE1545383232 | NJSRRE1542685667 | Transition Incentive Program | Toms River | 8753 | 18 | 20.3 | Residential | Yes | Behind the Meter | Behind the Meter |  | None | Sunrun Installation Services, Inc. | JCP&L | Eligible for TI Program | 2019-10-28 | 2019-10-31 | 2021-10-30 | REC Solar | REC290TP2 BLK | Solar Panels |  | 0.29 | 6 | 284 | 23 |  | Fixed | Roof
NJSTRE1545383232 | NJSRRE1542685667 | Transition Incentive Program | Toms River | 8753 | 18 | 20.3 | Residential | Yes | Behind the Meter | Behind the Meter |  | None | Sunrun Installation Services, Inc. | JCP&L | Eligible for TI Program | 2019-10-28 | 2019-10-31 | 2021-10-30 | REC Solar | REC290TP2 BLK | Solar Panels |  | 0.29 | 20 | 15 | 23 |  | Fixed | Roof
NJSTRE1545383233 | NJSRRE1542497296 | Transition Incentive Program | BELFORD | 7718 | 17 | 7.8 | Residential | Yes | Behind the Meter | Net-metered residential rooftop and canopy |  | None | Vivint Solar Developer, LLC | JCP&L | Accepted | 2019-10-02 | 2019-10-04 | 2021-10-30 | Enphase | M215-60-2LL-S22-IG | Inverters | 215 |  | 30 |  |  | 0.96 |  | Other | Underneath each module
NJSTRE1545383233 | NJSRRE1542497296 | Transition Incentive Program | BELFORD | 7718 | 17 | 7.8 | Residential | Yes | Behind the Meter | Net-metered residential rooftop and canopy |  | None | Vivint Solar Developer, LLC | JCP&L | Accepted | 2019-10-02 | 2019-10-04 | 2021-10-30 | Trina Solar | TSM-260PD05.08 | Solar Panels |  | 0.26 | 18 | 118 | 22 |  | Fixed | Roof
NJSTRE1545383233 | NJSRRE1542497296 | Transition Incentive Program | BELFORD | 7718 | 17 | 7.8 | Residential | Yes | Behind the Meter | Net-metered residential rooftop and canopy |  | None | Vivint Solar Developer, LLC | JCP&L | Accepted | 2019-10-02 | 2019-10-04 | 2021-10-30 | Trina Solar | TSM-260PD05.08 | Solar Panels |  | 0.26 | 12 | 298 | 22 |  | Fixed | Roof
NJSTRE1545383235 | NJSRRE1543028130 | Transition Incentive Program | Clifton City | 7013 | 6 | 9.86 | Residential | Yes | Behind the Meter | Behind the Meter |  | None | Sunrun Installation Services, Inc. | PSE&G | Eligible for TI Program | 2019-11-05 | 2019-11-07 | 2021-10-30 | SolarEdge Technologies | SE7600H-USRGM | Inverters | 7600 |  | 1 |  |  | 0.96 |  | Outdoor | Next To Meter
NJSTRE1545383235 | NJSRRE1543028130 | Transition Incentive Program | Clifton City | 7013 | 6 | 9.86 | Residential | Yes | Behind the Meter | Behind the Meter |  | None | Sunrun Installation Services, Inc. | PSE&G | Eligible for TI Program | 2019-11-05 | 2019-11-07 | 2021-10-30 | REC Solar | REC290TP2 BLK | Solar Panels |  | 0.29 | 21 | 42 | 27 |  | Fixed | Roof
NJSTRE1545383235 | NJSRRE1543028130 | Transition Incentive Program | Clifton City | 7013 | 6 | 9.86 | Residential | Yes | Behind the Meter | Behind the Meter |  | None | Sunrun Installation Services, Inc. | PSE&G | Eligible for TI Program | 2019-11-05 | 2019-11-07 | 2021-10-30 | REC Solar | REC290TP2 BLK | Solar Panels |  | 0.29 | 8 | 221 | 14 |  | Fixed | Roof
NJSTRE1545383235 | NJSRRE1543028130 | Transition Incentive Program | Clifton City | 7013 | 6 | 9.86 | Residential | Yes | Behind the Meter | Behind the Meter |  | None | Sunrun Installation Services, Inc. | PSE&G | Eligible for TI Program | 2019-11-05 | 2019-11-07 | 2021-10-30 | REC Solar | REC290TP2 BLK | Solar Panels |  | 0.29 | 5 | 222 | 27 |  | Fixed | Roof
NJSTRE1545383236 | NJSRRE1542679435 | Transition Incentive Program | Edison | 8817 | 11 | 8.51 | Residential | Yes | Behind the Meter | Net-metered residential rooftop and canopy |  | None | Suntuity Solar LLC | PSE&G | Accepted | 2019-10-26 | 2019-10-29 | 2021-10-30 | Enphase Energy | IQ7-60-2-US | Inverters | 240 |  | 27 |  |  | 0.97 |  | Outdoor | Behind the PV Modules
NJSTRE1545383236 | NJSRRE1542679435 | Transition Incentive Program | Edison | 8817 | 11 | 8.51 | Residential | Yes | Behind the Meter | Net-metered residential rooftop and canopy |  | None | Suntuity Solar LLC | PSE&G | Accepted | 2019-10-26 | 2019-10-29 | 2021-10-30 | Yingli Green Energy | YL315D-30b | Solar Panels |  | 0.315 | 27 | 118 | 25 |  | Fixed | Roof
NJSTRE1545383238 | NJSRRE1542429041 | Transition Incentive Program | Whiting | 8759 | 18 | 15.37 | Residential | Yes | Behind the Meter | Behind the Meter |  | None | Sunrun Installation Services, Inc. | JCP&L | Eligible for TI Program | 2019-09-23 | 2019-09-25 | 2021-10-30 | Ningbo Ginlong Technologies | Solis-1P10K-4G-US | Inverters | 10000 |  | 1 |  |  | 0.96 |  | Outdoor | Next To Meter
NJSTRE1545383238 | NJSRRE1542429041 | Transition Incentive Program | Whiting | 8759 | 18 | 15.37 | Residential | Yes | Behind the Meter | Behind the Meter |  | None | Sunrun Installation Services, Inc. | JCP&L | Eligible for TI Program | 2019-09-23 | 2019-09-25 | 2021-10-30 | Ningbo Ginlong Technologies | Solis-1P6K-4G-US | Inverters | 6000 |  | 1 |  |  | 0.96 |  | Outdoor | Next To Meter
NJSTRE1545383238 | NJSRRE1542429041 | Transition Incentive Program | Whiting | 8759 | 18 | 15.37 | Residential | Yes | Behind the Meter | Behind the Meter |  | None | Sunrun Installation Services, Inc. | JCP&L | Eligible for TI Program | 2019-09-23 | 2019-09-25 | 2021-10-30 | REC Solar | REC290TP2 BLK | Solar Panels |  | 0.29 | 18 | 231 | 34 |  | Fixed | Roof
NJSTRE1545383238 | NJSRRE1542429041 | Transition Incentive Program | Whiting | 8759 | 18 | 15.37 | Residential | Yes | Behind the Meter | Behind the Meter |  | None | Sunrun Installation Services, Inc. | JCP&L | Eligible for TI Program | 2019-09-23 | 2019-09-25 | 2021-10-30 | REC Solar | REC290TP2 BLK | Solar Panels |  | 0.29 | 9 | 51 | 34 |  | Fixed | Roof
NJSTRE1545383238 | NJSRRE1542429041 | Transition Incentive Program | Whiting | 8759 | 18 | 15.37 | Residential | Yes | Behind the Meter | Behind the Meter |  | None | Sunrun Installation Services, Inc. | JCP&L | Eligible for TI Program | 2019-09-23 | 2019-09-25 | 2021-10-30 | REC Solar | REC290TP2 BLK | Solar Panels |  | 0.29 | 11 | 142 | 45 |  | Fixed | Roof
NJSTRE1545383238 | NJSRRE1542429041 | Transition Incentive Program | Whiting | 8759 | 18 | 15.37 | Residential | Yes | Behind the Meter | Behind the Meter |  | None | Sunrun Installation Services, Inc. | JCP&L | Eligible for TI Program | 2019-09-23 | 2019-09-25 | 2021-10-30 | REC Solar | REC290TP2 BLK | Solar Panels |  | 0.29 | 15 | 231 | 34 |  | Fixed | Roof
NJSTRE1545383241 | NJSRRE1543315337 | Transition Incentive Program | Long Valley | 7853 | 3 | 8.41 | Residential | Yes | Behind the Meter | Behind the Meter |  | None | Sunrun Installation Services, Inc. | JCP&L | Eligible for TI Program | 2019-11-14 | 2019-11-19 | 2021-10-30 | LG Chem | RESU 10H SEG | Electric Storage Battery |  |  | 1 |  |  |  | Lithium Ion |  | outside
NJSTRE1545383241 | NJSRRE1543315337 | Transition Incentive Program | Long Valley | 7853 | 3 | 8.41 | Residential | Yes | Behind the Meter | Behind the Meter |  | None | Sunrun Installation Services, Inc. | JCP&L | Eligible for TI Program | 2019-11-14 | 2019-11-19 | 2021-10-30 | SolarEdge Technologies | SE7600A-USS2RGM | Inverters | 7600 |  | 1 |  |  | 0.96 |  | Outdoor | Next To Meter
NJSTRE1545383241 | NJSRRE1543315337 | Transition Incentive Program | Long Valley | 7853 | 3 | 8.41 | Residential | Yes | Behind the Meter | Behind the Meter |  | None | Sunrun Installation Services, Inc. | JCP&L | Eligible for TI Program | 2019-11-14 | 2019-11-19 | 2021-10-30 | REC Solar | REC290TP2 BLK | Solar Panels |  | 0.29 | 20 | 125 | 34 |  | Fixed | Roof
NJSTRE1545383241 | NJSRRE1543315337 | Transition Incentive Program | Long Valley | 7853 | 3 | 8.41 | Residential | Yes | Behind the Meter | Behind the Meter |  | None | Sunrun Installation Services, Inc. | JCP&L | Eligible for TI Program | 2019-11-14 | 2019-11-19 | 2021-10-30 | REC Solar | REC290TP2 BLK | Solar Panels |  | 0.29 | 9 | 305 | 34 |  | Fixed | Roof
NJSTRE1545383242 | NJSRRE1542909633 | Transition Incentive Program | Millville | 8332 | 20 | 12.4 | Residential | Yes | Behind the Meter | Behind the Meter |  | None | Orbit Energy & Power, LLC | AC Electric | Eligible for TI Program | 2019-11-04 | 2019-11-06 | 2021-10-30 | enphase | iq7 | Inverters | 240 |  | 40 |  |  | 0.986 |  | Outside | panel
NJSTRE1545383242 | NJSRRE1542909633 | Transition Incentive Program | Millville | 8332 | 20 | 12.4 | Residential | Yes | Behind the Meter | Behind the Meter |  | None | Orbit Energy & Power, LLC | AC Electric | Eligible for TI Program | 2019-11-04 | 2019-11-06 | 2021-10-30 | trina | tsm 310 | Solar Panels |  | 0.31 | 40 | 177 | 28 |  | Fixed | Roof
NJSTRE1545383244 | NJSRRE1542463997 | Transition Incentive Program | Bergenfield | 7621 | 7 | 6.3 | Residential | Yes | Behind the Meter | Net-metered residential rooftop and canopy |  | None | Vivint Solar Developer, LLC | PSE&G | Accepted | 2019-10-01 | 2019-10-02 | 2021-10-30 | Solar Edge | SE7600H-US000BNC4 | Inverters | 7600 |  | 1 |  |  | 0.992 |  | Outdoor | Near the Utility Meter
NJSTRE1545383244 | NJSRRE1542463997 | Transition Incentive Program | Bergenfield | 7621 | 7 | 6.3 | Residential | Yes | Behind the Meter | Net-metered residential rooftop and canopy |  | None | Vivint Solar Developer, LLC | PSE&G | Accepted | 2019-10-01 | 2019-10-02 | 2021-10-30 | Hanwha | Q.PEAK BLK-G5 315w | Solar Panels |  | 0.315 | 6 | 88 | 23 |  | Fixed | Roof
NJSTRE1545383244 | NJSRRE1542463997 | Transition Incentive Program | Bergenfield | 7621 | 7 | 6.3 | Residential | Yes | Behind the Meter | Net-metered residential rooftop and canopy |  | None | Vivint Solar Developer, LLC | PSE&G | Accepted | 2019-10-01 | 2019-10-02 | 2021-10-30 | Hanwha | Q.PEAK BLK-G5 315w | Solar Panels |  | 0.315 | 10 | 268 | 23 |  | Fixed | Roof
NJSTRE1545383244 | NJSRRE1542463997 | Transition Incentive Program | Bergenfield | 7621 | 7 | 6.3 | Residential | Yes | Behind the Meter | Net-metered residential rooftop and canopy |  | None | Vivint Solar Developer, LLC | PSE&G | Accepted | 2019-10-01 | 2019-10-02 | 2021-10-30 | Hanwha | Q.PEAK BLK-G5 315w | Solar Panels |  | 0.315 | 4 | 178 | 23 |  | Fixed | Roof
NJSTRE1545383245 | NJSRRE1542443604 | Transition Incentive Program | Pennington | 8534 | 12 | 18.9 | Residential | Yes | Behind the Meter | Net-metered residential rooftop and canopy |  | None | Vivint Solar Developer, LLC | PSE&G | Accepted | 2019-09-26 | 2019-09-30 | 2021-10-30 | Solar Edge | SE7600H-US000BNC4 | Inverters | 7600 |  | 2 |  |  | 0.992 |  | Outdoor | Near the Utility Meter
NJSTRE1545383245 | NJSRRE1542443604 | Transition Incentive Program | Pennington | 8534 | 12 | 18.9 | Residential | Yes | Behind the Meter | Net-metered residential rooftop and canopy |  | None | Vivint Solar Developer, LLC | PSE&G | Accepted | 2019-09-26 | 2019-09-30 | 2021-10-30 | Hanwha | Q.PEAK DUO BLK-G5 315w | Solar Panels |  | 0.315 | 60 | 157 | 33 |  | Fixed | Roof
NJSTRE1545383246 | NJSRRE1542576144 | Transition Incentive Program | PRINCETON TWP | 8540 | 12 | 8.19 | Residential | No | Behind the Meter | Behind the Meter |  | None | Tesla Energy Operations | PSE&G | Eligible for TI Program | 2019-10-22 | 2019-10-24 | 2021-10-30 | SOLAREDGE | SE7600A-US002SNC2 | Inverters | 7600 |  | 1 |  |  | 0.975 |  | Outside | outside
NJSTRE1545383246 | NJSRRE1542576144 | Transition Incentive Program | PRINCETON TWP | 8540 | 12 | 8.19 | Residential | No | Behind the Meter | Behind the Meter |  | None | Tesla Energy Operations | PSE&G | Eligible for TI Program | 2019-10-22 | 2019-10-24 | 2021-10-30 | Hanwha Q-Cells | Q.Peak DUO BLK-G5/SC315 | Solar Panels |  | 0.315 | 10 | 239 | 34 |  | Fixed | Roof | outside
NJSTRE1545383246 | NJSRRE1542576144 | Transition Incentive Program | PRINCETON TWP | 8540 | 12 | 8.19 | Residential | No | Behind the Meter | Behind the Meter |  | None | Tesla Energy Operations | PSE&G | Eligible for TI Program | 2019-10-22 | 2019-10-24 | 2021-10-30 | Hanwha Q-Cells # | Q.Peak DUO BLK-G5/SC315 | Solar Panels |  | 0.315 | 9 | 239 | 34 |  | Fixed | Roof | OUTSIDE
NJSTRE1545383246 | NJSRRE1542576144 | Transition Incentive Program | PRINCETON TWP | 8540 | 12 | 8.19 | Residential | No | Behind the Meter | Behind the Meter |  | None | Tesla Energy Operations | PSE&G | Eligible for TI Program | 2019-10-22 | 2019-10-24 | 2021-10-30 | Hanwha Q-Cells | Q.Peak DUO BLK-G5/SC315 | Solar Panels |  | 0.315 | 7 | 149 | 45 |  | Fixed | Roof | OUTSIDE
NJSTRE1545383248 | NJSRRE1542554454 | Transition Incentive Program | Parsippany | 7054 | 3 | 6.67 | Residential | Yes | Behind the Meter | Behind the Meter |  | None | Sunrun Installation Services, Inc. | JCP&L | Eligible for TI Program | 2019-10-17 | 2019-10-21 | 2021-10-30 | Delta Electronics | M6-TL-US | Inverters | 6000 |  | 1 |  |  | 0.99 |  | Outside | Next to meter
NJSTRE1545383248 | NJSRRE1542554454 | Transition Incentive Program | Parsippany | 7054 | 3 | 6.67 | Residential | Yes | Behind the Meter | Behind the Meter |  | None | Sunrun Installation Services, Inc. | JCP&L | Eligible for TI Program | 2019-10-17 | 2019-10-21 | 2021-10-30 | REC Solar | REC290TP2 BLK | Solar Panels |  | 0.29 | 23 | 6 | 20 |  | Fixed | Roof
NJSTRE1545383249 | NJSRRE1542528443 | Transition Incentive Program | NORTHFIELD | 8225 | 19 | 2.52 | Residential | Yes | Behind the Meter | Net-metered residential rooftop and canopy |  | None | Vivint Solar Developer, LLC | AC Electric | Accepted | 2019-10-11 | 2019-10-15 | 2021-10-30 | solar edge | SE3800H-US | Inverters | 3800 |  | 1 |  |  | 0.992 |  | Outdoor | near utility meter
NJSTRE1545383249 | NJSRRE1542528443 | Transition Incentive Program | NORTHFIELD | 8225 | 19 | 2.52 | Residential | Yes | Behind the Meter | Net-metered residential rooftop and canopy |  | None | Vivint Solar Developer, LLC | AC Electric | Accepted | 2019-10-11 | 2019-10-15 | 2021-10-30 | HANWHA SOLAR | Q.PEAK BLK-G5 315 | Solar Panels |  | 0.315 | 2 | 354 | 19 |  | Fixed | Roof
NJSTRE1545383249 | NJSRRE1542528443 | Transition Incentive Program | NORTHFIELD | 8225 | 19 | 2.52 | Residential | Yes | Behind the Meter | Net-metered residential rooftop and canopy |  | None | Vivint Solar Developer, LLC | AC Electric | Accepted | 2019-10-11 | 2019-10-15 | 2021-10-30 | HANWHA SOLAR | Q.PEAK BLK-G5 315 | Solar Panels |  | 0.315 | 6 | 354 | 19 |  | Fixed | Roof
NJSTRE1545383250 | NJSRRE1542515537 | Transition Incentive Program | Haledon | 7508 | 6 | 6.41 | Residential | Yes | Behind the Meter | Behind the Meter |  | None | Whitman Construction, LLC | PSE&G | Eligible for TI Program | 2019-10-15 | 2019-10-15 | 2021-10-30 | Enphase Energy | IQ7-60-2-US | Inverters | 0.24 |  | 21 |  |  | 0.976 |  | Outside | roof
NJSTRE1545383250 | NJSRRE1542515537 | Transition Incentive Program | Haledon | 7508 | 6 | 6.41 | Residential | Yes | Behind the Meter | Behind the Meter |  | None | Whitman Construction, LLC | PSE&G | Eligible for TI Program | 2019-10-15 | 2019-10-15 | 2021-10-30 | Trina Solar | TSM-305DD05A | Solar Panels |  | 0.305 | 18 | 230 | 32 |  | Fixed | Roof
NJSTRE1545383250 | NJSRRE1542515537 | Transition Incentive Program | Haledon | 7508 | 6 | 6.41 | Residential | Yes | Behind the Meter | Behind the Meter |  | None | Whitman Construction, LLC | PSE&G | Eligible for TI Program | 2019-10-15 | 2019-10-15 | 2021-10-30 | Trina Solar | TSM-305DD05A | Solar Panels |  | 0.305 | 3 | 139 | 20 |  | Fixed | Roof
NJSTRE1545383252 | NJSRRE1542498616 | Transition Incentive Program | Mount Laurel | 8054 | 13 | 13.55 | Residential | Yes | Behind the Meter | Net-metered residential rooftop and canopy |  | None | Vivint Solar Developer, LLC | PSE&G | Accepted | 2019-10-03 | 2019-10-04 | 2021-10-30 | SOLAREDGE | SE10000H-US000BNC4 | Inverters | 10000 |  | 1 |  |  | 0.992 |  | Outdoor | Near The Utility Meter
NJSTRE1545383252 | NJSRRE1542498616 | Transition Incentive Program | Mount Laurel | 8054 | 13 | 13.55 | Residential | Yes | Behind the Meter | Net-metered residential rooftop and canopy |  | None | Vivint Solar Developer, LLC | PSE&G | Accepted | 2019-10-03 | 2019-10-04 | 2021-10-30 | Hanwha Solar | Q.PEAK BLK-G5 315 | Solar Panels |  | 0.315 | 18 | 158 | 22 |  | Fixed | Roof
NJSTRE1545383252 | NJSRRE1542498616 | Transition Incentive Program | Mount Laurel | 8054 | 13 | 13.55 | Residential | Yes | Behind the Meter | Net-metered residential rooftop and canopy |  | None | Vivint Solar Developer, LLC | PSE&G | Accepted | 2019-10-03 | 2019-10-04 | 2021-10-30 | Hanwha Solar | Q.PEAK BLK-G5 315 | Solar Panels |  | 0.315 | 18 | 158 | 23 |  | Fixed | Roof
NJSTRE1545383252 | NJSRRE1542498616 | Transition Incentive Program | Mount Laurel | 8054 | 13 | 13.55 | Residential | Yes | Behind the Meter | Net-metered residential rooftop and canopy |  | None | Vivint Solar Developer, LLC | PSE&G | Accepted | 2019-10-03 | 2019-10-04 | 2021-10-30 | Hanwha Solar | Q.PEAK BLK-G5 315 | Solar Panels |  | 0.315 | 7 | 158 | 20 |  | Fixed | Roof
NJSTRE1545383253 | NJSRRE1542579410 | Transition Incentive Program | Maple Shade TWP | 8052 | 13 | 5.7 | Residential | No | Behind the Meter | Net-metered residential rooftop and canopy |  | None | Solar States LLC | PSE&G | Accepted | 2019-10-23 | 2019-10-25 | 2021-10-30 | Enphase | Enphase IQ7PLUS-72-2-US | Inverters | 4.93 |  | 17 |  |  | 0.98 |  | Indoor | Garage
NJSTRE1545383253 | NJSRRE1542579410 | Transition Incentive Program | Maple Shade TWP | 8052 | 13 | 5.7 | Residential | No | Behind the Meter | Net-metered residential rooftop and canopy |  | None | Solar States LLC | PSE&G | Accepted | 2019-10-23 | 2019-10-25 | 2021-10-30 | LG | LG335N1C-V% | Solar Panels |  | 0.335 | 17 | 128 | 17 |  | Fixed | Roof
NJSTRE1545383256 | NJSRRE1542548498 | Transition Incentive Program | Newark | 7106 | 9 | 7.56 | Residential | Yes | Behind the Meter | Net-metered residential rooftop and canopy |  | None | Vivint Solar Developer, LLC | PSE&G | Accepted | 2019-10-16 | 2019-10-18 | 2021-10-30 | Solar Edge | SE7600H-US000BNC4 | Inverters | 7600 |  | 1 |  |  | 0.992 |  | Outdoor | Near the Utility Meter
NJSTRE1545383256 | NJSRRE1542548498 | Transition Incentive Program | Newark | 7106 | 9 | 7.56 | Residential | Yes | Behind the Meter | Net-metered residential rooftop and canopy |  | None | Vivint Solar Developer, LLC | PSE&G | Accepted | 2019-10-16 | 2019-10-18 | 2021-10-30 | Hanwha | Q.PEAK BLK-G5 315 | Solar Panels |  | 0.315 | 7 | 281 | 24 |  | Fixed | Roof
NJSTRE1545383256 | NJSRRE1542548498 | Transition Incentive Program | Newark | 7106 | 9 | 7.56 | Residential | Yes | Behind the Meter | Net-metered residential rooftop and canopy |  | None | Vivint Solar Developer, LLC | PSE&G | Accepted | 2019-10-16 | 2019-10-18 | 2021-10-30 | Hanwha | Q.PEAK BLK-G5 315 | Solar Panels |  | 0.315 | 17 | 101 | 24 |  | Fixed | Roof
NJSTRE1545383257 | NJSRRE1543067625 | Transition Incentive Program | Union | 7083 | 10 | 7.04 | Residential | Yes | Behind the Meter | Behind the Meter |  | None | Skyline Solar, LLC | PSE&G | Eligible for TI Program | 2019-11-12 | 2019-11-14 | 2021-10-30 | SolarEdge | SE5000H-US | Inverters | 5000 |  | 1 |  |  | 0.99 |  | Outside | within ten feet of meter
NJSTRE1545383257 | NJSRRE1543067625 | Transition Incentive Program | Union | 7083 | 10 | 7.04 | Residential | Yes | Behind the Meter | Behind the Meter |  | None | Skyline Solar, LLC | PSE&G | Eligible for TI Program | 2019-11-12 | 2019-11-14 | 2021-10-30 | Hanwha Q-Cells | Q.PEAK DUO-G5 320 | Solar Panels |  | 0.32 | 22 | 81 | 27 |  | Fixed | Roof
NJSTRE1545383258 | NJSRRE1542444932 | Transition Incentive Program | Elmwood Park | 7407 | 7 | 12.47 | Residential | Yes | Behind the Meter | Behind the Meter |  | None | Sunrun Installation Services, Inc. | PSE&G | Eligible for TI Program | 2019-09-26 | 2019-09-30 | 2021-10-30 | Ningbo Ginlong Technologies | Solis-1P10K-4G-US | Inverters | 10000 |  | 1 |  |  | 0.96 |  | Outdoor | Next To Meter
NJSTRE1545383258 | NJSRRE1542444932 | Transition Incentive Program | Elmwood Park | 7407 | 7 | 12.47 | Residential | Yes | Behind the Meter | Behind the Meter |  | None | Sunrun Installation Services, Inc. | PSE&G | Eligible for TI Program | 2019-09-26 | 2019-09-30 | 2021-10-30 | REC Solar | REC290TP2 BLK | Solar Panels |  | 0.29 | 22 | 340 | 34 |  | Fixed | Roof
NJSTRE1545383258 | NJSRRE1542444932 | Transition Incentive Program | Elmwood Park | 7407 | 7 | 12.47 | Residential | Yes | Behind the Meter | Behind the Meter |  | None | Sunrun Installation Services, Inc. | PSE&G | Eligible for TI Program | 2019-09-26 | 2019-09-30 | 2021-10-30 | REC Solar | REC290TP2 BLK | Solar Panels |  | 0.29 | 21 | 160 | 34 |  | Fixed | Roof
NJSTRE1545383259 | NJSRRE1542486849 | Transition Incentive Program | Montgomery | 8502 | 5 | 9.43 | Residential | No | Behind the Meter | Behind the Meter |  | None | Maier Solar Engineering dba Solar Me | PSE&G | Eligible for TI Program | 2019-10-02 | 2019-10-04 | 2021-10-30 | Solar Edge | SE10000H-US | Inverters | 10000 |  | 1 |  |  | 0.97 |  | Outdoor | Next to meter
NJSTRE1545383259 | NJSRRE1542486849 | Transition Incentive Program | Montgomery | 8502 | 5 | 9.43 | Residential | No | Behind the Meter | Behind the Meter |  | None | Maier Solar Engineering dba Solar Me | PSE&G | Eligible for TI Program | 2019-10-02 | 2019-10-04 | 2021-10-30 | Panasonic | VBHN325KA03 | Solar Panels |  | 0.325 | 29 | 151 | 35 |  | Fixed | Roof
NJSTRE1545383260 | NJSRRE1542548364 | Transition Incentive Program | Middlesex | 8846 | 11 | 9.92 | Residential | No | Behind the Meter | Behind the Meter |  | None | Power Home Remodeling Group | PSE&G | Eligible for TI Program | 2019-10-16 | 2019-10-18 | 2021-10-30 | Solar Edge | Revenue Grade Data Ansi C12.20 | Meters |  |  | 1 |  |  |  | Yes | Outdoor
NJSTRE1545383260 | NJSRRE1542548364 | Transition Incentive Program | Middlesex | 8846 | 11 | 9.92 | Residential | No | Behind the Meter | Behind the Meter |  | None | Power Home Remodeling Group | PSE&G | Eligible for TI Program | 2019-10-16 | 2019-10-18 | 2021-10-30 | Solar Edge | SE7600H-US | Inverters | 7600 |  | 1 |  |  | 0.99 |  | Outdoor | Near meter
NJSTRE1545383260 | NJSRRE1542548364 | Transition Incentive Program | Middlesex | 8846 | 11 | 9.92 | Residential | No | Behind the Meter | Behind the Meter |  | None | Power Home Remodeling Group | PSE&G | Eligible for TI Program | 2019-10-16 | 2019-10-18 | 2021-10-30 | Mission | Mission 310w MSE310SQ8T | Solar Panels |  | 0.31 | 12 | 160 | 31 |  | Fixed | Roof
NJSTRE1545383260 | NJSRRE1542548364 | Transition Incentive Program | Middlesex | 8846 | 11 | 9.92 | Residential | No | Behind the Meter | Behind the Meter |  | None | Power Home Remodeling Group | PSE&G | Eligible for TI Program | 2019-10-16 | 2019-10-18 | 2021-10-30 | Mission | Mission 310w MSE310SQ8T | Solar Panels |  | 0.31 | 14 | 160 | 17 |  | Fixed | Roof
NJSTRE1545383260 | NJSRRE1542548364 | Transition Incentive Program | Middlesex | 8846 | 11 | 9.92 | Residential | No | Behind the Meter | Behind the Meter |  | None | Power Home Remodeling Group | PSE&G | Eligible for TI Program | 2019-10-16 | 2019-10-18 | 2021-10-30 | Mission | Mission 310w MSE310SQ8T | Solar Panels |  | 0.31 | 6 | 160 | 24 |  | Fixed | Roof
NJSTRE1545383262 | NJSRRE1542684969 | Transition Incentive Program | Jersey City | 7305 | 8 | 3.3 | Residential | No | Behind the Meter | Behind the Meter |  | PSEG | EMT Renewables | PSE&G | Eligible for TI Program | 2019-10-28 | 2019-10-30 | 2021-10-30 | SolarEdge | SE3000H-US | Inverters | 3000 |  | 1 |  |  | 0.95 |  | Other | next to meter
NJSTRE1545383262 | NJSRRE1542684969 | Transition Incentive Program | Jersey City | 7305 | 8 | 3.3 | Residential | No | Behind the Meter | Behind the Meter |  | PSEG | EMT Renewables | PSE&G | Eligible for TI Program | 2019-10-28 | 2019-10-30 | 2021-10-30 | Trina | TSM-300-BLK | Solar Panels |  | 0.3 | 11 | 122 | 40 |  | Fixed | Roof
NJSTRE1545383263 | NJSRRE1542850554 | Transition Incentive Program | Franklin Lakes | 7417 | 7 | 20.46 | Residential | No | Behind the Meter | Behind the Meter |  | None | Sunrun Installation Services, Inc. | Orange Rockland Electric | Eligible for TI Program | 2019-10-31 | 2019-11-04 | 2021-10-30 | SolarEdge Technologies | SE6000H-USRGM | Inverters | 6000 |  | 1 |  |  | 0.96 |  | Outdoor | Next To Meter
NJSTRE1545383263 | NJSRRE1542850554 | Transition Incentive Program | Franklin Lakes | 7417 | 7 | 20.46 | Residential | No | Behind the Meter | Behind the Meter |  | None | Sunrun Installation Services, Inc. | Orange Rockland Electric | Eligible for TI Program | 2019-10-31 | 2019-11-04 | 2021-10-30 | LG Electronics | LG330N1C-A5 | Solar Panels |  | 0.33 | 39 | 139 | 27 |  | Fixed | Roof
NJSTRE1545383263 | NJSRRE1542850554 | Transition Incentive Program | Franklin Lakes | 7417 | 7 | 20.46 | Residential | No | Behind the Meter | Behind the Meter |  | None | Sunrun Installation Services, Inc. | Orange Rockland Electric | Eligible for TI Program | 2019-10-31 | 2019-11-04 | 2021-10-30 | LG Electronics | LG330N1C-A5 | Solar Panels |  | 0.33 | 23 | 139 | 27 |  | Fixed | Roof
NJSTRE1545383268 | NJSRRE1542884237 | Transition Incentive Program | MILLVILLE | 8332 | 20 | 5.99 | Residential | Yes | Behind the Meter | Net-metered residential rooftop and canopy |  | None | Vivint Solar Developer, LLC | AC Electric | Accepted | 2019-11-01 | 2019-11-05 | 2021-10-30 | solar edge | SE7600H-US | Inverters | 7600 |  | 1 |  |  | 0.992 |  | Outdoor | near utility meter
NJSTRE1545383268 | NJSRRE1542884237 | Transition Incentive Program | MILLVILLE | 8332 | 20 | 5.99 | Residential | Yes | Behind the Meter | Net-metered residential rooftop and canopy |  | None | Vivint Solar Developer, LLC | AC Electric | Accepted | 2019-11-01 | 2019-11-05 | 2021-10-30 | HANWHA SOLAR | Q.PEAK BLK-G5 315 | Solar Panels |  | 0.315 | 19 | 329 | 39 |  | Fixed | Roof
NJSTRE1545383269 | NJSRRE1542543706 | Transition Incentive Program | Edison | 8817 | 11 | 4.73 | Residential | Yes | Behind the Meter | Net-metered residential rooftop and canopy |  | None | Suntuity Solar LLC | PSE&G | Accepted | 2019-10-15 | 2019-10-17 | 2021-10-30 | Enphase Energy | IQ7-60-2-US | Inverters | 240 |  | 15 |  |  | 0.97 |  | Outdoor | Behind the PV Modules
NJSTRE1545383269 | NJSRRE1542543706 | Transition Incentive Program | Edison | 8817 | 11 | 4.73 | Residential | Yes | Behind the Meter | Net-metered residential rooftop and canopy |  | None | Suntuity Solar LLC | PSE&G | Accepted | 2019-10-15 | 2019-10-17 | 2021-10-30 | Yingli Green Energy | YL315D-30b | Solar Panels |  | 0.315 | 15 | 226 | 22 |  | Fixed | Roof
NJSTRE1545383270 | NJSRRE1542832930 | Transition Incentive Program | Lakewood | 8701 | 18 | 12.09 | Residential | No | Behind the Meter | Net-metered residential rooftop and canopy |  | None | Powerlutions | JCP&L | Accepted | 2019-10-30 | 2019-11-01 | 2021-10-30 | Solar Edge | SE10000H-US | Inverters | 10 |  | 1 |  |  | 0.99 |  | Outdoor | Near Meter
NJSTRE1545383270 | NJSRRE1542832930 | Transition Incentive Program | Lakewood | 8701 | 18 | 12.09 | Residential | No | Behind the Meter | Net-metered residential rooftop and canopy |  | None | Powerlutions | JCP&L | Accepted | 2019-10-30 | 2019-11-01 | 2021-10-30 | Axitec | AC-310P/156-72S | Solar Panels |  | 0.31 | 39 | 187 | 31 |  | Fixed | Roof
NJSTRE1545383271 | NJSRRE1542511139 | Transition Incentive Program | Glen Rock | 7452 | 7 | 16.58 | Residential | No | Behind the Meter | Behind the Meter |  | None | Green Power Energy | PSE&G | Eligible for TI Program | 2019-10-07 | 2019-10-09 | 2021-10-30 | Solar Edge | SE7600H-US | Inverters | 7600 |  | 2 |  |  | 0.97 |  | Outside | next to meter
NJSTRE1545383271 | NJSRRE1542511139 | Transition Incentive Program | Glen Rock | 7452 | 7 | 16.58 | Residential | No | Behind the Meter | Behind the Meter |  | None | Green Power Energy | PSE&G | Eligible for TI Program | 2019-10-07 | 2019-10-09 | 2021-10-30 | Hanwha | Q.PEAK DUO-G5 325 | Solar Panels |  | 0.325 | 22 | 256 | 27 |  | Fixed | Roof
NJSTRE1545383271 | NJSRRE1542511139 | Transition Incentive Program | Glen Rock | 7452 | 7 | 16.58 | Residential | No | Behind the Meter | Behind the Meter |  | None | Green Power Energy | PSE&G | Eligible for TI Program | 2019-10-07 | 2019-10-09 | 2021-10-30 | Hanwha | Q.PEAK DUO-G5 325 | Solar Panels |  | 0.325 | 29 | 77 | 27 |  | Fixed | Roof
NJSTRE1545383273 | NJSRRE1542812889 | Transition Incentive Program | Manalapan | 7726 | 17 | 7.25 | Residential | Yes | Behind the Meter | Behind the Meter |  | None | Sunrun Installation Services, Inc. | JCP&L | Eligible for TI Program | 2019-10-30 | 2019-11-01 | 2021-10-30 | Delta Electronics | M6-TL-US | Inverters | 5760 |  | 1 |  |  | 0.96 |  | Outdoor | Next To Meter
NJSTRE1545383273 | NJSRRE1542812889 | Transition Incentive Program | Manalapan | 7726 | 17 | 7.25 | Residential | Yes | Behind the Meter | Behind the Meter |  | None | Sunrun Installation Services, Inc. | JCP&L | Eligible for TI Program | 2019-10-30 | 2019-11-01 | 2021-10-30 | REC Solar | REC290TP2 BLK | Solar Panels |  | 0.29 | 25 | 134 | 45 |  | Fixed | Roof
NJSTRE1545383275 | NJSRRE1542538839 | Transition Incentive Program | Edison | 8837 | 11 | 14.49 | Residential | Yes | Behind the Meter | Net-metered residential rooftop and canopy |  | None | Suntuity Solar LLC | PSE&G | Accepted | 2019-10-12 | 2019-10-16 | 2021-10-30 | Enphase Energy | IQ7-60-2-US | Inverters | 240 |  | 46 |  |  | 0.97 |  | Outdoor | Behind the PV Modules
NJSTRE1545383275 | NJSRRE1542538839 | Transition Incentive Program | Edison | 8837 | 11 | 14.49 | Residential | Yes | Behind the Meter | Net-metered residential rooftop and canopy |  | None | Suntuity Solar LLC | PSE&G | Accepted | 2019-10-12 | 2019-10-16 | 2021-10-30 | Longi | LR6-60HPB-315M | Solar Panels |  | 0.315 | 17 | 14 | 36 |  | Fixed | Roof
NJSTRE1545383275 | NJSRRE1542538839 | Transition Incentive Program | Edison | 8837 | 11 | 14.49 | Residential | Yes | Behind the Meter | Net-metered residential rooftop and canopy |  | None | Suntuity Solar LLC | PSE&G | Accepted | 2019-10-12 | 2019-10-16 | 2021-10-30 | Longi | LR6-60HPB-315M | Solar Panels |  | 0.315 | 4 | 193 | 21 |  | Fixed | Roof
NJSTRE1545383275 | NJSRRE1542538839 | Transition Incentive Program | Edison | 8837 | 11 | 14.49 | Residential | Yes | Behind the Meter | Net-metered residential rooftop and canopy |  | None | Suntuity Solar LLC | PSE&G | Accepted | 2019-10-12 | 2019-10-16 | 2021-10-30 | Longi | LR6-60HPB-315M | Solar Panels |  | 0.315 | 25 | 193 | 41 |  | Fixed | Roof
NJSTRE1545383276 | NJSRRE1543315720 | Transition Incentive Program | Sayerville | 8872 | 11 | 11.78 | Residential | Yes | Behind the Meter | Net-metered residential rooftop and canopy |  | None | Solar Energy World | JCP&L | Accepted | 2019-11-14 | 2019-11-19 | 2021-10-30 | Solar Edge | SE6000H-USRGM | Inverters | 6000 |  | 1 |  |  | 0.983 |  | Outdoor | near meter
NJSTRE1545383276 | NJSRRE1543315720 | Transition Incentive Program | Sayerville | 8872 | 11 | 11.78 | Residential | Yes | Behind the Meter | Net-metered residential rooftop and canopy |  | None | Solar Energy World | JCP&L | Accepted | 2019-11-14 | 2019-11-19 | 2021-10-30 | LONGi Green Energy Technology | LR6-60PE-310M | Solar Panels |  | 0.31 | 38 | 256 | 18 |  | Fixed | Roof
NJSTRE1545383277 | NJSRRE1542575989 | Transition Incentive Program | Logan Township | 8014 | 15 | 15.19 | Residential | Yes | Behind the Meter | Behind the Meter |  | None | Orbit Energy & Power, LLC | AC Electric | Eligible for TI Program | 2019-10-22 | 2019-10-24 | 2021-10-30 | enphase | iq7 | Inverters | 240 |  | 49 |  |  | 0.986 |  | Outside | panel
NJSTRE1545383277 | NJSRRE1542575989 | Transition Incentive Program | Logan Township | 8014 | 15 | 15.19 | Residential | Yes | Behind the Meter | Behind the Meter |  | None | Orbit Energy & Power, LLC | AC Electric | Eligible for TI Program | 2019-10-22 | 2019-10-24 | 2021-10-30 | trina | tsm 310 | Solar Panels |  | 0.31 | 9 | 265 | 20 |  | Fixed | Roof
NJSTRE1545383277 | NJSRRE1542575989 | Transition Incentive Program | Logan Township | 8014 | 15 | 15.19 | Residential | Yes | Behind the Meter | Behind the Meter |  | None | Orbit Energy & Power, LLC | AC Electric | Eligible for TI Program | 2019-10-22 | 2019-10-24 | 2021-10-30 | trina | tsm 310 | Solar Panels |  | 0.31 | 40 | 85 | 20 |  | Fixed | Roof
NJSTRE1545383278 | NJSRRE1542527780 | Transition Incentive Program | Woodbridge Township | 7067 | 10 | 12.92 | Residential | No | Behind the Meter | Net-metered residential rooftop and canopy |  | None | Suntuity Solar LLC | PSE&G | Accepted | 2019-10-11 | 2019-10-15 | 2021-10-30 | Enphase Energy | IQ7-60-2-US | Inverters | 240 |  | 41 |  |  | 0.97 |  | Outdoor | Behind the PV Modules
NJSTRE1545383278 | NJSRRE1542527780 | Transition Incentive Program | Woodbridge Township | 7067 | 10 | 12.92 | Residential | No | Behind the Meter | Net-metered residential rooftop and canopy |  | None | Suntuity Solar LLC | PSE&G | Accepted | 2019-10-11 | 2019-10-15 | 2021-10-30 | Yingli Green Energy | YL315D-30b | Solar Panels |  | 0.315 | 35 | 96 | 27 |  | Fixed | Roof
NJSTRE1545383278 | NJSRRE1542527780 | Transition Incentive Program | Woodbridge Township | 7067 | 10 | 12.92 | Residential | No | Behind the Meter | Net-metered residential rooftop and canopy |  | None | Suntuity Solar LLC | PSE&G | Accepted | 2019-10-11 | 2019-10-15 | 2021-10-30 | Yingli Green Energy | YL315D-30b | Solar Panels |  | 0.315 | 6 | 186 | 27 |  | Fixed | Roof
NJSTRE1545383279 | NJSRRE1542461007 | Transition Incentive Program | Lake Hiawatha | 7034 | 3 | 3.19 | Residential | No | Behind the Meter | Behind the Meter |  | None | Sunrun Installation Services, Inc. | JCP&L | Eligible for TI Program | 2019-09-30 | 2019-10-02 | 2021-10-30 | SolarEdge Technologies | SE3000H-USRGM | Inverters | 3000 |  | 1 |  |  | 0.96 |  | Outdoor | Next To Meter
NJSTRE1545383279 | NJSRRE1542461007 | Transition Incentive Program | Lake Hiawatha | 7034 | 3 | 3.19 | Residential | No | Behind the Meter | Behind the Meter |  | None | Sunrun Installation Services, Inc. | JCP&L | Eligible for TI Program | 2019-09-30 | 2019-10-02 | 2021-10-30 | REC Solar | REC290TP2 BLK | Solar Panels |  | 0.29 | 3 | 183 | 18 |  | Fixed | Roof
NJSTRE1545383279 | NJSRRE1542461007 | Transition Incentive Program | Lake Hiawatha | 7034 | 3 | 3.19 | Residential | No | Behind the Meter | Behind the Meter |  | None | Sunrun Installation Services, Inc. | JCP&L | Eligible for TI Program | 2019-09-30 | 2019-10-02 | 2021-10-30 | REC Solar | REC290TP2 BLK | Solar Panels |  | 0.29 | 3 | 184 | 46 |  | Fixed | Roof
NJSTRE1545383279 | NJSRRE1542461007 | Transition Incentive Program | Lake Hiawatha | 7034 | 3 | 3.19 | Residential | No | Behind the Meter | Behind the Meter |  | None | Sunrun Installation Services, Inc. | JCP&L | Eligible for TI Program | 2019-09-30 | 2019-10-02 | 2021-10-30 | REC Solar | REC290TP2 BLK | Solar Panels |  | 0.29 | 5 | 94 | 18 |  | Fixed | Roof
NJSTRE1545383283 | NJSRRE1543418151 | Transition Incentive Program | Ventnor City | 8406 | 19 | 3.77 | Residential | Yes | Behind the Meter | Behind the Meter |  | None | Sunrun Installation Services, Inc. | AC Electric | Eligible for TI Program | 2019-11-18 | 2019-11-21 | 2021-10-30 | Delta Electronics | M4-TL-US | Inverters | 3840 |  | 1 |  |  | 0.96 |  | Outdoor | Next To Meter
NJSTRE1545383283 | NJSRRE1543418151 | Transition Incentive Program | Ventnor City | 8406 | 19 | 3.77 | Residential | Yes | Behind the Meter | Behind the Meter |  | None | Sunrun Installation Services, Inc. | AC Electric | Eligible for TI Program | 2019-11-18 | 2019-11-21 | 2021-10-30 | REC Solar | REC290TP2 BLK | Solar Panels |  | 0.29 | 13 | 148 | 34 |  | Fixed | Roof
NJSTRE1545383286 | NJSRRE1542505543 | Transition Incentive Program | Medford Twp | 8055 | 13 | 8.18 | Residential | Yes | Behind the Meter | Net-metered residential rooftop and canopy |  | None | SunnyMac LLC | PSE&G | Accepted | 2019-10-04 | 2019-10-08 | 2021-10-30 | Enphase | IQ7XS-96-ACM-US | Inverters | 0.315 |  | 25 |  |  | 0.99 |  | Outdoor | roof
NJSTRE1545383286 | NJSRRE1542505543 | Transition Incentive Program | Medford Twp | 8055 | 13 | 8.18 | Residential | Yes | Behind the Meter | Net-metered residential rooftop and canopy |  | None | SunnyMac LLC | PSE&G | Accepted | 2019-10-04 | 2019-10-08 | 2021-10-30 | SunPower | SPR-E20-327 | Solar Panels |  | 0.327 | 2 | 118 | 29 |  | Fixed | Roof
NJSTRE1545383286 | NJSRRE1542505543 | Transition Incentive Program | Medford Twp | 8055 | 13 | 8.18 | Residential | Yes | Behind the Meter | Net-metered residential rooftop and canopy |  | None | SunnyMac LLC | PSE&G | Accepted | 2019-10-04 | 2019-10-08 | 2021-10-30 | SunPower | SPR-E20-327 | Solar Panels |  | 0.327 | 8 | 28 | 14 |  | Fixed | Roof
NJSTRE1545383286 | NJSRRE1542505543 | Transition Incentive Program | Medford Twp | 8055 | 13 | 8.18 | Residential | Yes | Behind the Meter | Net-metered residential rooftop and canopy |  | None | SunnyMac LLC | PSE&G | Accepted | 2019-10-04 | 2019-10-08 | 2021-10-30 | SunPower | SPR-E20-327 | Solar Panels |  | 0.327 | 4 | 28 | 27 |  | Fixed | Roof
NJSTRE1545383286 | NJSRRE1542505543 | Transition Incentive Program | Medford Twp | 8055 | 13 | 8.18 | Residential | Yes | Behind the Meter | Net-metered residential rooftop and canopy |  | None | SunnyMac LLC | PSE&G | Accepted | 2019-10-04 | 2019-10-08 | 2021-10-30 | SunPower | SPR-E20-327 | Solar Panels |  | 0.327 | 11 | 208 | 27 |  | Fixed | Roof
NJSTRE1545383287 | NJSRRE1542513422 | Transition Incentive Program | Woodbridge Township | 7064 | 11 | 9.57 | Residential | Yes | Behind the Meter | Behind the Meter |  | None | Sunrun Installation Services, Inc. | PSE&G | Eligible for TI Program | 2019-10-07 | 2019-10-10 | 2021-10-30 | SolarEdge Technologies | SE7600H-USRGM | Inverters | 7600 |  | 1 |  |  | 0.96 |  | Outdoor | Next To Meter
NJSTRE1545383287 | NJSRRE1542513422 | Transition Incentive Program | Woodbridge Township | 7064 | 11 | 9.57 | Residential | Yes | Behind the Meter | Behind the Meter |  | None | Sunrun Installation Services, Inc. | PSE&G | Eligible for TI Program | 2019-10-07 | 2019-10-10 | 2021-10-30 | REC Solar | REC290TP2 BLK | Solar Panels |  | 0.29 | 16 | 91 | 34 |  | Fixed | Roof
NJSTRE1545383287 | NJSRRE1542513422 | Transition Incentive Program | Woodbridge Township | 7064 | 11 | 9.57 | Residential | Yes | Behind the Meter | Behind the Meter |  | None | Sunrun Installation Services, Inc. | PSE&G | Eligible for TI Program | 2019-10-07 | 2019-10-10 | 2021-10-30 | REC Solar | REC290TP2 BLK | Solar Panels |  | 0.29 | 13 | 181 | 23 |  | Fixed | Roof
NJSTRE1545383287 | NJSRRE1542513422 | Transition Incentive Program | Woodbridge Township | 7064 | 11 | 9.57 | Residential | Yes | Behind the Meter | Behind the Meter |  | None | Sunrun Installation Services, Inc. | PSE&G | Eligible for TI Program | 2019-10-07 | 2019-10-10 | 2021-10-30 | REC Solar | REC290TP2 BLK | Solar Panels |  | 0.29 | 4 | 271 | 34 |  | Fixed | Roof
NJSTRE1545383289 | NJSRRE1542584325 | Transition Incentive Program | Bridgeton | 8302 | 20 | 8.4 | Residential | Yes | Behind the Meter | Net-metered residential rooftop and canopy |  | None | Bright Planet Solar | AC Electric | Accepted | 2019-10-25 | 2019-10-28 | 2021-10-30 | SOLAR EDGE | SE7600H-USRGM | Inverters | 7600 |  | 1 |  |  | 0.98 |  | Outdoor | NEXT TO METER
NJSTRE1545383289 | NJSRRE1542584325 | Transition Incentive Program | Bridgeton | 8302 | 20 | 8.4 | Residential | Yes | Behind the Meter | Net-metered residential rooftop and canopy |  | None | Bright Planet Solar | AC Electric | Accepted | 2019-10-25 | 2019-10-28 | 2021-10-30 | HANWHA Q-CELLS | Q.PEAK G-4.1 300W | Solar Panels |  | 0.3 | 28 | 180 | 25 |  | Fixed | Roof
NJSTRE1545383290 | NJSRRE1542714085 | Transition Incentive Program | NORTHFIELD | 8225 | 19 | 4.1 | Residential | Yes | Behind the Meter | Net-metered residential rooftop and canopy |  | None | Vivint Solar Developer, LLC | AC Electric | Accepted | 2019-10-29 | 2019-11-01 | 2021-10-30 | SOLAR EDGE | SE3800H-US | Inverters | 3800 |  | 1 |  |  | 0.992 |  | Outdoor | NEAR UTILITY METER
NJSTRE1545383290 | NJSRRE1542714085 | Transition Incentive Program | NORTHFIELD | 8225 | 19 | 4.1 | Residential | Yes | Behind the Meter | Net-metered residential rooftop and canopy |  | None | Vivint Solar Developer, LLC | AC Electric | Accepted | 2019-10-29 | 2019-11-01 | 2021-10-30 | HANWHA SOLAR | Q.PEAK BLK-G5 315 | Solar Panels |  | 0.315 | 7 | 134 | 32 |  | Fixed | Roof
NJSTRE1545383290 | NJSRRE1542714085 | Transition Incentive Program | NORTHFIELD | 8225 | 19 | 4.1 | Residential | Yes | Behind the Meter | Net-metered residential rooftop and canopy |  | None | Vivint Solar Developer, LLC | AC Electric | Accepted | 2019-10-29 | 2019-11-01 | 2021-10-30 | HANWHA SOLAR | Q.PEAK BLK-G5 315 | Solar Panels |  | 0.315 | 6 | 314 | 32 |  | Fixed | Roof
NJSTRE1545383291 | NJSRRE1542462122 | Transition Incentive Program | Rockaway | 7866 | 3 | 3.78 | Residential | Yes | Behind the Meter | Net-metered residential rooftop and canopy |  | None | Vivint Solar Developer, LLC | JCP&L | Accepted | 2019-10-01 | 2019-10-02 | 2021-10-30 | SOLAREDGE | SE3800H-US000BNC4 | Inverters | 3800 |  | 1 |  |  | 0.992 |  | Outdoor | Near The Utility Meter
NJSTRE1545383291 | NJSRRE1542462122 | Transition Incentive Program | Rockaway | 7866 | 3 | 3.78 | Residential | Yes | Behind the Meter | Net-metered residential rooftop and canopy |  | None | Vivint Solar Developer, LLC | JCP&L | Accepted | 2019-10-01 | 2019-10-02 | 2021-10-30 | Hanwha Solar | Q.PEAK BLK-G5 315 | Solar Panels |  | 0.315 | 4 | 244 | 39 |  | Fixed | Roof
NJSTRE1545383291 | NJSRRE1542462122 | Transition Incentive Program | Rockaway | 7866 | 3 | 3.78 | Residential | Yes | Behind the Meter | Net-metered residential rooftop and canopy |  | None | Vivint Solar Developer, LLC | JCP&L | Accepted | 2019-10-01 | 2019-10-02 | 2021-10-30 | Hanwha Solar | Q.PEAK BLK-G5 315 | Solar Panels |  | 0.315 | 8 | 64 | 39 |  | Fixed | Roof
NJSTRE1545383294 | NJSRRE1542443444 | Transition Incentive Program | Carneys Point | 8069 | 16 | 5.27 | Residential | Yes | Behind the Meter | Behind the Meter |  | None | Spectrum Energy, Inc. | AC Electric | Eligible for TI Program | 2019-09-26 | 2019-09-27 | 2021-10-30 | Enphase | IQ7-60-ACM-US microinverters | Inverters | 240 |  | 17 |  |  | 0.97 |  | Outside | under each panel
NJSTRE1545383294 | NJSRRE1542443444 | Transition Incentive Program | Carneys Point | 8069 | 16 | 5.27 | Residential | Yes | Behind the Meter | Behind the Meter |  | None | Spectrum Energy, Inc. | AC Electric | Eligible for TI Program | 2019-09-26 | 2019-09-27 | 2021-10-30 | Trina | TSM-310-DD05A.05(II) | Solar Panels |  | 0.31 | 17 | 118 | 24 |  | Fixed | Roof
NJSTRE1545383295 | NJSRRE1542832892 | Transition Incentive Program | Hamilton TWP MER | 8690 | 12 | 9.45 | Residential | Yes | Behind the Meter | Net-metered residential rooftop and canopy |  | None | Vision Solar LLC | PSE&G | As-Built Incomplete - Review | 2019-10-30 | 2019-11-01 |  | Hanwha | Q.PEAK DUO BLK-G5 315 | Solar Panels |  | 0.315 | 26 | 251 | 36 |  | Fixed | Roof
NJSTRE1545383295 | NJSRRE1542832892 | Transition Incentive Program | Hamilton TWP MER | 8690 | 12 | 9.45 | Residential | Yes | Behind the Meter | Net-metered residential rooftop and canopy |  | None | Vision Solar LLC | PSE&G | As-Built Incomplete - Review | 2019-10-30 | 2019-11-01 |  | Hanwha | Q.PEAK DUO BLK-G5 315 | Solar Panels |  | 0.315 | 4 | 251 | 18 |  | Fixed | Roof
NJSTRE1545383295 | NJSRRE1542832892 | Transition Incentive Program | Hamilton TWP MER | 8690 | 12 | 9.45 | Residential | Yes | Behind the Meter | Net-metered residential rooftop and canopy |  | None | Vision Solar LLC | PSE&G | As-Built Incomplete - Review | 2019-10-30 | 2019-11-01 |  | Enphase | IQ7-60-2-US | Inverters | 240 |  | 30 |  |  | 0.96 |  | Other | behind panels
NJSTRE1545383295 | NJSRRE1542832892 | Transition Incentive Program | Hamilton TWP MER | 8690 | 12 | 9.45 | Residential | Yes | Behind the Meter | Net-metered residential rooftop and canopy |  | None | Vision Solar LLC | PSE&G | As-Built Incomplete - Review | 2019-10-30 | 2019-11-01 |  | Enphase | X-IQ-AM1-240-3 | Meters |  |  | 1 |  |  |  | Yes | Outdoor
NJSTRE1545383296 | NJSRRE1543343646 | Transition Incentive Program | Parlin | 8859 | 11 | 6.4 | Residential | No | Behind the Meter | Net-metered residential rooftop and canopy |  | None | SunPower Corporation, Systems | JCP&L | Accepted | 2019-11-15 | 2020-01-23 | 2021-10-30 | SUNPOWER | SPR-A400-G-AC | Inverters | 320 |  | 16 |  |  | 0.96 |  | Other | under each panel
NJSTRE1545383296 | NJSRRE1543343646 | Transition Incentive Program | Parlin | 8859 | 11 | 6.4 | Residential | No | Behind the Meter | Net-metered residential rooftop and canopy |  | None | SunPower Corporation, Systems | JCP&L | Accepted | 2019-11-15 | 2020-01-23 | 2021-10-30 | SUNPOWER | SPR-A400-G-AC | Solar Panels |  | 0.4 | 2 | 121 | 20 |  | Fixed | Roof
NJSTRE1545383296 | NJSRRE1543343646 | Transition Incentive Program | Parlin | 8859 | 11 | 6.4 | Residential | No | Behind the Meter | Net-metered residential rooftop and canopy |  | None | SunPower Corporation, Systems | JCP&L | Accepted | 2019-11-15 | 2020-01-23 | 2021-10-30 | SUNPOWER | SPR-A400-G-AC | Solar Panels |  | 0.4 | 14 | 301 | 20 |  | Fixed | Roof
NJSTRE1545383297 | NJSRRE1542544383 | Transition Incentive Program | Cliffwood Beach | 7735 | 17 | 8.12 | Residential | Yes | Behind the Meter | Behind the Meter |  | None | Sunrun Installation Services, Inc. | JCP&L | Eligible for TI Program | 2019-10-15 | 2019-10-17 | 2021-10-30 | Ningbo Ginlong Technologies | Solis-1P7.6K-4G-US | Inverters | 7600 |  | 1 |  |  | 0.96 |  | Outdoor | Next To Meter
NJSTRE1545383297 | NJSRRE1542544383 | Transition Incentive Program | Cliffwood Beach | 7735 | 17 | 8.12 | Residential | Yes | Behind the Meter | Behind the Meter |  | None | Sunrun Installation Services, Inc. | JCP&L | Eligible for TI Program | 2019-10-15 | 2019-10-17 | 2021-10-30 | REC Solar | REC290TP2 BLK | Solar Panels |  | 0.29 | 7 | 128 | 19 |  | Fixed | Roof
NJSTRE1545383297 | NJSRRE1542544383 | Transition Incentive Program | Cliffwood Beach | 7735 | 17 | 8.12 | Residential | Yes | Behind the Meter | Behind the Meter |  | None | Sunrun Installation Services, Inc. | JCP&L | Eligible for TI Program | 2019-10-15 | 2019-10-17 | 2021-10-30 | REC Solar | REC290TP2 BLK | Solar Panels |  | 0.29 | 21 | 38 | 18 |  | Fixed | Roof
NJSTRE1545383298 | NJSRRE1542763056 | Transition Incentive Program | Sewell | 8080 | 15 | 10.08 | Residential | No | Behind the Meter | Net-metered residential rooftop and canopy |  | None | NJ Solar Power, LLC | AC Electric | Accepted | 2019-10-29 | 2019-10-31 | 2021-10-30 | Solaredge | SE10000H-US | Inverters | 10000 |  | 1 |  |  | 0.99 |  | Indoor | garage
NJSTRE1545383298 | NJSRRE1542763056 | Transition Incentive Program | Sewell | 8080 | 15 | 10.08 | Residential | No | Behind the Meter | Net-metered residential rooftop and canopy |  | None | NJ Solar Power, LLC | AC Electric | Accepted | 2019-10-29 | 2019-10-31 | 2021-10-30 | Panasonic | VBHN325KA03 | Solar Panels |  | 0.325 | 15 | 173 | 34 |  | Fixed | Roof
NJSTRE1545383298 | NJSRRE1542763056 | Transition Incentive Program | Sewell | 8080 | 15 | 10.08 | Residential | No | Behind the Meter | Net-metered residential rooftop and canopy |  | None | NJ Solar Power, LLC | AC Electric | Accepted | 2019-10-29 | 2019-10-31 | 2021-10-30 | Panasonic | VBHN325KA03 | Solar Panels |  | 0.325 | 16 | 173 | 34 |  | Fixed | Roof
NJSTRE1545383299 | NJSRRE1543019087 | Transition Incentive Program | Pleasantville | 8232 | 19 | 4.16 | Residential | No | Behind the Meter | Net-metered residential rooftop and canopy |  | None | Castle Energy, LLC | AC Electric | Accepted | 2019-11-05 | 2019-11-07 | 2021-10-30 | Enphase Energy | IQ7-60-2-US | Inverters | 240 |  | 13 |  |  | 0.967 |  | Outside | on the rooftop under each solar panel
NJSTRE1545383299 | NJSRRE1543019087 | Transition Incentive Program | Pleasantville | 8232 | 19 | 4.16 | Residential | No | Behind the Meter | Net-metered residential rooftop and canopy |  | None | Castle Energy, LLC | AC Electric | Accepted | 2019-11-05 | 2019-11-07 | 2021-10-30 | Hanwha Q-Cells | Q.Peak DUO-G5 320 | Solar Panels |  | 0.32 | 13 | 115 | 19 |  | Fixed | Roof
NJSTRE1545383301 | NJSRRE1543416870 | Transition Incentive Program | cemden | 8103 | 14 | 36.96 | Commercial | No | Behind the Meter | Behind the Meter |  | None | tj technology | PSE&G | Eligible for TI Program | 2019-12-21 | 2019-12-23 | 2021-10-30 | enphase | ENPHASE IQ7PLUS-72-2-US | Inverters | 0.29 |  | 51 |  |  | 0.98 |  | Outdoor | carport
NJSTRE1545383301 | NJSRRE1543416870 | Transition Incentive Program | cemden | 8103 | 14 | 36.96 | Commercial | No | Behind the Meter | Behind the Meter |  | None | tj technology | PSE&G | Eligible for TI Program | 2019-12-21 | 2019-12-23 | 2021-10-30 | jinko solar | Eagle HC 72M | Solar Panels |  | 0.385 | 96 | 253 | 30 |  | Fixed | Parking Lot
NJSTRE1545383303 | NJSRRE1542568766 | Transition Incentive Program | Edison | 8820 | 11 | 7.25 | Residential | Yes | Behind the Meter | Behind the Meter |  | None | Sunrun Installation Services, Inc. | PSE&G | Eligible for TI Program | 2019-10-21 | 2019-10-23 | 2021-10-30 | Delta Electronics | M6-TL-US | Inverters | 5760 |  | 1 |  |  | 0.96 |  | Outdoor | Next To Meter
NJSTRE1545383303 | NJSRRE1542568766 | Transition Incentive Program | Edison | 8820 | 11 | 7.25 | Residential | Yes | Behind the Meter | Behind the Meter |  | None | Sunrun Installation Services, Inc. | PSE&G | Eligible for TI Program | 2019-10-21 | 2019-10-23 | 2021-10-30 | REC Solar | REC290TP2 BLK | Solar Panels |  | 0.29 | 25 | 188 | 23 |  | Fixed | Roof
NJSTRE1545383305 | NJSRRE1542850373 | Transition Incentive Program | Linden | 7036 | 10 | 6.62 | Residential | Yes | Behind the Meter | Net-metered residential rooftop and canopy |  | None | Vivint Solar Developer, LLC | PSE&G | Accepted | 2019-10-31 | 2019-11-04 | 2021-10-30 | solar edge | SE7600H-US | Inverters | 7600 |  | 1 |  |  | 0.992 |  | Outdoor | Near the utility meter
NJSTRE1545383305 | NJSRRE1542850373 | Transition Incentive Program | Linden | 7036 | 10 | 6.62 | Residential | Yes | Behind the Meter | Net-metered residential rooftop and canopy |  | None | Vivint Solar Developer, LLC | PSE&G | Accepted | 2019-10-31 | 2019-11-04 | 2021-10-30 | HANWHA SOLAR | Q.PEAK BLK-G5 315 | Solar Panels |  | 0.315 | 6 | 223 | 21 |  | Fixed | Roof
NJSTRE1545383305 | NJSRRE1542850373 | Transition Incentive Program | Linden | 7036 | 10 | 6.62 | Residential | Yes | Behind the Meter | Net-metered residential rooftop and canopy |  | None | Vivint Solar Developer, LLC | PSE&G | Accepted | 2019-10-31 | 2019-11-04 | 2021-10-30 | HANWHA SOLAR | Q.PEAK BLK-G5 315 | Solar Panels |  | 0.315 | 7 | 43 | 35 |  | Fixed | Roof
NJSTRE1545383305 | NJSRRE1542850373 | Transition Incentive Program | Linden | 7036 | 10 | 6.62 | Residential | Yes | Behind the Meter | Net-metered residential rooftop and canopy |  | None | Vivint Solar Developer, LLC | PSE&G | Accepted | 2019-10-31 | 2019-11-04 | 2021-10-30 | HANWHA SOLAR | Q.PEAK BLK-G5 315 | Solar Panels |  | 0.315 | 6 | 223 | 7 |  | Fixed | Roof
NJSTRE1545383305 | NJSRRE1542850373 | Transition Incentive Program | Linden | 7036 | 10 | 6.62 | Residential | Yes | Behind the Meter | Net-metered residential rooftop and canopy |  | None | Vivint Solar Developer, LLC | PSE&G | Accepted | 2019-10-31 | 2019-11-04 | 2021-10-30 | HANWHA SOLAR | Q.PEAK BLK-G5 315 | Solar Panels |  | 0.315 | 2 | 133 | 29 |  | Fixed | Roof
NJSTRE1545383306 | NJSRRE1543056130 | Transition Incentive Program | Clifton | 7012 | 6 | 8.82 | Residential | Yes | Behind the Meter | Net-metered residential rooftop and canopy |  | None | Vivint Solar Developer, LLC | PSE&G | Accepted | 2019-11-07 | 2019-11-25 | 2021-10-30 | Solar Edge | SE7600H-US000BNC4 | Inverters | 7600 |  | 1 |  |  | 0.992 |  | Outdoor | Near the utility meter
NJSTRE1545383306 | NJSRRE1543056130 | Transition Incentive Program | Clifton | 7012 | 6 | 8.82 | Residential | Yes | Behind the Meter | Net-metered residential rooftop and canopy |  | None | Vivint Solar Developer, LLC | PSE&G | Accepted | 2019-11-07 | 2019-11-25 | 2021-10-30 | Solar Edge | SE3800H-US000BNC4 | Inverters | 3800 |  | 1 |  |  | 0.992 |  | Outdoor | Near the utility meter
NJSTRE1545383306 | NJSRRE1543056130 | Transition Incentive Program | Clifton | 7012 | 6 | 8.82 | Residential | Yes | Behind the Meter | Net-metered residential rooftop and canopy |  | None | Vivint Solar Developer, LLC | PSE&G | Accepted | 2019-11-07 | 2019-11-25 | 2021-10-30 | Hanwha | Q.PEAK BLK-G5 315 | Solar Panels |  | 0.315 | 2 | 41 | 15 |  | Fixed | Roof
NJSTRE1545383306 | NJSRRE1543056130 | Transition Incentive Program | Clifton | 7012 | 6 | 8.82 | Residential | Yes | Behind the Meter | Net-metered residential rooftop and canopy |  | None | Vivint Solar Developer, LLC | PSE&G | Accepted | 2019-11-07 | 2019-11-25 | 2021-10-30 | Hanwha | Q.PEAK BLK-G5 315 | Solar Panels |  | 0.315 | 8 | 40 | 30 |  | Fixed | Roof
NJSTRE1545383306 | NJSRRE1543056130 | Transition Incentive Program | Clifton | 7012 | 6 | 8.82 | Residential | Yes | Behind the Meter | Net-metered residential rooftop and canopy |  | None | Vivint Solar Developer, LLC | PSE&G | Accepted | 2019-11-07 | 2019-11-25 | 2021-10-30 | Hanwha | Q.PEAK BLK-G5 315 | Solar Panels |  | 0.315 | 13 | 311 | 34 |  | Fixed | Roof
NJSTRE1545383306 | NJSRRE1543056130 | Transition Incentive Program | Clifton | 7012 | 6 | 8.82 | Residential | Yes | Behind the Meter | Net-metered residential rooftop and canopy |  | None | Vivint Solar Developer, LLC | PSE&G | Accepted | 2019-11-07 | 2019-11-25 | 2021-10-30 | Hanwha | Q.PEAK BLK-G5 315 | Solar Panels |  | 0.315 | 5 | 131 | 34 |  | Fixed | Roof
NJSTRE1545383308 | NJSRRE1542425024 | Transition Incentive Program | Rockaway | 7866 | 3 | 13.86 | Residential | Yes | Behind the Meter | Net-metered residential rooftop and canopy |  | None | Vivint Solar Developer, LLC | JCP&L | Accepted | 2019-09-20 | 2019-09-24 | 2021-10-30 | SOLAREDGE | SE10000H-US000BNC4 | Inverters | 10000 |  | 1 |  |  | 0.992 |  | Outdoor | Near The Utility Meter
NJSTRE1545383308 | NJSRRE1542425024 | Transition Incentive Program | Rockaway | 7866 | 3 | 13.86 | Residential | Yes | Behind the Meter | Net-metered residential rooftop and canopy |  | None | Vivint Solar Developer, LLC | JCP&L | Accepted | 2019-09-20 | 2019-09-24 | 2021-10-30 | HANWHA SOLAR | Q.PEAK BLK-G5 315 | Solar Panels |  | 0.315 | 27 | 268 | 23 |  | Fixed | Roof
NJSTRE1545383308 | NJSRRE1542425024 | Transition Incentive Program | Rockaway | 7866 | 3 | 13.86 | Residential | Yes | Behind the Meter | Net-metered residential rooftop and canopy |  | None | Vivint Solar Developer, LLC | JCP&L | Accepted | 2019-09-20 | 2019-09-24 | 2021-10-30 | HANWHA SOLAR | Q.PEAK BLK-G5 315 | Solar Panels |  | 0.315 | 11 | 88 | 23 |  | Fixed | Roof
NJSTRE1545383308 | NJSRRE1542425024 | Transition Incentive Program | Rockaway | 7866 | 3 | 13.86 | Residential | Yes | Behind the Meter | Net-metered residential rooftop and canopy |  | None | Vivint Solar Developer, LLC | JCP&L | Accepted | 2019-09-20 | 2019-09-24 | 2021-10-30 | HANWHA SOLAR | Q.PEAK BLK-G5 315 | Solar Panels |  | 0.315 | 6 | 88 | 23 |  | Fixed | Roof
NJSTRE1545383309 |  | Transition Incentive Program | HAMILTON | 8690 | 12 | 15.93 | Residential | Yes | Behind the Meter | Net-metered residential rooftop and canopy |  | None | Vivint Solar Developer, LLC | PSE&G | Accepted | 2020-08-07 | 2020-08-10 | 2021-10-30 | SOLAREDGE | SE7600H-US | Inverters | 7600 |  | 1 |  |  | 0.992 |  | Outdoor | Near the Utility Meter
NJSTRE1545383309 |  | Transition Incentive Program | HAMILTON | 8690 | 12 | 15.93 | Residential | Yes | Behind the Meter | Net-metered residential rooftop and canopy |  | None | Vivint Solar Developer, LLC | PSE&G | Accepted | 2020-08-07 | 2020-08-10 | 2021-10-30 | SOLAREDGE | SE3800H-US | Inverters | 3800 |  | 1 |  |  | 0.992 |  | Outdoor | Near the Utility Meter
NJSTRE1545383309 |  | Transition Incentive Program | HAMILTON | 8690 | 12 | 15.93 | Residential | Yes | Behind the Meter | Net-metered residential rooftop and canopy |  | None | Vivint Solar Developer, LLC | PSE&G | Accepted | 2020-08-07 | 2020-08-10 | 2021-10-30 | JINKO SOLAR | JKM325M-60HBL | Solar Panels |  | 0.325 | 15 | 86 | 23 |  | Fixed | Roof
NJSTRE1545383309 |  | Transition Incentive Program | HAMILTON | 8690 | 12 | 15.93 | Residential | Yes | Behind the Meter | Net-metered residential rooftop and canopy |  | None | Vivint Solar Developer, LLC | PSE&G | Accepted | 2020-08-07 | 2020-08-10 | 2021-10-30 | JINKO SOLAR | JKM325M-60HBL | Solar Panels |  | 0.325 | 34 | 266 | 23 |  | Fixed | Roof
NJSTRE1545383310 | NJSRRE1543233534 | Transition Incentive Program | ATLANTIC HIGHLANDS | 7716 | 17 | 4.41 | Residential | Yes | Behind the Meter | Net-metered residential rooftop and canopy |  | None | Vivint Solar Developer, LLC | JCP&L | Accepted | 2019-11-14 | 2019-11-18 | 2021-10-30 | SOLAREDGE | SE3800H-US000BNC4 | Inverters | 3800 |  | 1 |  |  | 0.992 |  | Outdoor | Near the Utility Meter
NJSTRE1545383310 | NJSRRE1543233534 | Transition Incentive Program | ATLANTIC HIGHLANDS | 7716 | 17 | 4.41 | Residential | Yes | Behind the Meter | Net-metered residential rooftop and canopy |  | None | Vivint Solar Developer, LLC | JCP&L | Accepted | 2019-11-14 | 2019-11-18 | 2021-10-30 | HANWHA SOLAR | Q.PEAK BLK-G5 315 | Solar Panels |  | 0.315 | 2 | 198 | 42 |  | Fixed | Roof
NJSTRE1545383310 | NJSRRE1543233534 | Transition Incentive Program | ATLANTIC HIGHLANDS | 7716 | 17 | 4.41 | Residential | Yes | Behind the Meter | Net-metered residential rooftop and canopy |  | None | Vivint Solar Developer, LLC | JCP&L | Accepted | 2019-11-14 | 2019-11-18 | 2021-10-30 | HANWHA SOLAR | Q.PEAK BLK-G5 315 | Solar Panels |  | 0.315 | 10 | 108 | 42 |  | Fixed | Roof
NJSTRE1545383310 | NJSRRE1543233534 | Transition Incentive Program | ATLANTIC HIGHLANDS | 7716 | 17 | 4.41 | Residential | Yes | Behind the Meter | Net-metered residential rooftop and canopy |  | None | Vivint Solar Developer, LLC | JCP&L | Accepted | 2019-11-14 | 2019-11-18 | 2021-10-30 | HANWHA SOLAR | Q.PEAK BLK-G5 315 | Solar Panels |  | 0.315 | 2 | 198 | 15 |  | Fixed | Roof
NJSTRE1545383312 | NJSRRE1542425692 | Transition Incentive Program | DELRAN | 8075 | 13 | 9.45 | Residential | Yes | Behind the Meter | Net-metered residential rooftop and canopy |  | None | Vivint Solar Developer, LLC | PSE&G | Accepted | 2019-09-21 | 2019-09-24 | 2021-10-30 | SolarEdge | SE7600H-US | Inverters | 7600 |  | 1 |  |  | 0.992 |  | Outdoor | Near the Utility Meter
NJSTRE1545383312 | NJSRRE1542425692 | Transition Incentive Program | DELRAN | 8075 | 13 | 9.45 | Residential | Yes | Behind the Meter | Net-metered residential rooftop and canopy |  | None | Vivint Solar Developer, LLC | PSE&G | Accepted | 2019-09-21 | 2019-09-24 | 2021-10-30 | HANWHA SOLAR | Q.PEAK BLK-G5 315 | Solar Panels |  | 0.315 | 12 | 67 | 19 |  | Fixed | Roof
NJSTRE1545383312 | NJSRRE1542425692 | Transition Incentive Program | DELRAN | 8075 | 13 | 9.45 | Residential | Yes | Behind the Meter | Net-metered residential rooftop and canopy |  | None | Vivint Solar Developer, LLC | PSE&G | Accepted | 2019-09-21 | 2019-09-24 | 2021-10-30 | HANWHA SOLAR | Q.PEAK BLK-G5 315 | Solar Panels |  | 0.315 | 3 | 247 | 19 |  | Fixed | Roof
NJSTRE1545383312 | NJSRRE1542425692 | Transition Incentive Program | DELRAN | 8075 | 13 | 9.45 | Residential | Yes | Behind the Meter | Net-metered residential rooftop and canopy |  | None | Vivint Solar Developer, LLC | PSE&G | Accepted | 2019-09-21 | 2019-09-24 | 2021-10-30 | HANWHA SOLAR | Q.PEAK BLK-G5 315 | Solar Panels |  | 0.315 | 6 | 157 | 19 |  | Fixed | Roof
NJSTRE1545383312 | NJSRRE1542425692 | Transition Incentive Program | DELRAN | 8075 | 13 | 9.45 | Residential | Yes | Behind the Meter | Net-metered residential rooftop and canopy |  | None | Vivint Solar Developer, LLC | PSE&G | Accepted | 2019-09-21 | 2019-09-24 | 2021-10-30 | HANWHA SOLAR | Q.PEAK BLK-G5 315 | Solar Panels |  | 0.315 | 9 | 247 | 19 |  | Fixed | Roof
NJSTRE1545383313 | NJSRRE1542541482 | Transition Incentive Program | Voorhees Township | 8043 | 14 | 5.2 | Residential | No | Behind the Meter | Behind the Meter |  | None | Green Power Energy | PSE&G | Eligible for TI Program | 2019-10-14 | 2019-10-16 | 2021-10-30 | Solar Edge | SE5000H-US | Inverters | 5000 |  | 1 |  |  | 0.97 |  | Outside | next to meter
NJSTRE1545383313 | NJSRRE1542541482 | Transition Incentive Program | Voorhees Township | 8043 | 14 | 5.2 | Residential | No | Behind the Meter | Behind the Meter |  | None | Green Power Energy | PSE&G | Eligible for TI Program | 2019-10-14 | 2019-10-16 | 2021-10-30 | Panasonic | VBHN325KA03 | Solar Panels |  | 0.325 | 16 | 267 | 27 |  | Fixed | Roof
NJSTRE1545383315 | NJSRRE1542851471 | Transition Incentive Program | Hackettstown | 7840 | 2 | 13.05 | Residential | Yes | Behind the Meter | Behind the Meter |  | None | Sunrun Installation Services, Inc. | JCP&L | Eligible for TI Program | 2019-10-31 | 2019-11-05 | 2021-10-30 | SolarEdge Technologies | SE10000H-USRGM | Inverters | 10000 |  | 1 |  |  | 0.96 |  | Outdoor | Next To Meter
NJSTRE1545383315 | NJSRRE1542851471 | Transition Incentive Program | Hackettstown | 7840 | 2 | 13.05 | Residential | Yes | Behind the Meter | Behind the Meter |  | None | Sunrun Installation Services, Inc. | JCP&L | Eligible for TI Program | 2019-10-31 | 2019-11-05 | 2021-10-30 | REC Solar | REC290TP2 BLK | Solar Panels |  | 0.29 | 19 | 299 | 27 |  | Fixed | Roof
NJSTRE1545383315 | NJSRRE1542851471 | Transition Incentive Program | Hackettstown | 7840 | 2 | 13.05 | Residential | Yes | Behind the Meter | Behind the Meter |  | None | Sunrun Installation Services, Inc. | JCP&L | Eligible for TI Program | 2019-10-31 | 2019-11-05 | 2021-10-30 | REC Solar | REC290TP2 BLK | Solar Panels |  | 0.29 | 8 | 209 | 27 |  | Fixed | Roof
NJSTRE1545383315 | NJSRRE1542851471 | Transition Incentive Program | Hackettstown | 7840 | 2 | 13.05 | Residential | Yes | Behind the Meter | Behind the Meter |  | None | Sunrun Installation Services, Inc. | JCP&L | Eligible for TI Program | 2019-10-31 | 2019-11-05 | 2021-10-30 | REC Solar | REC290TP2 BLK | Solar Panels |  | 0.29 | 18 | 119 | 27 |  | Fixed | Roof
NJSTRE1545383316 | NJSRRE1542579346 | Transition Incentive Program | Perth Amboy | 8861 | 11 | 2.94 | Residential | Yes | Behind the Meter | Behind the Meter |  | None | Seabright Solar | PSE&G | Eligible for TI Program | 2019-10-23 | 2019-10-25 | 2021-10-30 | Sunpower | PVS 6X | Meters |  |  | 1 |  |  |  | Yes | Outdoor
NJSTRE1545383316 | NJSRRE1542579346 | Transition Incentive Program | Perth Amboy | 8861 | 11 | 2.94 | Residential | Yes | Behind the Meter | Behind the Meter |  | None | Seabright Solar | PSE&G | Eligible for TI Program | 2019-10-23 | 2019-10-25 | 2021-10-30 | Sunpower | SPR-E20-327 | Inverters | 0.32 |  | 9 |  |  | 0.99 |  | Outside | Roof
NJSTRE1545383316 | NJSRRE1542579346 | Transition Incentive Program | Perth Amboy | 8861 | 11 | 2.94 | Residential | Yes | Behind the Meter | Behind the Meter |  | None | Seabright Solar | PSE&G | Eligible for TI Program | 2019-10-23 | 2019-10-25 | 2021-10-30 | Sunpower | SPR-E20-327 | Solar Panels |  | 0.327 | 9 | 205 | 5 |  | Fixed | Roof
NJSTRE1545383317 | NJSRRE1542556287 | Transition Incentive Program | Mays Landing | 8330 | 19 | 5.67 | Residential | Yes | Behind the Meter | Net-metered residential rooftop and canopy |  | None | Vivint Solar Developer, LLC | AC Electric | Accepted | 2019-10-18 | 2019-10-22 | 2021-10-30 | Solar Edge | SE3800H-US000BNC4 | Inverters | 3800 |  | 1 |  |  | 0.992 |  | Outdoor | Near the Utility Meter
NJSTRE1545383317 | NJSRRE1542556287 | Transition Incentive Program | Mays Landing | 8330 | 19 | 5.67 | Residential | Yes | Behind the Meter | Net-metered residential rooftop and canopy |  | None | Vivint Solar Developer, LLC | AC Electric | Accepted | 2019-10-18 | 2019-10-22 | 2021-10-30 | Hanwha | Q.PEAK BLK-G5 315 | Solar Panels |  | 0.315 | 14 | 156 | 21 |  | Fixed | Roof
NJSTRE1545383317 | NJSRRE1542556287 | Transition Incentive Program | Mays Landing | 8330 | 19 | 5.67 | Residential | Yes | Behind the Meter | Net-metered residential rooftop and canopy |  | None | Vivint Solar Developer, LLC | AC Electric | Accepted | 2019-10-18 | 2019-10-22 | 2021-10-30 | Hanwha | Q.PEAK BLK-G5 315 | Solar Panels |  | 0.315 | 4 | 246 | 15 |  | Fixed | Roof
NJSTRE1545383318 | NJSRRE1542907487 | Transition Incentive Program | Cherry Hill | 8002 | 14 | 14.18 | Residential | Yes | Behind the Meter | Net-metered residential rooftop and canopy |  | None | Suntuity Solar LLC | PSE&G | Accepted | 2019-11-04 | 2019-11-05 | 2021-10-30 | Enphase Energy | IQ7-60-2-US | Inverters | 240 |  | 45 |  |  | 0.97 |  | Outdoor | Behind the PV Modules
NJSTRE1545383318 | NJSRRE1542907487 | Transition Incentive Program | Cherry Hill | 8002 | 14 | 14.18 | Residential | Yes | Behind the Meter | Net-metered residential rooftop and canopy |  | None | Suntuity Solar LLC | PSE&G | Accepted | 2019-11-04 | 2019-11-05 | 2021-10-30 | Yingli Green Energy | YL315D-30b | Solar Panels |  | 0.315 | 45 | 98 | 34 |  | Fixed | Roof
NJSTRE1545383319 | NJSRRE1542434010 | Transition Incentive Program | Toms River | 8753 | 18 | 14.06 | Residential | Yes | Behind the Meter | Net-metered residential rooftop and canopy |  | None | SunPower Corporation, Systems | JCP&L | Accepted | 2019-09-25 | 2019-09-27 | 2021-10-30 | SUNPOWER | SPR-E20-327-E-AC | Inverters | 320 |  | 43 |  |  | 0.96 |  | Other | under each panel
NJSTRE1545383319 | NJSRRE1542434010 | Transition Incentive Program | Toms River | 8753 | 18 | 14.06 | Residential | Yes | Behind the Meter | Net-metered residential rooftop and canopy |  | None | SunPower Corporation, Systems | JCP&L | Accepted | 2019-09-25 | 2019-09-27 | 2021-10-30 | SUNPOWER | SPR-E20-327-E-AC | Solar Panels |  | 0.327 | 11 | 82 | 20 |  | Fixed | Pole
NJSTRE1545383319 | NJSRRE1542434010 | Transition Incentive Program | Toms River | 8753 | 18 | 14.06 | Residential | Yes | Behind the Meter | Net-metered residential rooftop and canopy |  | None | SunPower Corporation, Systems | JCP&L | Accepted | 2019-09-25 | 2019-09-27 | 2021-10-30 | SUNPOWER | SPR-E20-327-E-AC | Solar Panels |  | 0.327 | 20 | 172 | 20 |  | Fixed | Roof
NJSTRE1545383319 | NJSRRE1542434010 | Transition Incentive Program | Toms River | 8753 | 18 | 14.06 | Residential | Yes | Behind the Meter | Net-metered residential rooftop and canopy |  | None | SunPower Corporation, Systems | JCP&L | Accepted | 2019-09-25 | 2019-09-27 | 2021-10-30 | SUNPOWER | SPR-E20-327-E-AC | Solar Panels |  | 0.327 | 12 | 262 | 20 |  | Fixed | Roof
NJSTRE1545383320 | NJSRRE1542883158 | Transition Incentive Program | Pennsauken Township | 8109 | 14 | 6.84 | Residential | Yes | Behind the Meter | Net-metered residential rooftop and canopy |  | None | SunPower Corporation, Systems | PSE&G | Final As-Built Received | 2019-11-01 | 2019-11-05 |  | SUNPOWER | SPR-X22-360-D-AC | Solar Panels |  | 0.36 | 4 | 144 | 23 |  | Fixed | Roof
NJSTRE1545383320 | NJSRRE1542883158 | Transition Incentive Program | Pennsauken Township | 8109 | 14 | 6.84 | Residential | Yes | Behind the Meter | Net-metered residential rooftop and canopy |  | None | SunPower Corporation, Systems | PSE&G | Final As-Built Received | 2019-11-01 | 2019-11-05 |  | SUNPOWER | SPR-X22-360-D-AC | Solar Panels |  | 0.36 | 3 | 54 | 18 |  | Fixed | Roof
NJSTRE1545383320 | NJSRRE1542883158 | Transition Incentive Program | Pennsauken Township | 8109 | 14 | 6.84 | Residential | Yes | Behind the Meter | Net-metered residential rooftop and canopy |  | None | SunPower Corporation, Systems | PSE&G | Final As-Built Received | 2019-11-01 | 2019-11-05 |  | SUNPOWER | SPR-X22-360-D-AC | Solar Panels |  | 0.36 | 2 | 324 | 18 |  | Fixed | Roof
NJSTRE1545383320 | NJSRRE1542883158 | Transition Incentive Program | Pennsauken Township | 8109 | 14 | 6.84 | Residential | Yes | Behind the Meter | Net-metered residential rooftop and canopy |  | None | SunPower Corporation, Systems | PSE&G | Final As-Built Received | 2019-11-01 | 2019-11-05 |  | SUNPOWER | SPR-X22-360-D-AC | Solar Panels |  | 0.36 | 2 | 324 | 23 |  | Fixed | Roof
NJSTRE1545383320 | NJSRRE1542883158 | Transition Incentive Program | Pennsauken Township | 8109 | 14 | 6.84 | Residential | Yes | Behind the Meter | Net-metered residential rooftop and canopy |  | None | SunPower Corporation, Systems | PSE&G | Final As-Built Received | 2019-11-01 | 2019-11-05 |  | SUNPOWER | SPR-X22-360-D-AC | Solar Panels |  | 0.36 | 4 | 144 | 45 |  | Fixed | Roof
NJSTRE1545383320 | NJSRRE1542883158 | Transition Incentive Program | Pennsauken Township | 8109 | 14 | 6.84 | Residential | Yes | Behind the Meter | Net-metered residential rooftop and canopy |  | None | SunPower Corporation, Systems | PSE&G | Final As-Built Received | 2019-11-01 | 2019-11-05 |  | SUNPOWER | SPR-X22-360-D-AC | Solar Panels |  | 0.36 | 4 | 144 | 23 |  | Fixed | Roof
NJSTRE1545383320 | NJSRRE1542883158 | Transition Incentive Program | Pennsauken Township | 8109 | 14 | 6.84 | Residential | Yes | Behind the Meter | Net-metered residential rooftop and canopy |  | None | SunPower Corporation, Systems | PSE&G | Final As-Built Received | 2019-11-01 | 2019-11-05 |  | SUNPOWER | SPR-X22-360-D-AC | Inverters | 320 |  | 19 |  |  | 0.96 |  | Other | under each panel
NJSTRE1545383320 | NJSRRE1542883158 | Transition Incentive Program | Pennsauken Township | 8109 | 14 | 6.84 | Residential | Yes | Behind the Meter | Net-metered residential rooftop and canopy |  | None | SunPower Corporation, Systems | PSE&G | Final As-Built Received | 2019-11-01 | 2019-11-05 |  | SunPower | PVS5 | Meters |  |  | 1 |  |  |  | Yes | Outdoor
NJSTRE1545383322 | NJSRRE1542579700 | Transition Incentive Program | Mystic Islands | 8087 | 18 | 4.96 | Residential | Yes | Behind the Meter | Behind the Meter |  | None | Skyline Solar, LLC | AC Electric | Eligible for TI Program | 2019-10-23 | 2019-10-25 | 2021-10-30 | SolarEdge | SE3800H-US | Inverters | 3800 |  | 1 |  |  | 0.99 |  | Outside | within ten feet of meter
NJSTRE1545383322 | NJSRRE1542579700 | Transition Incentive Program | Mystic Islands | 8087 | 18 | 4.96 | Residential | Yes | Behind the Meter | Behind the Meter |  | None | Skyline Solar, LLC | AC Electric | Eligible for TI Program | 2019-10-23 | 2019-10-25 | 2021-10-30 | Silfab | SLA310M | Solar Panels |  | 0.31 | 16 | 173 | 20 |  | Fixed | Roof
NJSTRE1545383324 | NJSRRE1542909545 | Transition Incentive Program | Dennisville | 8210 | 21 | 13.95 | Residential | No | Behind the Meter | Behind the Meter |  | None | All Season Solar | AC Electric | Eligible for TI Program | 2019-11-04 | 2019-11-06 | 2021-10-30 | Enphase | IQ7 | Inverters | 240 |  | 45 |  |  | 0.97 |  | Outdoor | Under Module
NJSTRE1545383324 | NJSRRE1542909545 | Transition Incentive Program | Dennisville | 8210 | 21 | 13.95 | Residential | No | Behind the Meter | Behind the Meter |  | None | All Season Solar | AC Electric | Eligible for TI Program | 2019-11-04 | 2019-11-06 | 2021-10-30 | Trina | TSM DD05H.05II 310W | Solar Panels |  | 0.31 | 18 | 166 | 22 |  | Fixed | Roof
NJSTRE1545383324 | NJSRRE1542909545 | Transition Incentive Program | Dennisville | 8210 | 21 | 13.95 | Residential | No | Behind the Meter | Behind the Meter |  | None | All Season Solar | AC Electric | Eligible for TI Program | 2019-11-04 | 2019-11-06 | 2021-10-30 | Trina | TSM DD05H.05II 310W | Solar Panels |  | 0.31 | 27 | 166 | 22 |  | Fixed | Roof
NJSTRE1545383325 | NJSRRE1542443703 | Transition Incentive Program | MILLVILLE | 8332 | 20 | 3.47 | Residential | Yes | Behind the Meter | Net-metered residential rooftop and canopy |  | None | Vivint Solar Developer, LLC | AC Electric | Accepted | 2019-09-26 | 2019-09-30 | 2021-10-30 | SolarEdge | SE3800H-US | Inverters | 3800 |  | 1 |  |  | 0.992 |  | Outdoor | Near the Utility Meter
NJSTRE1545383325 | NJSRRE1542443703 | Transition Incentive Program | MILLVILLE | 8332 | 20 | 3.47 | Residential | Yes | Behind the Meter | Net-metered residential rooftop and canopy |  | None | Vivint Solar Developer, LLC | AC Electric | Accepted | 2019-09-26 | 2019-09-30 | 2021-10-30 | Hanwha | Q.PEAK BLK-G5 315 | Solar Panels |  | 0.315 | 6 | 86 | 40 |  | Fixed | Roof
NJSTRE1545383325 | NJSRRE1542443703 | Transition Incentive Program | MILLVILLE | 8332 | 20 | 3.47 | Residential | Yes | Behind the Meter | Net-metered residential rooftop and canopy |  | None | Vivint Solar Developer, LLC | AC Electric | Accepted | 2019-09-26 | 2019-09-30 | 2021-10-30 | Hanwha | Q.PEAK BLK-G5 315 | Solar Panels |  | 0.315 | 5 | 266 | 40 |  | Fixed | Roof
NJSTRE1545383328 | NJSRRE1542461362 | Transition Incentive Program | JACKSON | 8527 | 18 | 6.93 | Residential | Yes | Behind the Meter | Net-metered residential rooftop and canopy |  | None | Vivint Solar Developer, LLC | JCP&L | Accepted | 2019-10-01 | 2019-10-02 | 2021-10-30 | Solar Edge | SE7600H-US000BNC4 | Inverters | 7600 |  | 1 |  |  | 0.992 |  | Outdoor | Near the Utility Meter
NJSTRE1545383328 | NJSRRE1542461362 | Transition Incentive Program | JACKSON | 8527 | 18 | 6.93 | Residential | Yes | Behind the Meter | Net-metered residential rooftop and canopy |  | None | Vivint Solar Developer, LLC | JCP&L | Accepted | 2019-10-01 | 2019-10-02 | 2021-10-30 | Hanwha Solar | Q.PEAK DUO BLK-G5 315w | Solar Panels |  | 0.315 | 14 | 207 | 23 |  | Fixed | Roof
NJSTRE1545383328 | NJSRRE1542461362 | Transition Incentive Program | JACKSON | 8527 | 18 | 6.93 | Residential | Yes | Behind the Meter | Net-metered residential rooftop and canopy |  | None | Vivint Solar Developer, LLC | JCP&L | Accepted | 2019-10-01 | 2019-10-02 | 2021-10-30 | Hanwha Solar | Q.PEAK DUO BLK-G5 315w | Solar Panels |  | 0.315 | 8 | 117 | 23 |  | Fixed | Roof
NJSTRE1545383331 | NJSRRE1542582557 | Transition Incentive Program | Paterson City | 7502 | 6 | 6.96 | Residential | Yes | Behind the Meter | Behind the Meter |  | None | Sunrun Installation Services, Inc. | PSE&G | Eligible for TI Program | 2019-10-24 | 2019-10-28 | 2021-10-30 | Delta Electronics | M6-TL-US | Inverters | 5760 |  | 1 |  |  | 0.96 |  | Outdoor | Next To Meter
NJSTRE1545383331 | NJSRRE1542582557 | Transition Incentive Program | Paterson City | 7502 | 6 | 6.96 | Residential | Yes | Behind the Meter | Behind the Meter |  | None | Sunrun Installation Services, Inc. | PSE&G | Eligible for TI Program | 2019-10-24 | 2019-10-28 | 2021-10-30 | REC Solar | REC290TP2 BLK | Solar Panels |  | 0.29 | 6 | 49 | 23 |  | Fixed | Roof
NJSTRE1545383331 | NJSRRE1542582557 | Transition Incentive Program | Paterson City | 7502 | 6 | 6.96 | Residential | Yes | Behind the Meter | Behind the Meter |  | None | Sunrun Installation Services, Inc. | PSE&G | Eligible for TI Program | 2019-10-24 | 2019-10-28 | 2021-10-30 | REC Solar | REC290TP2 BLK | Solar Panels |  | 0.29 | 18 | 139 | 23 |  | Fixed | Roof
NJSTRE1545383333 | NJSRRE1542501210 | Transition Incentive Program | Newark | 7106 | 9 | 9.76 | Residential | No | Behind the Meter | Behind the Meter |  | None | RENNERGY, LLC | PSE&G | Eligible for TI Program | 2019-10-21 | 2019-10-22 | 2021-10-30 | SMA | Sunny Boy 3.0-US (240V) | Inverters | 3000 |  | 3 |  |  | 0.97 |  | Outside | N/A
NJSTRE1545383333 | NJSRRE1542501210 | Transition Incentive Program | Newark | 7106 | 9 | 9.76 | Residential | No | Behind the Meter | Behind the Meter |  | None | RENNERGY, LLC | PSE&G | Eligible for TI Program | 2019-10-21 | 2019-10-22 | 2021-10-30 | Trina Solar | TSM-305DD05A.05(ii) | Solar Panels |  | 0.305 | 32 | 197 | 10 |  | Fixed | Roof
NJSTRE1545383334 | NJSRRE1542515851 | Transition Incentive Program | Milford | 8848 | 4 | 19.72 | Residential | Yes | Behind the Meter | Behind the Meter |  | None | Sunrun Installation Services, Inc. | JCP&L | Eligible for TI Program | 2019-10-08 | 2019-10-11 | 2021-10-30 | SolarEdge Technologies | SE3800H-USRGM | Inverters | 3800 |  | 1 |  |  | 0.96 |  | Outdoor | Next To Meter
NJSTRE1545383334 | NJSRRE1542515851 | Transition Incentive Program | Milford | 8848 | 4 | 19.72 | Residential | Yes | Behind the Meter | Behind the Meter |  | None | Sunrun Installation Services, Inc. | JCP&L | Eligible for TI Program | 2019-10-08 | 2019-10-11 | 2021-10-30 | SolarEdge Technologies | SE11400H-USRGM | Inverters | 11400 |  | 1 |  |  | 0.96 |  | Outdoor | Next To Meter
NJSTRE1545383334 | NJSRRE1542515851 | Transition Incentive Program | Milford | 8848 | 4 | 19.72 | Residential | Yes | Behind the Meter | Behind the Meter |  | None | Sunrun Installation Services, Inc. | JCP&L | Eligible for TI Program | 2019-10-08 | 2019-10-11 | 2021-10-30 | REC Solar | REC290TP2 BLK | Solar Panels |  | 0.29 | 17 | 158 | 27 |  | Fixed | Roof
NJSTRE1545383334 | NJSRRE1542515851 | Transition Incentive Program | Milford | 8848 | 4 | 19.72 | Residential | Yes | Behind the Meter | Behind the Meter |  | None | Sunrun Installation Services, Inc. | JCP&L | Eligible for TI Program | 2019-10-08 | 2019-10-11 | 2021-10-30 | REC Solar | REC290TP2 BLK | Solar Panels |  | 0.29 | 51 | 158 | 27 |  | Fixed | Roof
NJSTRE1545383336 | NJSRRE1542445735 | Transition Incentive Program | Woodbridge Twp | 7067 | 10 | 2.9 | Residential | Yes | Behind the Meter | Behind the Meter |  | None | Sunrun Installation Services, Inc. | PSE&G | Eligible for TI Program | 2019-09-26 | 2019-09-30 | 2021-10-30 | Ningbo Ginlong Technologies | Solis-1P3K-4G-US | Inverters | 3000 |  | 1 |  |  | 0.96 |  | Outdoor | Next To Meter
NJSTRE1545383336 | NJSRRE1542445735 | Transition Incentive Program | Woodbridge Twp | 7067 | 10 | 2.9 | Residential | Yes | Behind the Meter | Behind the Meter |  | None | Sunrun Installation Services, Inc. | PSE&G | Eligible for TI Program | 2019-09-26 | 2019-09-30 | 2021-10-30 | REC Solar | REC290TP2 BLK | Solar Panels |  | 0.29 | 10 | 176 | 18 |  | Fixed | Roof
NJSTRE1545383337 | NJSRRE1543065263 | Transition Incentive Program | Egg Harbor Township | 8234 | 19 | 13.32 | Residential | No | Behind the Meter | Behind the Meter |  | None | Green Power Energy | AC Electric | Eligible for TI Program | 2019-11-11 | 2019-11-13 | 2021-10-30 | SolarEdge | SE11400H-US | Inverters | 11400 |  | 1 |  |  | 0.97 |  | Outside | Next to meter
NJSTRE1545383337 | NJSRRE1543065263 | Transition Incentive Program | Egg Harbor Township | 8234 | 19 | 13.32 | Residential | No | Behind the Meter | Behind the Meter |  | None | Green Power Energy | AC Electric | Eligible for TI Program | 2019-11-11 | 2019-11-13 | 2021-10-30 | S-ENERGY | SN360M-10 | Solar Panels |  | 0.36 | 4 | 157 | 30 |  | Fixed | Roof
NJSTRE1545383337 | NJSRRE1543065263 | Transition Incentive Program | Egg Harbor Township | 8234 | 19 | 13.32 | Residential | No | Behind the Meter | Behind the Meter |  | None | Green Power Energy | AC Electric | Eligible for TI Program | 2019-11-11 | 2019-11-13 | 2021-10-30 | S-ENERGY | SN360M-10 | Solar Panels |  | 0.36 | 18 | 157 | 27 |  | Fixed | Roof
NJSTRE1545383337 | NJSRRE1543065263 | Transition Incentive Program | Egg Harbor Township | 8234 | 19 | 13.32 | Residential | No | Behind the Meter | Behind the Meter |  | None | Green Power Energy | AC Electric | Eligible for TI Program | 2019-11-11 | 2019-11-13 | 2021-10-30 | S-ENERGY | SN360M-10 | Solar Panels |  | 0.36 | 15 | 158 | 27 |  | Fixed | Roof
NJSTRE1545383339 | NJSRRE1543182113 | Transition Incentive Program | Paulsboro | 8066 | 15 | 8.06 | Residential | Yes | Behind the Meter | Net-metered residential rooftop and canopy |  | None | Bright Planet Solar | AC Electric | Accepted | 2019-11-13 | 2019-11-18 | 2021-10-30 | SOLAR EDGE | SE7600H-USRGM | Inverters | 7600 |  | 1 |  |  | 0.98 |  | Outdoor | NEXT TO METER
NJSTRE1545383339 | NJSRRE1543182113 | Transition Incentive Program | Paulsboro | 8066 | 15 | 8.06 | Residential | Yes | Behind the Meter | Net-metered residential rooftop and canopy |  | None | Bright Planet Solar | AC Electric | Accepted | 2019-11-13 | 2019-11-18 | 2021-10-30 | LONGI | LR6-60PB-310M | Solar Panels |  | 0.31 | 9 | 71 | 40 |  | Fixed | Roof
NJSTRE1545383339 | NJSRRE1543182113 | Transition Incentive Program | Paulsboro | 8066 | 15 | 8.06 | Residential | Yes | Behind the Meter | Net-metered residential rooftop and canopy |  | None | Bright Planet Solar | AC Electric | Accepted | 2019-11-13 | 2019-11-18 | 2021-10-30 | LONGI | LR6-60PB-310M | Solar Panels |  | 0.31 | 17 | 251 | 43 |  | Fixed | Roof
NJSTRE1545383340 | NJSRRE1542444242 | Transition Incentive Program | Passaic | 7055 | 6 | 9.43 | Residential | No | Behind the Meter | Behind the Meter |  | None | Green Power Energy | PSE&G | Eligible for TI Program | 2019-09-26 | 2019-09-30 | 2021-10-30 | Solar Edge | SE10000H-US | Inverters | 10000 |  | 1 |  |  | 0.97 |  | Outside | next to meter
NJSTRE1545383340 | NJSRRE1542444242 | Transition Incentive Program | Passaic | 7055 | 6 | 9.43 | Residential | No | Behind the Meter | Behind the Meter |  | None | Green Power Energy | PSE&G | Eligible for TI Program | 2019-09-26 | 2019-09-30 | 2021-10-30 | Panasonic | VBHN325KA03 | Solar Panels |  | 0.325 | 13 | 120 | 10 |  | Fixed | Roof
NJSTRE1545383340 | NJSRRE1542444242 | Transition Incentive Program | Passaic | 7055 | 6 | 9.43 | Residential | No | Behind the Meter | Behind the Meter |  | None | Green Power Energy | PSE&G | Eligible for TI Program | 2019-09-26 | 2019-09-30 | 2021-10-30 | Panasonic | VBHN325KA03 | Solar Panels |  | 0.325 | 16 | 300 | 12 |  | Fixed | Roof
NJSTRE1545383342 | NJSRRE1543046374 | Transition Incentive Program | Willingboro | 8046 | 13 | 8.06 | Residential | Yes | Behind the Meter | Net-metered residential rooftop and canopy |  | None | Palmetto Solar LLC | PSE&G | Accepted | 2019-11-07 | 2019-11-12 | 2021-10-30 | SolarEdge | SE6000H-US | Inverters | 6000 |  | 1 |  |  | 0.98 |  | Outside | side of the house
NJSTRE1545383342 | NJSRRE1543046374 | Transition Incentive Program | Willingboro | 8046 | 13 | 8.06 | Residential | Yes | Behind the Meter | Net-metered residential rooftop and canopy |  | None | Palmetto Solar LLC | PSE&G | Accepted | 2019-11-07 | 2019-11-12 | 2021-10-30 | Yingli | 310D-30B | Solar Panels |  | 0.31 | 26 | 148 | 42 |  | Fixed | Roof
NJSTRE1545383343 | NJSRRE1542476132 | Transition Incentive Program | bloomfield twp | 7003 | 9 | 5.04 | Residential | No | Behind the Meter | Net-metered residential rooftop and canopy |  | None | SunPower Capital LLC | PSE&G | As-Built Incomplete - Review | 2019-10-01 | 2019-10-03 |  | sunpower | e20-327-e-ac | Solar Panels |  | 0.36 | 14 | 111 | 34 |  | Fixed | Roof
NJSTRE1545383343 | NJSRRE1542476132 | Transition Incentive Program | bloomfield twp | 7003 | 9 | 5.04 | Residential | No | Behind the Meter | Net-metered residential rooftop and canopy |  | None | SunPower Capital LLC | PSE&G | As-Built Incomplete - Review | 2019-10-01 | 2019-10-03 |  | sunpower | e20-327-e-ac | Inverters | 320 |  | 14 |  |  | 0.96 |  | Other | behind panels
NJSTRE1545383343 | NJSRRE1542476132 | Transition Incentive Program | bloomfield twp | 7003 | 9 | 5.04 | Residential | No | Behind the Meter | Net-metered residential rooftop and canopy |  | None | SunPower Capital LLC | PSE&G | As-Built Incomplete - Review | 2019-10-01 | 2019-10-03 |  | Sunpower | PVS5 | Meters |  |  | 1 |  |  |  | Yes | Outdoor
NJSTRE1545383344 | NJSRRE1542525156 | Transition Incentive Program | Swedesboro | 8085 | 15 | 17.99 | Residential | Yes | Behind the Meter | Net-metered residential ground mount |  | None | Vision Solar LLC | AC Electric | Accepted | 2019-10-11 | 2019-10-14 | 2021-10-30 | sunpower | e20-327-e-ac | Inverters | 0.32 |  | 55 |  |  | 0.96 |  | Other | behind panels
NJSTRE1545383344 | NJSRRE1542525156 | Transition Incentive Program | Swedesboro | 8085 | 15 | 17.99 | Residential | Yes | Behind the Meter | Net-metered residential ground mount |  | None | Vision Solar LLC | AC Electric | Accepted | 2019-10-11 | 2019-10-14 | 2021-10-30 | sunpower | e20-327-e-ac | Solar Panels |  | 0.327 | 55 | 180 | 30 |  | Fixed | Ground
NJSTRE1545383346 | NJSRRE1542512446 | Transition Incentive Program | Whitesboro | 8252 | 21 | 9.3 | Residential | Yes | Behind the Meter | Behind the Meter |  | None | Orbit Energy & Power, LLC | AC Electric | Eligible for TI Program | 2019-10-07 | 2019-10-09 | 2021-10-30 | enphase | iq7 | Inverters | 240 |  | 30 |  |  | 0.986 |  | Outside | panel
NJSTRE1545383346 | NJSRRE1542512446 | Transition Incentive Program | Whitesboro | 8252 | 21 | 9.3 | Residential | Yes | Behind the Meter | Behind the Meter |  | None | Orbit Energy & Power, LLC | AC Electric | Eligible for TI Program | 2019-10-07 | 2019-10-09 | 2021-10-30 | trina | tsm310 | Solar Panels |  | 0.31 | 30 | 203 | 27 |  | Fixed | Roof
NJSTRE1545383347 | NJSRRE1542444944 | Transition Incentive Program | Williamstown | 8094 | 15 | 6.67 | Residential | Yes | Behind the Meter | Behind the Meter |  | None | Sunrun Installation Services, Inc. | AC Electric | Eligible for TI Program | 2019-09-26 | 2019-09-30 | 2021-10-30 | Ningbo Ginlong Technologies | Solis-1P6K-4G-US | Inverters | 6000 |  | 1 |  |  | 0.96 |  | Outdoor | Next To Meter
NJSTRE1545383347 | NJSRRE1542444944 | Transition Incentive Program | Williamstown | 8094 | 15 | 6.67 | Residential | Yes | Behind the Meter | Behind the Meter |  | None | Sunrun Installation Services, Inc. | AC Electric | Eligible for TI Program | 2019-09-26 | 2019-09-30 | 2021-10-30 | REC Solar | REC290TP2 BLK | Solar Panels |  | 0.29 | 14 | 226 | 27 |  | Fixed | Roof
NJSTRE1545383347 | NJSRRE1542444944 | Transition Incentive Program | Williamstown | 8094 | 15 | 6.67 | Residential | Yes | Behind the Meter | Behind the Meter |  | None | Sunrun Installation Services, Inc. | AC Electric | Eligible for TI Program | 2019-09-26 | 2019-09-30 | 2021-10-30 | REC Solar | REC290TP2 BLK | Solar Panels |  | 0.29 | 9 | 135 | 34 |  | Fixed | Roof
NJSTRE1545383350 | NJSRRE1542553351 | Transition Incentive Program | Jackson Township | 8527 | 18 | 8.7 | Residential | No | Behind the Meter | Behind the Meter |  | None | Sunrun Installation Services, Inc. | JCP&L | Eligible for TI Program | 2019-10-17 | 2019-10-21 | 2021-10-30 | Delta Electronics | M8-TL-US | Inverters | 7680 |  | 1 |  |  | 0.96 |  | Outdoor | Next To Meter
NJSTRE1545383350 | NJSRRE1542553351 | Transition Incentive Program | Jackson Township | 8527 | 18 | 8.7 | Residential | No | Behind the Meter | Behind the Meter |  | None | Sunrun Installation Services, Inc. | JCP&L | Eligible for TI Program | 2019-10-17 | 2019-10-21 | 2021-10-30 | REC Solar | REC290TP2 BLK | Solar Panels |  | 0.29 | 30 | 201 | 23 |  | Fixed | Roof
NJSTRE1545383351 | NJSRRE1543069462 | Transition Incentive Program | Ewing Township | 8618 | 12 | 6.21 | Residential | No | Behind the Meter | Behind the Meter |  | None | Sunrun Installation Services, Inc. | PSE&G | Eligible for TI Program | 2019-11-12 | 2019-11-15 | 2021-10-30 | Delta Electronics | M5-TL-US | Inverters | 4800 |  | 1 |  |  | 0.96 |  | Outdoor | Next To Meter
NJSTRE1545383351 | NJSRRE1543069462 | Transition Incentive Program | Ewing Township | 8618 | 12 | 6.21 | Residential | No | Behind the Meter | Behind the Meter |  | None | Sunrun Installation Services, Inc. | PSE&G | Eligible for TI Program | 2019-11-12 | 2019-11-15 | 2021-10-30 | LG Electronics | LG365Q1C-V5 | Solar Panels |  | 0.365 | 10 | 87 | 27 |  | Fixed | Roof
NJSTRE1545383351 | NJSRRE1543069462 | Transition Incentive Program | Ewing Township | 8618 | 12 | 6.21 | Residential | No | Behind the Meter | Behind the Meter |  | None | Sunrun Installation Services, Inc. | PSE&G | Eligible for TI Program | 2019-11-12 | 2019-11-15 | 2021-10-30 | LG Electronics | LG365Q1C-V5 | Solar Panels |  | 0.365 | 7 | 357 | 27 |  | Fixed | Roof
NJSTRE1545383353 | NJSRRE1542501216 | Transition Incentive Program | Bridgeton | 8302 | 20 | 7.04 | Residential | Yes | Behind the Meter | Behind the Meter |  | None | Skyline Solar, LLC | AC Electric | Eligible for TI Program | 2019-10-03 | 2019-10-08 | 2021-10-30 | SolarEdge | SE5000H-US | Inverters | 5000 |  | 1 |  |  | 0.99 |  | Outside | within ten feet of meter
NJSTRE1545383353 | NJSRRE1542501216 | Transition Incentive Program | Bridgeton | 8302 | 20 | 7.04 | Residential | Yes | Behind the Meter | Behind the Meter |  | None | Skyline Solar, LLC | AC Electric | Eligible for TI Program | 2019-10-03 | 2019-10-08 | 2021-10-30 | Hanwha Q-Cells | Q.PEAK DUO-G5 320 | Solar Panels |  | 0.32 | 22 | 180 | 7 |  | Fixed | Roof
NJSTRE1545383355 | NJSRRE1542478635 | Transition Incentive Program | East Brunswick | 8816 | 11 | 8.12 | Residential | Yes | Behind the Meter | Behind the Meter |  | None | Sunrun Installation Services, Inc. | JCP&L | Eligible for TI Program | 2019-10-01 | 2019-10-03 | 2021-10-30 | SolarEdge Technologies | SE7600H-USRGM | Inverters | 7600 |  | 1 |  |  | 0.96 |  | Outdoor | Next To Meter
NJSTRE1545383355 | NJSRRE1542478635 | Transition Incentive Program | East Brunswick | 8816 | 11 | 8.12 | Residential | Yes | Behind the Meter | Behind the Meter |  | None | Sunrun Installation Services, Inc. | JCP&L | Eligible for TI Program | 2019-10-01 | 2019-10-03 | 2021-10-30 | REC Solar | REC290TP2 BLK | Solar Panels |  | 0.29 | 3 | 137 | 27 |  | Fixed | Roof
NJSTRE1545383355 | NJSRRE1542478635 | Transition Incentive Program | East Brunswick | 8816 | 11 | 8.12 | Residential | Yes | Behind the Meter | Behind the Meter |  | None | Sunrun Installation Services, Inc. | JCP&L | Eligible for TI Program | 2019-10-01 | 2019-10-03 | 2021-10-30 | REC Solar | REC290TP2 BLK | Solar Panels |  | 0.29 | 7 | 89 | 23 |  | Fixed | Roof
NJSTRE1545383355 | NJSRRE1542478635 | Transition Incentive Program | East Brunswick | 8816 | 11 | 8.12 | Residential | Yes | Behind the Meter | Behind the Meter |  | None | Sunrun Installation Services, Inc. | JCP&L | Eligible for TI Program | 2019-10-01 | 2019-10-03 | 2021-10-30 | REC Solar | REC290TP2 BLK | Solar Panels |  | 0.29 | 8 | 227 | 27 |  | Fixed | Roof
NJSTRE1545383355 | NJSRRE1542478635 | Transition Incentive Program | East Brunswick | 8816 | 11 | 8.12 | Residential | Yes | Behind the Meter | Behind the Meter |  | None | Sunrun Installation Services, Inc. | JCP&L | Eligible for TI Program | 2019-10-01 | 2019-10-03 | 2021-10-30 | REC Solar | REC290TP2 BLK | Solar Panels |  | 0.29 | 10 | 269 | 23 |  | Fixed | Roof
NJSTRE1545383356 | NJSRRE1542684984 | Transition Incentive Program | West Tuckerton | 8087 | 18 | 6.67 | Residential | No | Behind the Meter | Behind the Meter |  | None | Sunrun Installation Services, Inc. | AC Electric | Eligible for TI Program | 2019-10-28 | 2019-10-30 | 2021-10-30 | Delta Electronics | M6-TL-US | Inverters | 5760 |  | 1 |  |  | 0.96 |  | Outdoor | Next To Meter
NJSTRE1545383356 | NJSRRE1542684984 | Transition Incentive Program | West Tuckerton | 8087 | 18 | 6.67 | Residential | No | Behind the Meter | Behind the Meter |  | None | Sunrun Installation Services, Inc. | AC Electric | Eligible for TI Program | 2019-10-28 | 2019-10-30 | 2021-10-30 | REC Solar | REC290TP2 BLK | Solar Panels |  | 0.29 | 23 | 143 | 23 |  | Fixed | Roof
NJSTRE1545383357 | NJSRRE1542445082 | Transition Incentive Program | rahway | 7065 | 10 | 8.24 | Residential | No | Behind the Meter | Behind the Meter |  | None | Whitman Construction, LLC | PSE&G | Eligible for TI Program | 2019-09-26 | 2019-09-30 | 2021-10-30 | Enphase Energy | IQ7-60-2-US | Inverters | 0.24 |  | 27 |  |  | 0.976 |  | Outside | roof
NJSTRE1545383357 | NJSRRE1542445082 | Transition Incentive Program | rahway | 7065 | 10 | 8.24 | Residential | No | Behind the Meter | Behind the Meter |  | None | Whitman Construction, LLC | PSE&G | Eligible for TI Program | 2019-09-26 | 2019-09-30 | 2021-10-30 | Trina Solar | TSM-305DD05A | Solar Panels |  | 0.305 | 5 | 34 | 20 |  | Fixed | Roof
NJSTRE1545383357 | NJSRRE1542445082 | Transition Incentive Program | rahway | 7065 | 10 | 8.24 | Residential | No | Behind the Meter | Behind the Meter |  | None | Whitman Construction, LLC | PSE&G | Eligible for TI Program | 2019-09-26 | 2019-09-30 | 2021-10-30 | Trina Solar | TSM-305DD05A | Solar Panels |  | 0.305 | 22 | 214 | 20 |  | Fixed | Roof
NJSTRE1545383358 | NJSRRE1542851469 | Transition Incentive Program | Camden | 8105 | 14 | 5.04 | Residential | Yes | Behind the Meter | Net-metered residential rooftop and canopy |  | None | Vivint Solar Developer, LLC | PSE&G | Accepted | 2019-11-01 | 2019-11-05 | 2021-10-30 | Solar Edge | SE3800H-US000BNC4 | Inverters | 3800 |  | 1 |  |  | 0.992 |  | Outdoor | Near the Utility Meter
NJSTRE1545383358 | NJSRRE1542851469 | Transition Incentive Program | Camden | 8105 | 14 | 5.04 | Residential | Yes | Behind the Meter | Net-metered residential rooftop and canopy |  | None | Vivint Solar Developer, LLC | PSE&G | Accepted | 2019-11-01 | 2019-11-05 | 2021-10-30 | Hanwha | Q.PEAK BLK-G5 315 | Solar Panels |  | 0.315 | 16 | 172 | 2 |  | Fixed | Roof
NJSTRE1545383359 | NJSRRE1542792380 | Transition Incentive Program | Keyport | 7735 | 17 | 7.25 | Residential | Yes | Behind the Meter | Net-metered residential rooftop and canopy |  | None | Vivint Solar Developer, LLC | JCP&L | Accepted | 2019-10-31 | 2019-11-01 | 2021-10-30 | SOLAREDGE | SE7600H-US000BNC4 | Inverters | 7600 |  | 1 |  |  | 0.992 |  | Outdoor | Near The Utility Meter
NJSTRE1545383359 | NJSRRE1542792380 | Transition Incentive Program | Keyport | 7735 | 17 | 7.25 | Residential | Yes | Behind the Meter | Net-metered residential rooftop and canopy |  | None | Vivint Solar Developer, LLC | JCP&L | Accepted | 2019-10-31 | 2019-11-01 | 2021-10-30 | HANWHA SOLAR | Q.PEAK BLK-G5 315 | Solar Panels |  | 0.315 | 23 | 265 | 27 |  | Fixed | Roof
NJSTRE1545383360 | NJSRRE1542582228 | Transition Incentive Program | Teaneck | 7666 | 7 | 5.89 | Residential | No | Behind the Meter | Behind the Meter |  | None |  | PSE&G | Eligible for TI Program | 2019-10-24 | 2019-10-28 | 2021-10-30 | SolarEdge | SE5000H-US | Inverters | 5000 |  | 1 |  |  | 0.97 |  | Outside | Next to Meter
NJSTRE1545383360 | NJSRRE1542582228 | Transition Incentive Program | Teaneck | 7666 | 7 | 5.89 | Residential | No | Behind the Meter | Behind the Meter |  | None |  | PSE&G | Eligible for TI Program | 2019-10-24 | 2019-10-28 | 2021-10-30 | Silfab | SLA310M | Solar Panels |  | 0.31 | 8 | 258 | 18 |  | Fixed | Roof
NJSTRE1545383360 | NJSRRE1542582228 | Transition Incentive Program | Teaneck | 7666 | 7 | 5.89 | Residential | No | Behind the Meter | Behind the Meter |  | None |  | PSE&G | Eligible for TI Program | 2019-10-24 | 2019-10-28 | 2021-10-30 | Silfab | SLA310M | Solar Panels |  | 0.31 | 11 | 167 | 27 |  | Fixed | Roof
NJSTRE1545383363 | NJSRRE1542809475 | Transition Incentive Program | Gloucester City | 8030 | 14 | 9.6 | Residential | Yes | Behind the Meter | Behind the Meter |  | None | Skyline Solar, LLC | PSE&G | Eligible for TI Program | 2019-10-30 | 2019-11-01 | 2021-10-30 | SolarEdge | SE7600H-US | Inverters | 7600 |  | 1 |  |  | 0.99 |  | Outside | within ten feet of meter
NJSTRE1545383363 | NJSRRE1542809475 | Transition Incentive Program | Gloucester City | 8030 | 14 | 9.6 | Residential | Yes | Behind the Meter | Behind the Meter |  | None | Skyline Solar, LLC | PSE&G | Eligible for TI Program | 2019-10-30 | 2019-11-01 | 2021-10-30 | Hanwha Q-Cells | Q.PEAK DUO-G5 320 | Solar Panels |  | 0.32 | 30 | 271,91 | 24 |  | Fixed | Roof
NJSTRE1545383364 | NJSRRE1542527731 | Transition Incentive Program | Haledon | 7508 | 6 | 3.15 | Residential | No | Behind the Meter | Net-metered residential rooftop and canopy |  | None | Suntuity Solar LLC | PSE&G | Accepted | 2019-10-11 | 2019-10-14 | 2021-10-30 | Enphase Energy | IQ7-60-2-US | Inverters | 240 |  | 10 |  |  | 0.97 |  | Outdoor | Behind the PV Modules
NJSTRE1545383364 | NJSRRE1542527731 | Transition Incentive Program | Haledon | 7508 | 6 | 3.15 | Residential | No | Behind the Meter | Net-metered residential rooftop and canopy |  | None | Suntuity Solar LLC | PSE&G | Accepted | 2019-10-11 | 2019-10-14 | 2021-10-30 | Yingli Green Energy | YL315D-30b | Solar Panels |  | 0.315 | 10 | 127 | 30 |  | Fixed | Roof
NJSTRE1545383368 | NJSRRE1542553725 | Transition Incentive Program | Linwood | 8221 | 19 | 9.81 | Residential | Yes | Behind the Meter | Net-metered residential rooftop and canopy |  | None | SunPower Corporation, Systems | AC Electric | Accepted | 2019-10-17 | 2019-10-21 | 2021-10-30 | SUNPOWER | SPR-E20-327-E-AC | Inverters | 320 |  | 30 |  |  | 0.96 |  | Other | under each panel
NJSTRE1545383368 | NJSRRE1542553725 | Transition Incentive Program | Linwood | 8221 | 19 | 9.81 | Residential | Yes | Behind the Meter | Net-metered residential rooftop and canopy |  | None | SunPower Corporation, Systems | AC Electric | Accepted | 2019-10-17 | 2019-10-21 | 2021-10-30 | SUNPOWER | SPR-E20-327-E-AC | Solar Panels |  | 0.327 | 21 | 130 | 22 |  | Fixed | Roof
NJSTRE1545383368 | NJSRRE1542553725 | Transition Incentive Program | Linwood | 8221 | 19 | 9.81 | Residential | Yes | Behind the Meter | Net-metered residential rooftop and canopy |  | None | SunPower Corporation, Systems | AC Electric | Accepted | 2019-10-17 | 2019-10-21 | 2021-10-30 | SUNPOWER | SPR-E20-327-E-AC | Solar Panels |  | 0.327 | 9 | 130 | 22 |  | Fixed | Roof
NJSTRE1545383369 | NJSRRE1542519384 | Transition Incentive Program | Burlington City | 8016 | 13 | 5.12 | Residential | Yes | Behind the Meter | Behind the Meter |  | None | Skyline Solar, LLC | PSE&G | Eligible for TI Program | 2019-10-09 | 2019-10-11 | 2021-10-30 | SolarEdge | SE3800H-US | Inverters | 3800 |  | 1 |  |  | 0.99 |  | Outside | within ten feet of meter
NJSTRE1545383369 | NJSRRE1542519384 | Transition Incentive Program | Burlington City | 8016 | 13 | 5.12 | Residential | Yes | Behind the Meter | Behind the Meter |  | None | Skyline Solar, LLC | PSE&G | Eligible for TI Program | 2019-10-09 | 2019-10-11 | 2021-10-30 | Hanwha Q-Cells | Q.PEAK DUO-G5 320 | Solar Panels |  | 0.32 | 16 | 161 | 27 |  | Fixed | Roof
NJSTRE1545383370 | NJSRRE1542521791 | Transition Incentive Program | RARITAN | 8869 | 5 | 7.88 | Residential | Yes | Behind the Meter | Net-metered residential rooftop and canopy |  | None | Vivint Solar Developer, LLC | PSE&G | Accepted | 2019-10-09 | 2019-10-11 | 2021-10-30 | solar edge | SE7600H-US | Inverters | 7600 |  | 1 |  |  | 0.992 |  | Outdoor | near utility meter
NJSTRE1545383370 | NJSRRE1542521791 | Transition Incentive Program | RARITAN | 8869 | 5 | 7.88 | Residential | Yes | Behind the Meter | Net-metered residential rooftop and canopy |  | None | Vivint Solar Developer, LLC | PSE&G | Accepted | 2019-10-09 | 2019-10-11 | 2021-10-30 | HANWHA SOLAR | Q.PEAK BLK-G5 315 | Solar Panels |  | 0.315 | 3 | 270 | 21 |  | Fixed | Roof
NJSTRE1545383370 | NJSRRE1542521791 | Transition Incentive Program | RARITAN | 8869 | 5 | 7.88 | Residential | Yes | Behind the Meter | Net-metered residential rooftop and canopy |  | None | Vivint Solar Developer, LLC | PSE&G | Accepted | 2019-10-09 | 2019-10-11 | 2021-10-30 | HANWHA SOLAR | Q.PEAK BLK-G5 315 | Solar Panels |  | 0.315 | 5 | 90 | 36 |  | Fixed | Roof
NJSTRE1545383370 | NJSRRE1542521791 | Transition Incentive Program | RARITAN | 8869 | 5 | 7.88 | Residential | Yes | Behind the Meter | Net-metered residential rooftop and canopy |  | None | Vivint Solar Developer, LLC | PSE&G | Accepted | 2019-10-09 | 2019-10-11 | 2021-10-30 | HANWHA SOLAR | Q.PEAK BLK-G5 315 | Solar Panels |  | 0.315 | 17 | 270 | 36 |  | Fixed | Roof
NJSTRE1545383371 | NJSRRE1542511033 | Transition Incentive Program | Penns Grove | 8069 | 16 | 12.6 | Residential | No | Behind the Meter | Net-metered residential rooftop and canopy |  | None | Suntuity Solar LLC | AC Electric | Accepted | 2019-10-07 | 2019-10-09 | 2021-10-30 | Enphase Energy | IQ7-60-2-US | Inverters | 240 |  | 40 |  |  | 0.97 |  | Outdoor | Behind the PV Modules
NJSTRE1545383371 | NJSRRE1542511033 | Transition Incentive Program | Penns Grove | 8069 | 16 | 12.6 | Residential | No | Behind the Meter | Net-metered residential rooftop and canopy |  | None | Suntuity Solar LLC | AC Electric | Accepted | 2019-10-07 | 2019-10-09 | 2021-10-30 | Longi | LR6-60HPB-315M | Solar Panels |  | 0.315 | 40 | 140 | 20 |  | Fixed | Ground
NJSTRE1545383372 | NJSRRE1542967118 | Transition Incentive Program | Pleasantville | 8232 | 19 | 9.6 | Residential | Yes | Behind the Meter | Behind the Meter |  | None | Skyline Solar, LLC | AC Electric | Eligible for TI Program | 2019-11-05 | 2019-11-07 | 2021-10-30 | SolarEdge | SE7600H-US | Inverters | 7600 |  | 1 |  |  | 0.99 |  | Outside | within ten feet of meter
NJSTRE1545383372 | NJSRRE1542967118 | Transition Incentive Program | Pleasantville | 8232 | 19 | 9.6 | Residential | Yes | Behind the Meter | Behind the Meter |  | None | Skyline Solar, LLC | AC Electric | Eligible for TI Program | 2019-11-05 | 2019-11-07 | 2021-10-30 | Hanwha Q-Cells | Q.PEAK DUO-G5 320 | Solar Panels |  | 0.32 | 30 | 129219 | 28 |  | Fixed | Roof
NJSTRE1545383375 | NJSRRE1543191469 | Transition Incentive Program | Leonia | 7605 | 7 | 13.41 | Residential | Yes | Behind the Meter | Net-metered residential rooftop and canopy |  | None | SunPower Corporation, Systems | PSE&G | Accepted | 2019-11-13 | 2019-11-18 | 2021-10-30 | SUNPOWER | SPR-E20-327-E-AC | Solar Panels |  | 0.327 | 20 | 25 | 40 |  | Fixed | Roof
NJSTRE1545383375 | NJSRRE1543191469 | Transition Incentive Program | Leonia | 7605 | 7 | 13.41 | Residential | Yes | Behind the Meter | Net-metered residential rooftop and canopy |  | None | SunPower Corporation, Systems | PSE&G | Accepted | 2019-11-13 | 2019-11-18 | 2021-10-30 | SUNPOWER | SPR-E20-327-E-AC | Solar Panels |  | 0.327 | 21 | 205 | 40 |  | Fixed | Roof
NJSTRE1545383376 | NJSRRE1542543932 | Transition Incentive Program | Hackensack City | 7601 | 7 | 8.12 | Residential | Yes | Behind the Meter | Behind the Meter |  | None | Sunrun Installation Services, Inc. | PSE&G | Eligible for TI Program | 2019-10-15 | 2019-10-17 | 2021-10-30 | Ningbo Ginlong Technologies | Solis-1P9K-4G-US | Inverters | 9000 |  | 1 |  |  | 0.96 |  | Outdoor | Next To Meter
NJSTRE1545383376 | NJSRRE1542543932 | Transition Incentive Program | Hackensack City | 7601 | 7 | 8.12 | Residential | Yes | Behind the Meter | Behind the Meter |  | None | Sunrun Installation Services, Inc. | PSE&G | Eligible for TI Program | 2019-10-15 | 2019-10-17 | 2021-10-30 | REC Solar | REC290TP2 BLK | Solar Panels |  | 0.29 | 9 | 128 | 34 |  | Fixed | Roof
NJSTRE1545383376 | NJSRRE1542543932 | Transition Incentive Program | Hackensack City | 7601 | 7 | 8.12 | Residential | Yes | Behind the Meter | Behind the Meter |  | None | Sunrun Installation Services, Inc. | PSE&G | Eligible for TI Program | 2019-10-15 | 2019-10-17 | 2021-10-30 | REC Solar | REC290TP2 BLK | Solar Panels |  | 0.29 | 5 | 38 | 34 |  | Fixed | Roof
NJSTRE1545383376 | NJSRRE1542543932 | Transition Incentive Program | Hackensack City | 7601 | 7 | 8.12 | Residential | Yes | Behind the Meter | Behind the Meter |  | None | Sunrun Installation Services, Inc. | PSE&G | Eligible for TI Program | 2019-10-15 | 2019-10-17 | 2021-10-30 | REC Solar | REC290TP2 BLK | Solar Panels |  | 0.29 | 9 | 218 | 32 |  | Fixed | Roof
NJSTRE1545383376 | NJSRRE1542543932 | Transition Incentive Program | Hackensack City | 7601 | 7 | 8.12 | Residential | Yes | Behind the Meter | Behind the Meter |  | None | Sunrun Installation Services, Inc. | PSE&G | Eligible for TI Program | 2019-10-15 | 2019-10-17 | 2021-10-30 | REC Solar | REC290TP2 BLK | Solar Panels |  | 0.29 | 5 | 308 | 34 |  | Fixed | Roof
NJSTRE1545383377 | NJSRRE1542712804 | Transition Incentive Program | Pitman | 8071 | 15 | 10.24 | Residential | No | Behind the Meter | Net-metered residential rooftop and canopy |  | None |  | AC Electric | Accepted | 2019-10-29 | 2019-10-31 | 2021-10-30 | SolarEdge | SE7600H-US | Inverters | 7600 |  | 1 |  |  | 0.97 |  | Outside | Next to meter
NJSTRE1545383377 | NJSRRE1542712804 | Transition Incentive Program | Pitman | 8071 | 15 | 10.24 | Residential | No | Behind the Meter | Net-metered residential rooftop and canopy |  | None |  | AC Electric | Accepted | 2019-10-29 | 2019-10-31 | 2021-10-30 | Panasonic | VBHN320KA03 | Solar Panels |  | 0.32 | 8 | 251 | 27 |  | Fixed | Roof
NJSTRE1545383377 | NJSRRE1542712804 | Transition Incentive Program | Pitman | 8071 | 15 | 10.24 | Residential | No | Behind the Meter | Net-metered residential rooftop and canopy |  | None |  | AC Electric | Accepted | 2019-10-29 | 2019-10-31 | 2021-10-30 | Panasonic | VBHN320KA03 | Solar Panels |  | 0.32 | 24 | 71 | 27 |  | Fixed | Roof
NJSTRE1545383378 | NJSRRE1542515447 | Transition Incentive Program | Little Egg Harbor Township | 8087 | 18 | 5.49 | Residential | No | Behind the Meter | Net-metered residential rooftop and canopy |  | None | Whitman Construction, LLC | AC Electric | As-Built Incomplete - Review | 2019-10-15 | 2019-10-15 |  | Trina Solar | TSM-305DD05A | Solar Panels |  | 0.305 | 12 | 205 | 20 |  | Fixed | Roof
NJSTRE1545383378 | NJSRRE1542515447 | Transition Incentive Program | Little Egg Harbor Township | 8087 | 18 | 5.49 | Residential | No | Behind the Meter | Net-metered residential rooftop and canopy |  | None | Whitman Construction, LLC | AC Electric | As-Built Incomplete - Review | 2019-10-15 | 2019-10-15 |  | Trina Solar | TSM-305DD05A | Solar Panels |  | 0.305 | 6 | 116 | 20 |  | Fixed | Roof
NJSTRE1545383378 | NJSRRE1542515447 | Transition Incentive Program | Little Egg Harbor Township | 8087 | 18 | 5.49 | Residential | No | Behind the Meter | Net-metered residential rooftop and canopy |  | None | Whitman Construction, LLC | AC Electric | As-Built Incomplete - Review | 2019-10-15 | 2019-10-15 |  | Enphase Energy | IQ7-60-2-US | Inverters | 240 |  | 18 |  |  | 0.976 |  | Outside | roof
NJSTRE1545383378 | NJSRRE1542515447 | Transition Incentive Program | Little Egg Harbor Township | 8087 | 18 | 5.49 | Residential | No | Behind the Meter | Net-metered residential rooftop and canopy |  | None | Whitman Construction, LLC | AC Electric | As-Built Incomplete - Review | 2019-10-15 | 2019-10-15 |  | Enphase Energy | ENV-S-AM1-120 | Meters |  |  | 1 |  |  |  | Yes | Outdoor
NJSTRE1545383380 | NJSRRE1542956650 | Transition Incentive Program | East Brunswick | 8816 | 11 | 5.8 | Residential | Yes | Behind the Meter | Behind the Meter |  | None | Sunrun Installation Services, Inc. | PSE&G | Eligible for TI Program | 2019-11-05 | 2019-11-06 | 2021-10-30 | Delta Electronics | M5-TL-US | Inverters | 4800 |  | 1 |  |  | 0.96 |  | Outdoor | Next To Meter
NJSTRE1545383380 | NJSRRE1542956650 | Transition Incentive Program | East Brunswick | 8816 | 11 | 5.8 | Residential | Yes | Behind the Meter | Behind the Meter |  | None | Sunrun Installation Services, Inc. | PSE&G | Eligible for TI Program | 2019-11-05 | 2019-11-06 | 2021-10-30 | REC Solar | REC290TP2 BLK | Solar Panels |  | 0.29 | 20 | 71 | 23 |  | Fixed | Roof
NJSTRE1545383381 | NJSRRE1542790406 | Transition Incentive Program | BURLINGTON | 8016 | 13 | 4.73 | Residential | Yes | Behind the Meter | Net-metered residential rooftop and canopy |  | None | Vivint Solar Developer, LLC | PSE&G | Accepted | 2019-10-30 | 2019-11-01 | 2021-10-30 | SOLAREDGE | SE3800H-US000BNC4 | Inverters | 3800 |  | 1 |  |  | 0.992 |  | Outdoor | Near The Utility Meter
NJSTRE1545383381 | NJSRRE1542790406 | Transition Incentive Program | BURLINGTON | 8016 | 13 | 4.73 | Residential | Yes | Behind the Meter | Net-metered residential rooftop and canopy |  | None | Vivint Solar Developer, LLC | PSE&G | Accepted | 2019-10-30 | 2019-11-01 | 2021-10-30 | HANWHA SOLAR | Q.PEAK BLK-G5 315 | Solar Panels |  | 0.315 | 4 | 156 | 26 |  | Fixed | Roof
NJSTRE1545383381 | NJSRRE1542790406 | Transition Incentive Program | BURLINGTON | 8016 | 13 | 4.73 | Residential | Yes | Behind the Meter | Net-metered residential rooftop and canopy |  | None | Vivint Solar Developer, LLC | PSE&G | Accepted | 2019-10-30 | 2019-11-01 | 2021-10-30 | HANWHA SOLAR | Q.PEAK BLK-G5 315 | Solar Panels |  | 0.315 | 11 | 156 | 27 |  | Fixed | Roof
NJSTRE1545383384 | NJSRRE1542445034 | Transition Incentive Program | Paterson City | 7522 | 6 | 9.6 | Residential | Yes | Behind the Meter | Behind the Meter |  | None | Skyline Solar, LLC | PSE&G | Eligible for TI Program | 2019-09-26 | 2019-09-30 | 2021-10-30 | SolarEdge | SE7600H-US | Inverters | 7600 |  | 1 |  |  | 0.99 |  | Outside | within ten feet of meter
NJSTRE1545383384 | NJSRRE1542445034 | Transition Incentive Program | Paterson City | 7522 | 6 | 9.6 | Residential | Yes | Behind the Meter | Behind the Meter |  | None | Skyline Solar, LLC | PSE&G | Eligible for TI Program | 2019-09-26 | 2019-09-30 | 2021-10-30 | Hanwha Q-Cells | Q.PEAK DUO-G5 320 | Solar Panels |  | 0.32 | 30 | 229 | 23 |  | Fixed | Roof
NJSTRE1545383386 | NJSRRE1542887945 | Transition Incentive Program | Totowa | 7512 | 6 | 9.28 | Residential | No | Behind the Meter | Behind the Meter |  | None | Sunrun Installation Services, Inc. | PSE&G | Eligible for TI Program | 2019-11-01 | 2019-11-05 | 2021-10-30 | SolarEdge Technologies | SE7600H-USRGM | Inverters | 7600 |  | 1 |  |  | 0.96 |  | Outdoor | Next To Meter
NJSTRE1545383386 | NJSRRE1542887945 | Transition Incentive Program | Totowa | 7512 | 6 | 9.28 | Residential | No | Behind the Meter | Behind the Meter |  | None | Sunrun Installation Services, Inc. | PSE&G | Eligible for TI Program | 2019-11-01 | 2019-11-05 | 2021-10-30 | REC Solar | REC290TP2 BLK | Solar Panels |  | 0.29 | 3 | 107 | 43 |  | Fixed | Roof
NJSTRE1545383386 | NJSRRE1542887945 | Transition Incentive Program | Totowa | 7512 | 6 | 9.28 | Residential | No | Behind the Meter | Behind the Meter |  | None | Sunrun Installation Services, Inc. | PSE&G | Eligible for TI Program | 2019-11-01 | 2019-11-05 | 2021-10-30 | REC Solar | REC290TP2 BLK | Solar Panels |  | 0.29 | 29 | 199 | 30 |  | Fixed | Roof
NJSTRE1545383388 | NJSRRE1542460966 | Transition Incentive Program | Palmyra | 8065 | 13 | 9.86 | Residential | Yes | Behind the Meter | Behind the Meter |  | None | Sunrun Installation Services, Inc. | PSE&G | Eligible for TI Program | 2019-09-30 | 2019-10-02 | 2021-10-30 | SolarEdge Technologies | SE7600H-USRGM | Inverters | 7600 |  | 1 |  |  | 0.96 |  | Outdoor | Next To Meter
NJSTRE1545383388 | NJSRRE1542460966 | Transition Incentive Program | Palmyra | 8065 | 13 | 9.86 | Residential | Yes | Behind the Meter | Behind the Meter |  | None | Sunrun Installation Services, Inc. | PSE&G | Eligible for TI Program | 2019-09-30 | 2019-10-02 | 2021-10-30 | REC Solar | REC290TP2 BLK | Solar Panels |  | 0.29 | 6 | 324 | 27 |  | Fixed | Roof
NJSTRE1545383388 | NJSRRE1542460966 | Transition Incentive Program | Palmyra | 8065 | 13 | 9.86 | Residential | Yes | Behind the Meter | Behind the Meter |  | None | Sunrun Installation Services, Inc. | PSE&G | Eligible for TI Program | 2019-09-30 | 2019-10-02 | 2021-10-30 | REC Solar | REC290TP2 BLK | Solar Panels |  | 0.29 | 4 | 144 | 27 |  | Fixed | Roof
NJSTRE1545383388 | NJSRRE1542460966 | Transition Incentive Program | Palmyra | 8065 | 13 | 9.86 | Residential | Yes | Behind the Meter | Behind the Meter |  | None | Sunrun Installation Services, Inc. | PSE&G | Eligible for TI Program | 2019-09-30 | 2019-10-02 | 2021-10-30 | REC Solar | REC290TP2 BLK | Solar Panels |  | 0.29 | 24 | 144 | 40 |  | Fixed | Roof
NJSTRE1545383389 | NJSRRE1543182845 | Transition Incentive Program | Lanoka Harbor | 8734 | 18 | 11.6 | Residential | Yes | Behind the Meter | Behind the Meter |  | None | Sunrun Installation Services, Inc. | JCP&L | Eligible for TI Program | 2019-11-13 | 2019-11-18 | 2021-10-30 | Delta Electronics | M10-TL-US | Inverters | 9600 |  | 1 |  |  | 0.96 |  | Outdoor | Next To Meter
NJSTRE1545383389 | NJSRRE1543182845 | Transition Incentive Program | Lanoka Harbor | 8734 | 18 | 11.6 | Residential | Yes | Behind the Meter | Behind the Meter |  | None | Sunrun Installation Services, Inc. | JCP&L | Eligible for TI Program | 2019-11-13 | 2019-11-18 | 2021-10-30 | REC Solar | REC290TP2 BLK | Solar Panels |  | 0.29 | 20 | 166 | 18 |  | Fixed | Roof
NJSTRE1545383389 | NJSRRE1543182845 | Transition Incentive Program | Lanoka Harbor | 8734 | 18 | 11.6 | Residential | Yes | Behind the Meter | Behind the Meter |  | None | Sunrun Installation Services, Inc. | JCP&L | Eligible for TI Program | 2019-11-13 | 2019-11-18 | 2021-10-30 | REC Solar | REC290TP2 BLK | Solar Panels |  | 0.29 | 20 | 345 | 17 |  | Fixed | Roof
NJSTRE1545383392 | NJSRRE1543041037 | Transition Incentive Program | Swedesboro | 8085 | 15 | 11.72 | Residential | Yes | Behind the Meter | Net-metered residential rooftop and canopy |  | None | Vision Solar LLC | AC Electric | As-Built Incomplete - Review | 2019-11-06 | 2019-11-08 |  | sunpower | e20-327-e-ac | Solar Panels |  | 0.327 | 14 | 139 | 15 |  | Fixed | Roof
NJSTRE1545383392 | NJSRRE1543041037 | Transition Incentive Program | Swedesboro | 8085 | 15 | 11.72 | Residential | Yes | Behind the Meter | Net-metered residential rooftop and canopy |  | None | Vision Solar LLC | AC Electric | As-Built Incomplete - Review | 2019-11-06 | 2019-11-08 |  | sunpower | e20-327-e-ac | Solar Panels |  | 0.32 | 8 | 139 | 26 |  | Fixed | Roof
NJSTRE1545383392 | NJSRRE1543041037 | Transition Incentive Program | Swedesboro | 8085 | 15 | 11.72 | Residential | Yes | Behind the Meter | Net-metered residential rooftop and canopy |  | None | Vision Solar LLC | AC Electric | As-Built Incomplete - Review | 2019-11-06 | 2019-11-08 |  | sunpower | e20-327-e-ac | Solar Panels |  | 0.327 | 2 | 319 | 26 |  | Fixed | Roof
NJSTRE1545383392 | NJSRRE1543041037 | Transition Incentive Program | Swedesboro | 8085 | 15 | 11.72 | Residential | Yes | Behind the Meter | Net-metered residential rooftop and canopy |  | None | Vision Solar LLC | AC Electric | As-Built Incomplete - Review | 2019-11-06 | 2019-11-08 |  | sunpower | e20-327-e-ac | Solar Panels |  | 0.327 | 3 | 229 | 40 |  | Fixed | Roof
NJSTRE1545383392 | NJSRRE1543041037 | Transition Incentive Program | Swedesboro | 8085 | 15 | 11.72 | Residential | Yes | Behind the Meter | Net-metered residential rooftop and canopy |  | None | Vision Solar LLC | AC Electric | As-Built Incomplete - Review | 2019-11-06 | 2019-11-08 |  | sunpower | e20-327-e-ac | Solar Panels |  | 0.327 | 9 | 49 | 40 |  | Fixed | Roof
NJSTRE1545383392 | NJSRRE1543041037 | Transition Incentive Program | Swedesboro | 8085 | 15 | 11.72 | Residential | Yes | Behind the Meter | Net-metered residential rooftop and canopy |  | None | Vision Solar LLC | AC Electric | As-Built Incomplete - Review | 2019-11-06 | 2019-11-08 |  | sunpower | e20-327-e-ac | Inverters | 320 |  | 36 |  |  | 0.96 |  | Other | behind panels
NJSTRE1545383392 | NJSRRE1543041037 | Transition Incentive Program | Swedesboro | 8085 | 15 | 11.72 | Residential | Yes | Behind the Meter | Net-metered residential rooftop and canopy |  | None | Vision Solar LLC | AC Electric | As-Built Incomplete - Review | 2019-11-06 | 2019-11-08 |  | SunPower | PVS6 | Meters |  |  | 1 |  |  |  | Yes | Outdoor
NJSTRE1545383393 | NJSRRE1542447357 | Transition Incentive Program | Brick Township | 8724 | 18 | 18.29 | Residential | No | Behind the Meter | Behind the Meter |  | None | Green Power Energy | JCP&L | Eligible for TI Program | 2019-09-27 | 2019-10-01 | 2021-10-30 | Solar Edge | SE7600H-US | Inverters | 7600 |  | 1 |  |  | 0.97 |  | Outside | next to meter
NJSTRE1545383393 | NJSRRE1542447357 | Transition Incentive Program | Brick Township | 8724 | 18 | 18.29 | Residential | No | Behind the Meter | Behind the Meter |  | None | Green Power Energy | JCP&L | Eligible for TI Program | 2019-09-27 | 2019-10-01 | 2021-10-30 | Silfab | SLA-M 310 | Solar Panels |  | 0.31 | 7 | 102 | 23 |  | Fixed | Roof
NJSTRE1545383393 | NJSRRE1542447357 | Transition Incentive Program | Brick Township | 8724 | 18 | 18.29 | Residential | No | Behind the Meter | Behind the Meter |  | None | Green Power Energy | JCP&L | Eligible for TI Program | 2019-09-27 | 2019-10-01 | 2021-10-30 | Silfab | SLA-M 310 | Solar Panels |  | 0.31 | 23 | 12 | 18 |  | Fixed | Roof
NJSTRE1545383393 | NJSRRE1542447357 | Transition Incentive Program | Brick Township | 8724 | 18 | 18.29 | Residential | No | Behind the Meter | Behind the Meter |  | None | Green Power Energy | JCP&L | Eligible for TI Program | 2019-09-27 | 2019-10-01 | 2021-10-30 | Silfab | SLA-M 310 | Solar Panels |  | 0.31 | 11 | 192 | 23 |  | Fixed | Roof
NJSTRE1545383393 | NJSRRE1542447357 | Transition Incentive Program | Brick Township | 8724 | 18 | 18.29 | Residential | No | Behind the Meter | Behind the Meter |  | None | Green Power Energy | JCP&L | Eligible for TI Program | 2019-09-27 | 2019-10-01 | 2021-10-30 | Silfab | SLA-M 310 | Solar Panels |  | 0.31 | 8 | 282 | 23 |  | Fixed | Roof
NJSTRE1545383393 | NJSRRE1542447357 | Transition Incentive Program | Brick Township | 8724 | 18 | 18.29 | Residential | No | Behind the Meter | Behind the Meter |  | None | Green Power Energy | JCP&L | Eligible for TI Program | 2019-09-27 | 2019-10-01 | 2021-10-30 | Silfab | SLA-M 310 | Solar Panels |  | 0.31 | 10 | 11 | 18 |  | Fixed | Roof
NJSTRE1545383395 | NJSRRE1542511024 | Transition Incentive Program | Dorothy | 8317 | 19 | 20.16 | Residential | Yes | Behind the Meter | Net-metered residential rooftop and canopy |  | None | Suntuity Solar LLC | AC Electric | Accepted | 2019-10-07 | 2019-10-09 | 2021-10-30 | Enphase Energy | IQ7-60-2-US | Inverters | 240 |  | 64 |  |  | 0.97 |  | Outdoor | Behind the PV Modules
NJSTRE1545383395 | NJSRRE1542511024 | Transition Incentive Program | Dorothy | 8317 | 19 | 20.16 | Residential | Yes | Behind the Meter | Net-metered residential rooftop and canopy |  | None | Suntuity Solar LLC | AC Electric | Accepted | 2019-10-07 | 2019-10-09 | 2021-10-30 | Longi | LR6-60HPB-315M | Solar Panels |  | 0.315 | 32 | 180 | 20 |  | Fixed | Ground
NJSTRE1545383395 | NJSRRE1542511024 | Transition Incentive Program | Dorothy | 8317 | 19 | 20.16 | Residential | Yes | Behind the Meter | Net-metered residential rooftop and canopy |  | None | Suntuity Solar LLC | AC Electric | Accepted | 2019-10-07 | 2019-10-09 | 2021-10-30 | Longi | LR6-60HPB-315M | Solar Panels |  | 0.315 | 32 | 180 | 20 |  | Fixed | Ground
NJSTRE1545383396 | NJSRRE1542884214 | Transition Incentive Program | Evesham TWP | 8012 | 14 | 7.52 | Residential | No | Behind the Meter | Net-metered residential rooftop and canopy |  | None | SunPower Capital LLC | PSE&G | As-Built Incomplete - Review | 2019-11-08 | 2019-11-08 |  | sunpower | e20-327-e-ac | Solar Panels |  | 0.327 | 23 | 156 | 21 |  | Fixed | Roof
NJSTRE1545383396 | NJSRRE1542884214 | Transition Incentive Program | Evesham TWP | 8012 | 14 | 7.52 | Residential | No | Behind the Meter | Net-metered residential rooftop and canopy |  | None | SunPower Capital LLC | PSE&G | As-Built Incomplete - Review | 2019-11-08 | 2019-11-08 |  | sunpower | e20-327-e-ac | Inverters | 320 |  | 23 |  |  | 0.96 |  | Other | behind panels
NJSTRE1545383396 | NJSRRE1542884214 | Transition Incentive Program | Evesham TWP | 8012 | 14 | 7.52 | Residential | No | Behind the Meter | Net-metered residential rooftop and canopy |  | None | SunPower Capital LLC | PSE&G | As-Built Incomplete - Review | 2019-11-08 | 2019-11-08 |  | SunPower | PVS6 | Meters |  |  | 1 |  |  |  | Yes | Outdoor
NJSTRE1545383397 | NJSRRE1543333838 | Transition Incentive Program | Woodstown | 8098 | 16 | 10.46 | Residential | Yes | Behind the Meter | Net-metered residential ground mount |  | None | Vision Solar LLC | AC Electric | Accepted | 2019-11-15 | 2019-11-19 | 2021-10-30 | sunpower | e20-327-e-ac | Inverters | 0.32 |  | 32 |  |  | 0.96 |  | Outdoor | behind the panels
NJSTRE1545383397 | NJSRRE1543333838 | Transition Incentive Program | Woodstown | 8098 | 16 | 10.46 | Residential | Yes | Behind the Meter | Net-metered residential ground mount |  | None | Vision Solar LLC | AC Electric | Accepted | 2019-11-15 | 2019-11-19 | 2021-10-30 | sunpower | e20-327-e-ac | Solar Panels |  | 0.327 | 32 | 115 | 30 |  | Fixed | Ground
NJSTRE1545383398 | NJSRRE1543066062 | Transition Incentive Program | Manuela Camacho | 8110 | 14 | 4.1 | Residential | Yes | Behind the Meter | Net-metered residential rooftop and canopy |  | None | Vivint Solar Developer, LLC | PSE&G | Accepted | 2019-11-12 | 2019-11-13 | 2021-10-30 | Solar Edge | SE3800H-US000BNC4 | Inverters | 3800 |  | 1 |  |  | 0.992 |  | Outdoor | Near the utility meter
NJSTRE1545383398 | NJSRRE1543066062 | Transition Incentive Program | Manuela Camacho | 8110 | 14 | 4.1 | Residential | Yes | Behind the Meter | Net-metered residential rooftop and canopy |  | None | Vivint Solar Developer, LLC | PSE&G | Accepted | 2019-11-12 | 2019-11-13 | 2021-10-30 | Hanwha | Q.PEAK BLK-G5 315 | Solar Panels |  | 0.315 | 13 | 201 | 41 |  | Fixed | Roof
NJSTRE1545383399 | NJSRRE1542445143 | Transition Incentive Program | NEWARK | 7104 | 9 | 6.4 | Residential | No | Behind the Meter | Behind the Meter |  | None | Infinity Solar Systems | PSE&G | Eligible for TI Program | 2019-09-26 | 2019-09-30 | 2021-10-30 | ENPHASE | IQ7-60-X-US | Inverters | 240 |  | 20 |  |  | 0.97 |  | Other | MICROINVERTERS
NJSTRE1545383399 | NJSRRE1542445143 | Transition Incentive Program | NEWARK | 7104 | 9 | 6.4 | Residential | No | Behind the Meter | Behind the Meter |  | None | Infinity Solar Systems | PSE&G | Eligible for TI Program | 2019-09-26 | 2019-09-30 | 2021-10-30 | LG | LG-320-N1K-V5 | Solar Panels |  | 0.32 | 4 | 111 | 10 |  | Fixed | Roof
NJSTRE1545383399 | NJSRRE1542445143 | Transition Incentive Program | NEWARK | 7104 | 9 | 6.4 | Residential | No | Behind the Meter | Behind the Meter |  | None | Infinity Solar Systems | PSE&G | Eligible for TI Program | 2019-09-26 | 2019-09-30 | 2021-10-30 | LG | LG-320-N1K-V5 | Solar Panels |  | 0.32 | 16 | 111 | 45 |  | Fixed | Roof
NJSTRE1545383400 | NJSRRE1542518993 | Transition Incentive Program | Ewing Twp | 8628 | 12 | 9.6 | Residential | Yes | Behind the Meter | Behind the Meter |  | None | Skyline Solar, LLC | PSE&G | Eligible for TI Program | 2019-10-09 | 2019-10-11 | 2021-10-30 | SolarEdge | SE7600H-US | Inverters | 7600 |  | 1 |  |  | 0.99 |  | Outside | within ten feet of meter
NJSTRE1545383400 | NJSRRE1542518993 | Transition Incentive Program | Ewing Twp | 8628 | 12 | 9.6 | Residential | Yes | Behind the Meter | Behind the Meter |  | None | Skyline Solar, LLC | PSE&G | Eligible for TI Program | 2019-10-09 | 2019-10-11 | 2021-10-30 | Hanwha Q-Cells | Q.PEAK DUO-G5 320 | Solar Panels |  | 0.32 | 30 | 147 | 20 |  | Fixed | Roof
NJSTRE1545383401 | NJSRRE1542498609 | Transition Incentive Program | GREEN BROOK | 8812 | 11 | 11.66 | Residential | Yes | Behind the Meter | Net-metered residential rooftop and canopy |  | None | Vivint Solar Developer, LLC | PSE&G | Accepted | 2019-10-03 | 2019-10-04 | 2021-10-30 | Solar Edge | SE3800H-US000BNC4 | Inverters | 3800 |  | 1 |  |  | 0.992 |  | Outdoor | Near the Utility Meter
NJSTRE1545383401 | NJSRRE1542498609 | Transition Incentive Program | GREEN BROOK | 8812 | 11 | 11.66 | Residential | Yes | Behind the Meter | Net-metered residential rooftop and canopy |  | None | Vivint Solar Developer, LLC | PSE&G | Accepted | 2019-10-03 | 2019-10-04 | 2021-10-30 | Solar Edge | SE7600H-US000BNC4 | Inverters | 7600 |  | 1 |  |  | 0.992 |  | Outdoor | Near the Utility Meter
NJSTRE1545383401 | NJSRRE1542498609 | Transition Incentive Program | GREEN BROOK | 8812 | 11 | 11.66 | Residential | Yes | Behind the Meter | Net-metered residential rooftop and canopy |  | None | Vivint Solar Developer, LLC | PSE&G | Accepted | 2019-10-03 | 2019-10-04 | 2021-10-30 | Hanwha | Q.PEAK DUO BLK-G5 315w | Solar Panels |  | 0.315 | 6 | 323 | 27 |  | Fixed | Roof
NJSTRE1545383401 | NJSRRE1542498609 | Transition Incentive Program | GREEN BROOK | 8812 | 11 | 11.66 | Residential | Yes | Behind the Meter | Net-metered residential rooftop and canopy |  | None | Vivint Solar Developer, LLC | PSE&G | Accepted | 2019-10-03 | 2019-10-04 | 2021-10-30 | Hanwha | Q.PEAK DUO BLK-G5 315w | Solar Panels |  | 0.315 | 22 | 323 | 36 |  | Fixed | Roof
NJSTRE1545383401 | NJSRRE1542498609 | Transition Incentive Program | GREEN BROOK | 8812 | 11 | 11.66 | Residential | Yes | Behind the Meter | Net-metered residential rooftop and canopy |  | None | Vivint Solar Developer, LLC | PSE&G | Accepted | 2019-10-03 | 2019-10-04 | 2021-10-30 | Hanwha | Q.PEAK DUO BLK-G5 315w | Solar Panels |  | 0.315 | 6 | 143 | 27 |  | Fixed | Roof
NJSTRE1545383401 | NJSRRE1542498609 | Transition Incentive Program | GREEN BROOK | 8812 | 11 | 11.66 | Residential | Yes | Behind the Meter | Net-metered residential rooftop and canopy |  | None | Vivint Solar Developer, LLC | PSE&G | Accepted | 2019-10-03 | 2019-10-04 | 2021-10-30 | Hanwha | Q.PEAK DUO BLK-G5 315w | Solar Panels |  | 0.315 | 3 | 143 | 36 |  | Fixed | Roof
NJSTRE1545383402 | NJSRRE1542568621 | Transition Incentive Program | Jackson Township | 8527 | 18 | 23.1 | Residential | No | Behind the Meter | Net-metered residential rooftop and canopy |  | None | Whitman Construction, LLC | JCP&L | Accepted | 2019-10-22 | 2019-10-23 | 2021-10-30 | Panasonic (built in Enphase) | N330E (IQ7X-96-2-US) | Inverters | 0.24 |  | 70 |  |  | 0.975 |  | Outside | roof
NJSTRE1545383402 | NJSRRE1542568621 | Transition Incentive Program | Jackson Township | 8527 | 18 | 23.1 | Residential | No | Behind the Meter | Net-metered residential rooftop and canopy |  | None | Whitman Construction, LLC | JCP&L | Accepted | 2019-10-22 | 2019-10-23 | 2021-10-30 | Panasonic | VBHN330SA16 | Solar Panels |  | 0.33 | 9 | 307 | 19 |  | Fixed | Roof
NJSTRE1545383402 | NJSRRE1542568621 | Transition Incentive Program | Jackson Township | 8527 | 18 | 23.1 | Residential | No | Behind the Meter | Net-metered residential rooftop and canopy |  | None | Whitman Construction, LLC | JCP&L | Accepted | 2019-10-22 | 2019-10-23 | 2021-10-30 | Panasonic | VBHN330SA16 | Solar Panels |  | 0.33 | 61 | 127 | 19 |  | Fixed | Roof
NJSTRE1545383404 | NJSRRE1543046160 | Transition Incentive Program | Elizabeth | 7208 | 10 | 17 | Residential | Yes | Behind the Meter | Net-metered residential rooftop and canopy |  | None | SunPower Corporation, Systems | PSE&G | Accepted | 2019-11-07 | 2019-11-11 | 2021-10-30 | SUNPOWER | SPR-E20-327-E-AC | Inverters | 320 |  | 52 |  |  | 0.96 |  | Other | under each panel
NJSTRE1545383404 | NJSRRE1543046160 | Transition Incentive Program | Elizabeth | 7208 | 10 | 17 | Residential | Yes | Behind the Meter | Net-metered residential rooftop and canopy |  | None | SunPower Corporation, Systems | PSE&G | Accepted | 2019-11-07 | 2019-11-11 | 2021-10-30 | SUNPOWER | SPR-E20-327-E-AC | Solar Panels |  | 0.327 | 30 | 5 | 35 |  | Fixed | Roof
NJSTRE1545383404 | NJSRRE1543046160 | Transition Incentive Program | Elizabeth | 7208 | 10 | 17 | Residential | Yes | Behind the Meter | Net-metered residential rooftop and canopy |  | None | SunPower Corporation, Systems | PSE&G | Accepted | 2019-11-07 | 2019-11-11 | 2021-10-30 | SUNPOWER | SPR-E20-327-E-AC | Solar Panels |  | 0.327 | 2 | 185 | 10 |  | Fixed | Roof
NJSTRE1545383404 | NJSRRE1543046160 | Transition Incentive Program | Elizabeth | 7208 | 10 | 17 | Residential | Yes | Behind the Meter | Net-metered residential rooftop and canopy |  | None | SunPower Corporation, Systems | PSE&G | Accepted | 2019-11-07 | 2019-11-11 | 2021-10-30 | SUNPOWER | SPR-E20-327-E-AC | Solar Panels |  | 0.327 | 18 | 185 | 35 |  | Fixed | Roof
NJSTRE1545383404 | NJSRRE1543046160 | Transition Incentive Program | Elizabeth | 7208 | 10 | 17 | Residential | Yes | Behind the Meter | Net-metered residential rooftop and canopy |  | None | SunPower Corporation, Systems | PSE&G | Accepted | 2019-11-07 | 2019-11-11 | 2021-10-30 | SUNPOWER | SPR-E20-327-E-AC | Solar Panels |  | 0.327 | 2 | 185 | 10 |  | Fixed | Roof
NJSTRE1545383405 | NJSRRE1542581743 | Transition Incentive Program | Garfield City | 7026 | 7 | 3.19 | Residential | No | Behind the Meter | Behind the Meter |  | None | Sunrun Installation Services, Inc. | PSE&G | Eligible for TI Program | 2019-10-24 | 2019-10-28 | 2021-10-30 | Delta Electronics | M4-TL-US | Inverters | 3840 |  | 1 |  |  | 0.96 |  | Outdoor | Next To Meter
NJSTRE1545383405 | NJSRRE1542581743 | Transition Incentive Program | Garfield City | 7026 | 7 | 3.19 | Residential | No | Behind the Meter | Behind the Meter |  | None | Sunrun Installation Services, Inc. | PSE&G | Eligible for TI Program | 2019-10-24 | 2019-10-28 | 2021-10-30 | REC Solar | REC290TP2 BLK | Solar Panels |  | 0.29 | 11 | 72 | 34 |  | Fixed | Roof
NJSTRE1545383406 | NJSRRE1542430747 | Transition Incentive Program | North Bergen | 7047 | 8 | 12.29 | Residential | No | Behind the Meter | Net-metered residential rooftop and canopy |  | None | Suntuity Solar LLC | PSE&G | Accepted | 2019-09-24 | 2019-09-25 | 2021-10-30 | Enphase Energy | IQ7-60-2-US | Inverters | 240 |  | 39 |  |  | 0.97 |  | Outdoor | Behind the PV Modules
NJSTRE1545383406 | NJSRRE1542430747 | Transition Incentive Program | North Bergen | 7047 | 8 | 12.29 | Residential | No | Behind the Meter | Net-metered residential rooftop and canopy |  | None | Suntuity Solar LLC | PSE&G | Accepted | 2019-09-24 | 2019-09-25 | 2021-10-30 | Yingli Green Energy | YL315D-30b | Solar Panels |  | 0.315 | 15 | 119 | 19 |  | Fixed | Roof
NJSTRE1545383406 | NJSRRE1542430747 | Transition Incentive Program | North Bergen | 7047 | 8 | 12.29 | Residential | No | Behind the Meter | Net-metered residential rooftop and canopy |  | None | Suntuity Solar LLC | PSE&G | Accepted | 2019-09-24 | 2019-09-25 | 2021-10-30 | Yingli Green Energy | YL315D-30b | Solar Panels |  | 0.315 | 18 | 119 | 25 |  | Fixed | Roof
NJSTRE1545383406 | NJSRRE1542430747 | Transition Incentive Program | North Bergen | 7047 | 8 | 12.29 | Residential | No | Behind the Meter | Net-metered residential rooftop and canopy |  | None | Suntuity Solar LLC | PSE&G | Accepted | 2019-09-24 | 2019-09-25 | 2021-10-30 | Yingli Green Energy | YL315D-30b | Solar Panels |  | 0.315 | 4 | 119 | 32 |  | Fixed | Roof
NJSTRE1545383406 | NJSRRE1542430747 | Transition Incentive Program | North Bergen | 7047 | 8 | 12.29 | Residential | No | Behind the Meter | Net-metered residential rooftop and canopy |  | None | Suntuity Solar LLC | PSE&G | Accepted | 2019-09-24 | 2019-09-25 | 2021-10-30 | Yingli Green Energy | YL315D-30b | Solar Panels |  | 0.315 | 2 | 299 | 19 |  | Fixed | Roof
NJSTRE1545383407 | NJSRRE1543418133 | Transition Incentive Program | JerseyCity | 7305 | 8 | 2.52 | Residential | Yes | Behind the Meter | Net-metered residential rooftop and canopy |  | None | Vivint Solar Developer, LLC | PSE&G | Accepted | 2019-11-18 | 2019-11-21 | 2021-10-30 | Solar Edge | SE3800H-US000BNC4 | Inverters | 3800 |  | 1 |  |  | 0.992 |  | Outdoor | Near the utility meter
NJSTRE1545383407 | NJSRRE1543418133 | Transition Incentive Program | JerseyCity | 7305 | 8 | 2.52 | Residential | Yes | Behind the Meter | Net-metered residential rooftop and canopy |  | None | Vivint Solar Developer, LLC | PSE&G | Accepted | 2019-11-18 | 2019-11-21 | 2021-10-30 | Hanwha | Q.PEAK BLK-G5 315 | Solar Panels |  | 0.315 | 8 | 327 | 32 |  | Fixed | Roof
NJSTRE1545383409 | NJSRRE1542512870 | Transition Incentive Program | Irvington | 7111 | 9 | 11.12 | Residential | Yes | Behind the Meter | Net-metered residential rooftop and canopy |  | None | Sunpower Capital | PSE&G | Accepted | 2019-10-07 | 2019-10-10 | 2021-10-30 | sunpower | e20-327-e-ac | Inverters | 0.32 |  | 34 |  |  | 0.96 |  | Other | behind panels
NJSTRE1545383409 | NJSRRE1542512870 | Transition Incentive Program | Irvington | 7111 | 9 | 11.12 | Residential | Yes | Behind the Meter | Net-metered residential rooftop and canopy |  | None | Sunpower Capital | PSE&G | Accepted | 2019-10-07 | 2019-10-10 | 2021-10-30 | sunpower | e20-327-e-ac | Solar Panels |  | 0.327 | 22 | 89 | 23 |  | Fixed | Roof
NJSTRE1545383409 | NJSRRE1542512870 | Transition Incentive Program | Irvington | 7111 | 9 | 11.12 | Residential | Yes | Behind the Meter | Net-metered residential rooftop and canopy |  | None | Sunpower Capital | PSE&G | Accepted | 2019-10-07 | 2019-10-10 | 2021-10-30 | sunpower | e20-327-e-ac | Solar Panels |  | 0.327 | 5 | 179 | 23 |  | Fixed | Roof
NJSTRE1545383409 | NJSRRE1542512870 | Transition Incentive Program | Irvington | 7111 | 9 | 11.12 | Residential | Yes | Behind the Meter | Net-metered residential rooftop and canopy |  | None | Sunpower Capital | PSE&G | Accepted | 2019-10-07 | 2019-10-10 | 2021-10-30 | sunpower | e20-327-e-ac | Solar Panels |  | 0.327 | 7 | 269 | 23 |  | Fixed | Roof
NJSTRE1545383411 | NJSRRE1542562044 | Transition Incentive Program | Trenton City | 8618 | 12 | 3.84 | Residential | Yes | Behind the Meter | Behind the Meter |  | None | Skyline Solar, LLC | PSE&G | Eligible for TI Program | 2019-10-21 | 2019-10-23 | 2021-10-30 | SolarEdge | SE3800H-US | Inverters | 3800 |  | 1 |  |  | 0.99 |  | Outside | within ten feet of meter
NJSTRE1545383411 | NJSRRE1542562044 | Transition Incentive Program | Trenton City | 8618 | 12 | 3.84 | Residential | Yes | Behind the Meter | Behind the Meter |  | None | Skyline Solar, LLC | PSE&G | Eligible for TI Program | 2019-10-21 | 2019-10-23 | 2021-10-30 | Hanwha Q-Cells | Q.PEAK DUO-G5 320 | Solar Panels |  | 0.32 | 12 | 278,98 | 30 |  | Fixed | Roof
NJSTRE1545383413 | NJSRRE1542575025 | Transition Incentive Program | Teaneck TWP | 7666 | 7 | 7.19 | Residential | No | Behind the Meter | Net-metered residential rooftop and canopy |  | None | SunPower Capital LLC | PSE&G | Accepted | 2019-10-22 | 2019-10-24 | 2021-10-30 | SUNPOWER | E20-327-E-AC | Inverters | 0.32 |  | 22 |  |  | 0.96 |  | Other | BEHIND PANELS
NJSTRE1545383413 | NJSRRE1542575025 | Transition Incentive Program | Teaneck TWP | 7666 | 7 | 7.19 | Residential | No | Behind the Meter | Net-metered residential rooftop and canopy |  | None | SunPower Capital LLC | PSE&G | Accepted | 2019-10-22 | 2019-10-24 | 2021-10-30 | SUNPOWER | E20-327-E-AC | Solar Panels |  | 0.327 | 10 | 112 | 32 |  | Fixed | Roof
NJSTRE1545383413 | NJSRRE1542575025 | Transition Incentive Program | Teaneck TWP | 7666 | 7 | 7.19 | Residential | No | Behind the Meter | Net-metered residential rooftop and canopy |  | None | SunPower Capital LLC | PSE&G | Accepted | 2019-10-22 | 2019-10-24 | 2021-10-30 | SUNPOWER | E20-327-E-AC | Solar Panels |  | 0.327 | 12 | 292 | 32 |  | Fixed | Roof
NJSTRE1545383414 | NJSRRE1542561779 | Transition Incentive Program | Camden | 8102 | 14 | 4.1 | Residential | Yes | Behind the Meter | Net-metered residential rooftop and canopy |  | None | Suntuity Solar LLC | PSE&G | Accepted | 2019-10-21 | 2019-10-22 | 2021-10-30 | Enphase Energy | IQ7-60-2-US | Inverters | 240 |  | 13 |  |  | 0.97 |  | Outdoor | Behind the PV Modules
NJSTRE1545383414 | NJSRRE1542561779 | Transition Incentive Program | Camden | 8102 | 14 | 4.1 | Residential | Yes | Behind the Meter | Net-metered residential rooftop and canopy |  | None | Suntuity Solar LLC | PSE&G | Accepted | 2019-10-21 | 2019-10-22 | 2021-10-30 | Longi | LR6-60HPB-315M | Solar Panels |  | 0.315 | 13 | 14 | 2 |  | Fixed | Roof
NJSTRE1545383415 | NJSRRE1542625118 | Transition Incentive Program | Milford | 8848 | 4 | 14.96 | Residential | No | Behind the Meter | Behind the Meter |  | None | Green Power energy | JCP&L | Eligible for TI Program | 2019-10-25 | 2019-10-29 | 2021-10-30 | SolarEdge | SE7600H-US | Inverters | 7600 |  | 2 |  |  | 0.97 |  | Outside | Next to Meter
NJSTRE1545383415 | NJSRRE1542625118 | Transition Incentive Program | Milford | 8848 | 4 | 14.96 | Residential | No | Behind the Meter | Behind the Meter |  | None | Green Power energy | JCP&L | Eligible for TI Program | 2019-10-25 | 2019-10-29 | 2021-10-30 | Panasonic | VBHN340SA17 | Solar Panels |  | 0.34 | 24 | 125 | 34 |  | Fixed | Roof
NJSTRE1545383415 | NJSRRE1542625118 | Transition Incentive Program | Milford | 8848 | 4 | 14.96 | Residential | No | Behind the Meter | Behind the Meter |  | None | Green Power energy | JCP&L | Eligible for TI Program | 2019-10-25 | 2019-10-29 | 2021-10-30 | Panasonic | VBHN340SA17 | Solar Panels |  | 0.34 | 10 | 124 | 10 |  | Fixed | Roof
NJSTRE1545383415 | NJSRRE1542625118 | Transition Incentive Program | Milford | 8848 | 4 | 14.96 | Residential | No | Behind the Meter | Behind the Meter |  | None | Green Power energy | JCP&L | Eligible for TI Program | 2019-10-25 | 2019-10-29 | 2021-10-30 | Panasonic | VBHN340SA17 | Solar Panels |  | 0.34 | 10 | 122 | 30 |  | Fixed | Roof
NJSTRE1545383416 | NJSRRE1542832684 | Transition Incentive Program | Carneys Point | 8069 | 16 | 11.34 | Residential | Yes | Behind the Meter | Behind the Meter |  | None | Tesla Energy Operations Inc | AC Electric | Eligible for TI Program | 2019-10-30 | 2019-11-01 | 2021-10-30 | SOLAREDGE | SE10000H-US000SNC2 | Inverters | 10000 |  | 1 |  |  | 0.99 |  | Outdoor | Outdoor
NJSTRE1545383416 | NJSRRE1542832684 | Transition Incentive Program | Carneys Point | 8069 | 16 | 11.34 | Residential | Yes | Behind the Meter | Behind the Meter |  | None | Tesla Energy Operations Inc | AC Electric | Eligible for TI Program | 2019-10-30 | 2019-11-01 | 2021-10-30 | Hanwha Q-Cells | Q.Peak DUO BLK-G5/SC315 | Solar Panels |  | 0.315 | 19 | 117 | 23 |  | Fixed | Roof
NJSTRE1545383416 | NJSRRE1542832684 | Transition Incentive Program | Carneys Point | 8069 | 16 | 11.34 | Residential | Yes | Behind the Meter | Behind the Meter |  | None | Tesla Energy Operations Inc | AC Electric | Eligible for TI Program | 2019-10-30 | 2019-11-01 | 2021-10-30 | Hanwha Q-Cells | Q.Peak DUO BLK-G5/SC315 | Solar Panels |  | 0.315 | 3 | 297 | 14 |  | Fixed | Roof
NJSTRE1545383416 | NJSRRE1542832684 | Transition Incentive Program | Carneys Point | 8069 | 16 | 11.34 | Residential | Yes | Behind the Meter | Behind the Meter |  | None | Tesla Energy Operations Inc | AC Electric | Eligible for TI Program | 2019-10-30 | 2019-11-01 | 2021-10-30 | Hanwha Q-Cells | Q.Peak DUO BLK-G5/SC315 | Solar Panels |  | 0.315 | 14 | 297 | 23 |  | Fixed | Roof
NJSTRE1545383417 | NJSRRE1542647842 | Transition Incentive Program | Wayne | 7470 | 6 | 9.57 | Residential | Yes | Behind the Meter | Behind the Meter |  | None | Sunrun Installation Services, Inc. | JCP&L | Eligible for TI Program | 2019-10-25 | 2019-10-29 | 2021-10-30 | Delta Electronics | M8-TL-US | Inverters | 7680 |  | 1 |  |  | 0.96 |  | Outdoor | Next To Meter
NJSTRE1545383417 | NJSRRE1542647842 | Transition Incentive Program | Wayne | 7470 | 6 | 9.57 | Residential | Yes | Behind the Meter | Behind the Meter |  | None | Sunrun Installation Services, Inc. | JCP&L | Eligible for TI Program | 2019-10-25 | 2019-10-29 | 2021-10-30 | REC Solar | REC290TP2 BLK | Solar Panels |  | 0.29 | 20 | 170 | 40 |  | Fixed | Roof
NJSTRE1545383417 | NJSRRE1542647842 | Transition Incentive Program | Wayne | 7470 | 6 | 9.57 | Residential | Yes | Behind the Meter | Behind the Meter |  | None | Sunrun Installation Services, Inc. | JCP&L | Eligible for TI Program | 2019-10-25 | 2019-10-29 | 2021-10-30 | REC Solar | REC290TP2 BLK | Solar Panels |  | 0.29 | 13 | 168 | 18 |  | Fixed | Roof
NJSTRE1545383419 | NJSRRE1542443630 | Transition Incentive Program | HAMILTON | 8619 | 12 | 12.29 | Residential | Yes | Behind the Meter | Net-metered residential rooftop and canopy |  | None | Vivint Solar Developer, LLC | PSE&G | Accepted | 2019-09-26 | 2019-09-30 | 2021-10-30 | Solar Edge | SE7600H-US000BNC4 | Inverters | 7600 |  | 1 |  |  | 0.992 |  | Outdoor | near the utility meter
NJSTRE1545383419 | NJSRRE1542443630 | Transition Incentive Program | HAMILTON | 8619 | 12 | 12.29 | Residential | Yes | Behind the Meter | Net-metered residential rooftop and canopy |  | None | Vivint Solar Developer, LLC | PSE&G | Accepted | 2019-09-26 | 2019-09-30 | 2021-10-30 | Solar Edge | SE3800H-US000BNC4 | Inverters | 3800 |  | 1 |  |  | 0.992 |  | Outdoor | near the utility meter
NJSTRE1545383419 | NJSRRE1542443630 | Transition Incentive Program | HAMILTON | 8619 | 12 | 12.29 | Residential | Yes | Behind the Meter | Net-metered residential rooftop and canopy |  | None | Vivint Solar Developer, LLC | PSE&G | Accepted | 2019-09-26 | 2019-09-30 | 2021-10-30 | Hanwha Solar | Q.PEAK BLK-G5 315 | Solar Panels |  | 0.315 | 4 | 16 | 31 |  | Fixed | Roof
NJSTRE1545383419 | NJSRRE1542443630 | Transition Incentive Program | HAMILTON | 8619 | 12 | 12.29 | Residential | Yes | Behind the Meter | Net-metered residential rooftop and canopy |  | None | Vivint Solar Developer, LLC | PSE&G | Accepted | 2019-09-26 | 2019-09-30 | 2021-10-30 | Hanwha Solar | Q.PEAK BLK-G5 315 | Solar Panels |  | 0.315 | 31 | 221 | 22 |  | Fixed | Roof
NJSTRE1545383419 | NJSRRE1542443630 | Transition Incentive Program | HAMILTON | 8619 | 12 | 12.29 | Residential | Yes | Behind the Meter | Net-metered residential rooftop and canopy |  | None | Vivint Solar Developer, LLC | PSE&G | Accepted | 2019-09-26 | 2019-09-30 | 2021-10-30 | Hanwha Solar | Q.PEAK BLK-G5 315 | Solar Panels |  | 0.315 | 4 | 196 | 31 |  | Fixed | Roof
NJSTRE1545383420 | NJSRRE1542884270 | Transition Incentive Program | RAHWAY | 7065 | 10 | 3.78 | Residential | Yes | Behind the Meter | Net-metered residential rooftop and canopy |  | None | Vivint Solar Developer, LLC | PSE&G | Accepted | 2019-11-01 | 2019-11-05 | 2021-10-30 | solar edge | SE3800H-US | Inverters | 3800 |  | 1 |  |  | 0.992 |  | Outdoor | near the utility meter
NJSTRE1545383420 | NJSRRE1542884270 | Transition Incentive Program | RAHWAY | 7065 | 10 | 3.78 | Residential | Yes | Behind the Meter | Net-metered residential rooftop and canopy |  | None | Vivint Solar Developer, LLC | PSE&G | Accepted | 2019-11-01 | 2019-11-05 | 2021-10-30 | HANWHA SOLAR | Q.PEAK BLK-G5 315 | Solar Panels |  | 0.315 | 12 | 311 | 17 |  | Fixed | Roof
NJSTRE1545383421 | NJSRRE1542501663 | Transition Incentive Program | Howell Township | 7731 | 17 | 12.87 | Residential | Yes | Behind the Meter | Behind the Meter |  | None | Sunrun Installation Services, Inc. | JCP&L | Eligible for TI Program | 2019-10-03 | 2019-10-08 | 2021-10-30 | SolarEdge Technologies | SE10000H-USRGM | Inverters | 10000 |  | 1 |  |  | 0.96 |  | Outdoor | Next To Meter
NJSTRE1545383421 | NJSRRE1542501663 | Transition Incentive Program | Howell Township | 7731 | 17 | 12.87 | Residential | Yes | Behind the Meter | Behind the Meter |  | None | Sunrun Installation Services, Inc. | JCP&L | Eligible for TI Program | 2019-10-03 | 2019-10-08 | 2021-10-30 | LG Electronics | LG330N1C-A5 | Solar Panels |  | 0.33 | 8 | 131 | 18 |  | Fixed | Roof
NJSTRE1545383421 | NJSRRE1542501663 | Transition Incentive Program | Howell Township | 7731 | 17 | 12.87 | Residential | Yes | Behind the Meter | Behind the Meter |  | None | Sunrun Installation Services, Inc. | JCP&L | Eligible for TI Program | 2019-10-03 | 2019-10-08 | 2021-10-30 | LG Electronics | LG330N1C-A5 | Solar Panels |  | 0.33 | 9 | 311 | 14 |  | Fixed | Roof
NJSTRE1545383421 | NJSRRE1542501663 | Transition Incentive Program | Howell Township | 7731 | 17 | 12.87 | Residential | Yes | Behind the Meter | Behind the Meter |  | None | Sunrun Installation Services, Inc. | JCP&L | Eligible for TI Program | 2019-10-03 | 2019-10-08 | 2021-10-30 | LG Electronics | LG330N1C-A5 | Solar Panels |  | 0.33 | 10 | 41 | 18 |  | Fixed | Roof
NJSTRE1545383421 | NJSRRE1542501663 | Transition Incentive Program | Howell Township | 7731 | 17 | 12.87 | Residential | Yes | Behind the Meter | Behind the Meter |  | None | Sunrun Installation Services, Inc. | JCP&L | Eligible for TI Program | 2019-10-03 | 2019-10-08 | 2021-10-30 | LG Electronics | LG330N1C-A5 | Solar Panels |  | 0.33 | 8 | 311 | 37 |  | Fixed | Roof
NJSTRE1545383421 | NJSRRE1542501663 | Transition Incentive Program | Howell Township | 7731 | 17 | 12.87 | Residential | Yes | Behind the Meter | Behind the Meter |  | None | Sunrun Installation Services, Inc. | JCP&L | Eligible for TI Program | 2019-10-03 | 2019-10-08 | 2021-10-30 | LG Electronics | LG330N1C-A5 | Solar Panels |  | 0.33 | 4 | 43 | 37 |  | Fixed | Roof
NJSTRE1545383424 | NJSRRE1542575993 | Transition Incentive Program | Howell | 7731 | 17 | 13.5 | Residential | No | Behind the Meter | Behind the Meter |  | JCPL | EMT Renewables | JCP&L | Eligible for TI Program | 2019-10-22 | 2019-10-24 | 2021-10-30 | SolarEdge | SE11400H-US | Inverters | 11400 |  | 1 |  |  | 0.95 |  | Other | Next to meter.
NJSTRE1545383424 | NJSRRE1542575993 | Transition Incentive Program | Howell | 7731 | 17 | 13.5 | Residential | No | Behind the Meter | Behind the Meter |  | JCPL | EMT Renewables | JCP&L | Eligible for TI Program | 2019-10-22 | 2019-10-24 | 2021-10-30 | Trina | TSM - 300 - Allmax - BLK | Solar Panels |  | 0.3 | 45 | 245 | 20 |  | Fixed | Roof
NJSTRE1545383429 | NJSRRE1542511040 | Transition Incentive Program | Sicklerville | 8081 | 14 | 9.43 | Residential | No | Behind the Meter | Behind the Meter |  | None | Sunny Corp | AC Electric | Eligible for TI Program | 2019-10-07 | 2019-10-09 | 2021-10-30 | SolarEdge | SE7600H-US | Inverters | 7600 |  | 1 |  |  | 0.992 |  | Outside | GARAGE
NJSTRE1545383429 | NJSRRE1542511040 | Transition Incentive Program | Sicklerville | 8081 | 14 | 9.43 | Residential | No | Behind the Meter | Behind the Meter |  | None | Sunny Corp | AC Electric | Eligible for TI Program | 2019-10-07 | 2019-10-09 | 2021-10-30 | Panasonic | VBHN325KA03 | Solar Panels |  | 0.325 | 29 | 258 | 27 |  | Fixed | Roof
NJSTRE1545383431 | NJSRRE1542790771 | Transition Incentive Program | WOODBURY | 8096 | 15 | 5.04 | Residential | Yes | Behind the Meter | Net-metered residential rooftop and canopy |  | None | Vivint Solar Developer, LLC | PSE&G | Accepted | 2019-10-30 | 2019-11-01 | 2021-10-30 | solar edge | SE3800H-US | Inverters | 3800 |  | 1 |  |  | 0.992 |  | Outdoor | near utility meter
NJSTRE1545383431 | NJSRRE1542790771 | Transition Incentive Program | WOODBURY | 8096 | 15 | 5.04 | Residential | Yes | Behind the Meter | Net-metered residential rooftop and canopy |  | None | Vivint Solar Developer, LLC | PSE&G | Accepted | 2019-10-30 | 2019-11-01 | 2021-10-30 | HANWHA SOLAR | Q.PEAK BLK-G5 315 | Solar Panels |  | 0.315 | 16 | 110 | 43 |  | Fixed | Roof
NJSTRE1545383432 | NJSRRE1542429006 | Transition Incentive Program | ROSELLE | 7203 | 10 | 9.45 | Residential | Yes | Behind the Meter | Net-metered residential rooftop and canopy |  | None | Vivint Solar Developer, LLC | PSE&G | Accepted | 2019-09-24 | 2019-09-25 | 2021-10-30 | SOLAREDGE | SE7600H-US000BNC4 | Inverters | 7600 |  | 1 |  |  | 0.992 |  | Outdoor | Near The Utility Meter
NJSTRE1545383432 | NJSRRE1542429006 | Transition Incentive Program | ROSELLE | 7203 | 10 | 9.45 | Residential | Yes | Behind the Meter | Net-metered residential rooftop and canopy |  | None | Vivint Solar Developer, LLC | PSE&G | Accepted | 2019-09-24 | 2019-09-25 | 2021-10-30 | HANWHA SOLAR | Q.PEAK BLK-G5 315 | Solar Panels |  | 0.315 | 6 | 224 | 43 |  | Fixed | Roof
NJSTRE1545383432 | NJSRRE1542429006 | Transition Incentive Program | ROSELLE | 7203 | 10 | 9.45 | Residential | Yes | Behind the Meter | Net-metered residential rooftop and canopy |  | None | Vivint Solar Developer, LLC | PSE&G | Accepted | 2019-09-24 | 2019-09-25 | 2021-10-30 | HANWHA SOLAR | Q.PEAK BLK-G5 315 | Solar Panels |  | 0.315 | 6 | 224 | 21 |  | Fixed | Roof
NJSTRE1545383432 | NJSRRE1542429006 | Transition Incentive Program | ROSELLE | 7203 | 10 | 9.45 | Residential | Yes | Behind the Meter | Net-metered residential rooftop and canopy |  | None | Vivint Solar Developer, LLC | PSE&G | Accepted | 2019-09-24 | 2019-09-25 | 2021-10-30 | HANWHA SOLAR | Q.PEAK BLK-G5 315 | Solar Panels |  | 0.315 | 18 | 44 | 43 |  | Fixed | Roof
NJSTRE1545383433 | NJSRRE1543194287 | Transition Incentive Program | Hackensack | 7601 | 7 | 3.48 | Residential | Yes | Behind the Meter | Behind the Meter |  | None | Sunrun Installation Services, Inc. | PSE&G | Eligible for TI Program | 2019-11-13 | 2019-11-18 | 2021-10-30 | LG Chem | RESU 10H SEG | Electric Storage Battery |  |  | 1 |  |  |  | Lithium Ion |  | outside
NJSTRE1545383433 | NJSRRE1543194287 | Transition Incentive Program | Hackensack | 7601 | 7 | 3.48 | Residential | Yes | Behind the Meter | Behind the Meter |  | None | Sunrun Installation Services, Inc. | PSE&G | Eligible for TI Program | 2019-11-13 | 2019-11-18 | 2021-10-30 | SolarEdge Technologies | SE3800A-USS2RGM | Inverters | 3800 |  | 1 |  |  | 0.96 |  | Outdoor | Next To Meter
NJSTRE1545383433 | NJSRRE1543194287 | Transition Incentive Program | Hackensack | 7601 | 7 | 3.48 | Residential | Yes | Behind the Meter | Behind the Meter |  | None | Sunrun Installation Services, Inc. | PSE&G | Eligible for TI Program | 2019-11-13 | 2019-11-18 | 2021-10-30 | REC Solar | REC290TP2 BLK | Solar Panels |  | 0.29 | 3 | 125 | 20 |  | Fixed | Roof
NJSTRE1545383433 | NJSRRE1543194287 | Transition Incentive Program | Hackensack | 7601 | 7 | 3.48 | Residential | Yes | Behind the Meter | Behind the Meter |  | None | Sunrun Installation Services, Inc. | PSE&G | Eligible for TI Program | 2019-11-13 | 2019-11-18 | 2021-10-30 | REC Solar | REC290TP2 BLK | Solar Panels |  | 0.29 | 5 | 308 | 18 |  | Fixed | Roof
NJSTRE1545383433 | NJSRRE1543194287 | Transition Incentive Program | Hackensack | 7601 | 7 | 3.48 | Residential | Yes | Behind the Meter | Behind the Meter |  | None | Sunrun Installation Services, Inc. | PSE&G | Eligible for TI Program | 2019-11-13 | 2019-11-18 | 2021-10-30 | REC Solar | REC290TP2 BLK | Solar Panels |  | 0.29 | 4 | 128 | 43 |  | Fixed | Roof
NJSTRE1545383435 | NJSRRE1542528737 | Transition Incentive Program | Plumsted Township | 8533 | 18 | 9.49 | Residential | Yes | Behind the Meter | Behind the Meter |  | None | Sunrun Installation Services, Inc. | JCP&L | Eligible for TI Program | 2019-10-11 | 2019-10-15 | 2021-10-30 | Delta Electronics | M8-TL-US | Inverters | 7680 |  | 1 |  |  | 0.96 |  | Outdoor | Next To Meter
NJSTRE1545383435 | NJSRRE1542528737 | Transition Incentive Program | Plumsted Township | 8533 | 18 | 9.49 | Residential | Yes | Behind the Meter | Behind the Meter |  | None | Sunrun Installation Services, Inc. | JCP&L | Eligible for TI Program | 2019-10-11 | 2019-10-15 | 2021-10-30 | LG Electronics | LG365Q1C-V5 | Solar Panels |  | 0.365 | 12 | 4 | 27 |  | Fixed | Roof
NJSTRE1545383435 | NJSRRE1542528737 | Transition Incentive Program | Plumsted Township | 8533 | 18 | 9.49 | Residential | Yes | Behind the Meter | Behind the Meter |  | None | Sunrun Installation Services, Inc. | JCP&L | Eligible for TI Program | 2019-10-11 | 2019-10-15 | 2021-10-30 | LG Electronics | LG365Q1C-V5 | Solar Panels |  | 0.365 | 14 | 184 | 27 |  | Fixed | Roof
NJSTRE1545383436 | NJSRRE1542525103 | Transition Incentive Program | Union Township | 7083 | 10 | 11.47 | Residential | No | Behind the Meter | Net-metered residential rooftop and canopy |  | None | Palmetto Solar LLC | PSE&G | Accepted | 2019-10-10 | 2019-10-14 | 2021-10-30 | SolarEdge Technologies | SE10000H-US | Inverters | 10000 |  | 1 |  |  | 0.99 |  | Outside | side of the house
NJSTRE1545383436 | NJSRRE1542525103 | Transition Incentive Program | Union Township | 7083 | 10 | 11.47 | Residential | No | Behind the Meter | Net-metered residential rooftop and canopy |  | None | Palmetto Solar LLC | PSE&G | Accepted | 2019-10-10 | 2019-10-14 | 2021-10-30 | Hanwha | 310W All Black Module | Solar Panels |  | 0.31 | 37 | 180 | 25 |  | Fixed | Roof
NJSTRE1545383437 | NJSRRE1542461715 | Transition Incentive Program | NORTHFIELD | 8225 | 19 | 2.52 | Residential | Yes | Behind the Meter | Net-metered residential rooftop and canopy |  | None | Vivint Solar Developer, LLC | AC Electric | Accepted | 2019-10-01 | 2019-10-02 | 2021-10-30 | SOLAREDGE | SE3800H-US000BNC4 | Inverters | 3800 |  | 1 |  |  | 0.992 |  | Outdoor | Near The Utility Meter
NJSTRE1545383437 | NJSRRE1542461715 | Transition Incentive Program | NORTHFIELD | 8225 | 19 | 2.52 | Residential | Yes | Behind the Meter | Net-metered residential rooftop and canopy |  | None | Vivint Solar Developer, LLC | AC Electric | Accepted | 2019-10-01 | 2019-10-02 | 2021-10-30 | Hanwha Solar | Q.PEAK BLK-G5 315 | Solar Panels |  | 0.315 | 8 | 37 | 19 |  | Fixed | Roof
NJSTRE1545383439 | NJSRRE1542433832 | Transition Incentive Program | Haddon Township | 8107 | 14 | 8.19 | Residential | No | Behind the Meter | Net-metered residential rooftop and canopy |  | None | Suntuity Solar LLC | PSE&G | Accepted | 2019-09-25 | 2019-09-26 | 2021-10-30 | Enphase Energy | IQ7-60-2-US | Inverters | 240 |  | 26 |  |  | 0.97 |  | Outdoor | Behind the PV Modules
NJSTRE1545383439 | NJSRRE1542433832 | Transition Incentive Program | Haddon Township | 8107 | 14 | 8.19 | Residential | No | Behind the Meter | Net-metered residential rooftop and canopy |  | None | Suntuity Solar LLC | PSE&G | Accepted | 2019-09-25 | 2019-09-26 | 2021-10-30 | Yingli Green Energy | YL315D-30b | Solar Panels |  | 0.315 | 4 | 328 | 24 |  | Fixed | Roof
NJSTRE1545383439 | NJSRRE1542433832 | Transition Incentive Program | Haddon Township | 8107 | 14 | 8.19 | Residential | No | Behind the Meter | Net-metered residential rooftop and canopy |  | None | Suntuity Solar LLC | PSE&G | Accepted | 2019-09-25 | 2019-09-26 | 2021-10-30 | Yingli Green Energy | YL315D-30b | Solar Panels |  | 0.315 | 14 | 148 | 24 |  | Fixed | Roof
NJSTRE1545383439 | NJSRRE1542433832 | Transition Incentive Program | Haddon Township | 8107 | 14 | 8.19 | Residential | No | Behind the Meter | Net-metered residential rooftop and canopy |  | None | Suntuity Solar LLC | PSE&G | Accepted | 2019-09-25 | 2019-09-26 | 2021-10-30 | Yingli Green Energy | YL315D-30b | Solar Panels |  | 0.315 | 8 | 148 | 17 |  | Fixed | Roof
NJSTRE1545383443 | NJSRRE1542548403 | Transition Incentive Program | Sicklerville | 8081 | 14 | 4.41 | Residential | Yes | Behind the Meter | Net-metered residential rooftop and canopy |  | None | Vivint Solar Developer, LLC | AC Electric | Accepted | 2019-10-16 | 2019-10-18 | 2021-10-30 | Solar Edge | SE3800H-US000BNC4 | Inverters | 3800 |  | 1 |  |  | 0.992 |  | Outdoor | Near the Utility Meter
NJSTRE1545383443 | NJSRRE1542548403 | Transition Incentive Program | Sicklerville | 8081 | 14 | 4.41 | Residential | Yes | Behind the Meter | Net-metered residential rooftop and canopy |  | None | Vivint Solar Developer, LLC | AC Electric | Accepted | 2019-10-16 | 2019-10-18 | 2021-10-30 | Hanwha Solar | Q.PEAK BLK-G5 315 | Solar Panels |  | 0.315 | 14 | 201 | 32 |  | Fixed | Roof
NJSTRE1545383444 | NJSRRE1542424522 | Transition Incentive Program | Malaga | 8328 | 15 | 12.3 | Residential | Yes | Behind the Meter | Net-metered residential rooftop and canopy |  | None | Bright Planet Solar | AC Electric | Accepted | 2019-09-20 | 2019-09-24 | 2021-10-30 | Solar Edge | SE10000H-USRGM | Inverters | 10000 |  | 1 |  |  | 0.98 |  | Outdoor | Next to Meter
NJSTRE1545383444 | NJSRRE1542424522 | Transition Incentive Program | Malaga | 8328 | 15 | 12.3 | Residential | Yes | Behind the Meter | Net-metered residential rooftop and canopy |  | None | Bright Planet Solar | AC Electric | Accepted | 2019-09-20 | 2019-09-24 | 2021-10-30 | Trina Solar | TSM-DD05A.05(II) 300W | Solar Panels |  | 0.3 | 15 | 51 | 23 |  | Fixed | Roof
NJSTRE1545383444 | NJSRRE1542424522 | Transition Incentive Program | Malaga | 8328 | 15 | 12.3 | Residential | Yes | Behind the Meter | Net-metered residential rooftop and canopy |  | None | Bright Planet Solar | AC Electric | Accepted | 2019-09-20 | 2019-09-24 | 2021-10-30 | Trina Solar | TSM-DD05A.05(II) 300W | Solar Panels |  | 0.3 | 18 | 231 | 23 |  | Fixed | Roof
NJSTRE1545383444 | NJSRRE1542424522 | Transition Incentive Program | Malaga | 8328 | 15 | 12.3 | Residential | Yes | Behind the Meter | Net-metered residential rooftop and canopy |  | None | Bright Planet Solar | AC Electric | Accepted | 2019-09-20 | 2019-09-24 | 2021-10-30 | Trina Solar | TSM-DD05A.05(II) 300W | Solar Panels |  | 0.3 | 8 | 231 | 23 |  | Fixed | Roof
NJSTRE1545383445 | NJSRRE1542553129 | Transition Incentive Program | Englewood city | 7631 | 7 | 8.83 | Residential | No | Behind the Meter | Net-metered residential rooftop and canopy |  | None | SunPower Capital LLC | PSE&G | Accepted | 2019-11-01 | 2019-11-01 | 2021-10-30 | sunpower | e20-327-e-ac | Inverters | 0.32 |  | 27 |  |  | 0.96 |  | Other | behind panels
NJSTRE1545383445 | NJSRRE1542553129 | Transition Incentive Program | Englewood city | 7631 | 7 | 8.83 | Residential | No | Behind the Meter | Net-metered residential rooftop and canopy |  | None | SunPower Capital LLC | PSE&G | Accepted | 2019-11-01 | 2019-11-01 | 2021-10-30 | sunpower | e20-327-e-ac | Solar Panels |  | 0.327 | 5 | 111 | 30 |  | Fixed | Roof
NJSTRE1545383445 | NJSRRE1542553129 | Transition Incentive Program | Englewood city | 7631 | 7 | 8.83 | Residential | No | Behind the Meter | Net-metered residential rooftop and canopy |  | None | SunPower Capital LLC | PSE&G | Accepted | 2019-11-01 | 2019-11-01 | 2021-10-30 | sunpower | e20-327-e-ac | Solar Panels |  | 0.327 | 5 | 292 | 11 |  | Fixed | Roof
NJSTRE1545383445 | NJSRRE1542553129 | Transition Incentive Program | Englewood city | 7631 | 7 | 8.83 | Residential | No | Behind the Meter | Net-metered residential rooftop and canopy |  | None | SunPower Capital LLC | PSE&G | Accepted | 2019-11-01 | 2019-11-01 | 2021-10-30 | sunpower | e20-327-e-ac | Solar Panels |  | 0.327 | 6 | 22 | 30 |  | Fixed | Roof
NJSTRE1545383445 | NJSRRE1542553129 | Transition Incentive Program | Englewood city | 7631 | 7 | 8.83 | Residential | No | Behind the Meter | Net-metered residential rooftop and canopy |  | None | SunPower Capital LLC | PSE&G | Accepted | 2019-11-01 | 2019-11-01 | 2021-10-30 | sunpower | e20-327-e-ac | Solar Panels |  | 0.327 | 5 | 292 | 30 |  | Fixed | Roof
NJSTRE1545383445 | NJSRRE1542553129 | Transition Incentive Program | Englewood city | 7631 | 7 | 8.83 | Residential | No | Behind the Meter | Net-metered residential rooftop and canopy |  | None | SunPower Capital LLC | PSE&G | Accepted | 2019-11-01 | 2019-11-01 | 2021-10-30 | sunpower | e20-327-e-ac | Solar Panels |  | 0.327 | 6 | 112 | 11 |  | Fixed | Roof
NJSTRE1545383446 | NJSRRE1543317634 | Transition Incentive Program | Belleville | 7109 | 9 | 3.15 | Residential | Yes | Behind the Meter | Net-metered residential rooftop and canopy |  | None | Suntuity Solar LLC | PSE&G | Accepted | 2019-11-15 | 2019-11-19 | 2021-10-30 | Yingli Green Energy | YL315D-30b | Solar Panels |  | 0.315 | 10 | 193 | 1 |  | Fixed | Roof
NJSTRE1545383447 | NJSRRE1543315518 | Transition Incentive Program | Bridgewater | 8807 | 5 | 8.82 | Residential | Yes | Behind the Meter | Net-metered residential rooftop and canopy |  | None | Vivint Solar Developer, LLC | PSE&G | Accepted | 2019-11-19 | 2019-11-19 | 2021-10-30 | SOLAREDGE | SE7600H-US000BNC4 | Inverters | 7600 |  | 1 |  |  | 0.992 |  | Outdoor | Near the Utility Meter
NJSTRE1545383447 | NJSRRE1543315518 | Transition Incentive Program | Bridgewater | 8807 | 5 | 8.82 | Residential | Yes | Behind the Meter | Net-metered residential rooftop and canopy |  | None | Vivint Solar Developer, LLC | PSE&G | Accepted | 2019-11-19 | 2019-11-19 | 2021-10-30 | HANWHA SOLAR | Q.PEAK BLK-G5 315 | Solar Panels |  | 0.315 | 4 | 267 | 33 |  | Fixed | Roof
NJSTRE1545383447 | NJSRRE1543315518 | Transition Incentive Program | Bridgewater | 8807 | 5 | 8.82 | Residential | Yes | Behind the Meter | Net-metered residential rooftop and canopy |  | None | Vivint Solar Developer, LLC | PSE&G | Accepted | 2019-11-19 | 2019-11-19 | 2021-10-30 | HANWHA SOLAR | Q.PEAK BLK-G5 315 | Solar Panels |  | 0.315 | 11 | 87 | 19 |  | Fixed | Roof
NJSTRE1545383447 | NJSRRE1543315518 | Transition Incentive Program | Bridgewater | 8807 | 5 | 8.82 | Residential | Yes | Behind the Meter | Net-metered residential rooftop and canopy |  | None | Vivint Solar Developer, LLC | PSE&G | Accepted | 2019-11-19 | 2019-11-19 | 2021-10-30 | HANWHA SOLAR | Q.PEAK BLK-G5 315 | Solar Panels |  | 0.315 | 5 | 87 | 33 |  | Fixed | Roof
NJSTRE1545383447 | NJSRRE1543315518 | Transition Incentive Program | Bridgewater | 8807 | 5 | 8.82 | Residential | Yes | Behind the Meter | Net-metered residential rooftop and canopy |  | None | Vivint Solar Developer, LLC | PSE&G | Accepted | 2019-11-19 | 2019-11-19 | 2021-10-30 | HANWHA SOLAR | Q.PEAK BLK-G5 315 | Solar Panels |  | 0.315 | 8 | 87 | 33 |  | Fixed | Roof
NJSTRE1545383448 | NJSRRE1542422765 | Transition Incentive Program | Teaneck | 7666 | 7 | 4.8 | Residential | Yes | Behind the Meter | Net-metered residential rooftop and canopy |  | None | SunPower Corporation, Systems | PSE&G | Accepted | 2019-09-19 | 2019-09-23 | 2021-10-30 | SUNPOWER | SPR-A400-G-AC | Inverters | 320 |  | 12 |  |  | 0.97 |  | Other | under each panel
NJSTRE1545383448 | NJSRRE1542422765 | Transition Incentive Program | Teaneck | 7666 | 7 | 4.8 | Residential | Yes | Behind the Meter | Net-metered residential rooftop and canopy |  | None | SunPower Corporation, Systems | PSE&G | Accepted | 2019-09-19 | 2019-09-23 | 2021-10-30 | SUNPOWER | SPR-A400-G-AC | Solar Panels |  | 0.4 | 12 | 200 | 30 |  | Fixed | Roof
NJSTRE1545383449 | NJSRRE1542553955 | Transition Incentive Program | Wenonah | 8090 | 15 | 10.85 | Residential | Yes | Behind the Meter | Behind the Meter |  | None | Orbit Energy & Power, LLC | AC Electric | Eligible for TI Program | 2019-10-17 | 2019-10-21 | 2021-10-30 | enphase | iq7 | Inverters | 240 |  | 35 |  |  | 0.986 |  | Outside | panel
NJSTRE1545383449 | NJSRRE1542553955 | Transition Incentive Program | Wenonah | 8090 | 15 | 10.85 | Residential | Yes | Behind the Meter | Behind the Meter |  | None | Orbit Energy & Power, LLC | AC Electric | Eligible for TI Program | 2019-10-17 | 2019-10-21 | 2021-10-30 | trina | tsm 310 | Solar Panels |  | 0.31 | 15 | 197 | 25 |  | Fixed | Roof
NJSTRE1545383449 | NJSRRE1542553955 | Transition Incentive Program | Wenonah | 8090 | 15 | 10.85 | Residential | Yes | Behind the Meter | Behind the Meter |  | None | Orbit Energy & Power, LLC | AC Electric | Eligible for TI Program | 2019-10-17 | 2019-10-21 | 2021-10-30 | trina | tsm 310 | Solar Panels |  | 0.31 | 4 | 17 | 25 |  | Fixed | Roof
NJSTRE1545383449 | NJSRRE1542553955 | Transition Incentive Program | Wenonah | 8090 | 15 | 10.85 | Residential | Yes | Behind the Meter | Behind the Meter |  | None | Orbit Energy & Power, LLC | AC Electric | Eligible for TI Program | 2019-10-17 | 2019-10-21 | 2021-10-30 | trina | tsm 310 | Solar Panels |  | 0.31 | 8 | 17 | 20 |  | Fixed | Roof
NJSTRE1545383449 | NJSRRE1542553955 | Transition Incentive Program | Wenonah | 8090 | 15 | 10.85 | Residential | Yes | Behind the Meter | Behind the Meter |  | None | Orbit Energy & Power, LLC | AC Electric | Eligible for TI Program | 2019-10-17 | 2019-10-21 | 2021-10-30 | trina | tsm 310 | Solar Panels |  | 0.31 | 8 | 197 | 20 |  | Fixed | Roof
NJSTRE1545383450 | NJSRRE1542806204 | Transition Incentive Program | Pleasantville | 8232 | 19 | 4.64 | Residential | Yes | Behind the Meter | Behind the Meter |  | None | Sunrun, Inc. | AC Electric | Eligible for TI Program | 2019-10-30 | 2019-11-01 | 2021-10-30 | Delta Electronics | M4-TL-US | Inverters | 3840 |  | 1 |  |  | 0.96 |  | Outdoor | Next To Meter
NJSTRE1545383450 | NJSRRE1542806204 | Transition Incentive Program | Pleasantville | 8232 | 19 | 4.64 | Residential | Yes | Behind the Meter | Behind the Meter |  | None | Sunrun, Inc. | AC Electric | Eligible for TI Program | 2019-10-30 | 2019-11-01 | 2021-10-30 | REC Solar | REC290TP2 BLK | Solar Panels |  | 0.29 | 10 | 116 | 34 |  | Fixed | Roof
NJSTRE1545383450 | NJSRRE1542806204 | Transition Incentive Program | Pleasantville | 8232 | 19 | 4.64 | Residential | Yes | Behind the Meter | Behind the Meter |  | None | Sunrun, Inc. | AC Electric | Eligible for TI Program | 2019-10-30 | 2019-11-01 | 2021-10-30 | REC Solar | REC290TP2 BLK | Solar Panels |  | 0.29 | 6 | 296 | 34 |  | Fixed | Roof
NJSTRE1545383451 | NJSRRE1542554071 | Transition Incentive Program | FAIR LAWN | 7410 | 7 | 7.88 | Residential | Yes | Behind the Meter | Net-metered residential rooftop and canopy |  | None | Vivint Solar Developer, LLC | PSE&G | Accepted | 2019-10-17 | 2019-10-21 | 2021-10-30 | Solar Edge | SE7600H-US000BNC4 | Inverters | 7600 |  | 1 |  |  | 0.992 |  | Outdoor | Near the Utility Meter
NJSTRE1545383451 | NJSRRE1542554071 | Transition Incentive Program | FAIR LAWN | 7410 | 7 | 7.88 | Residential | Yes | Behind the Meter | Net-metered residential rooftop and canopy |  | None | Vivint Solar Developer, LLC | PSE&G | Accepted | 2019-10-17 | 2019-10-21 | 2021-10-30 | Hanwha Solar | Q.PEAK BLK-G5 315 | Solar Panels |  | 0.315 | 18 | 161 | 39 |  | Fixed | Roof
NJSTRE1545383451 | NJSRRE1542554071 | Transition Incentive Program | FAIR LAWN | 7410 | 7 | 7.88 | Residential | Yes | Behind the Meter | Net-metered residential rooftop and canopy |  | None | Vivint Solar Developer, LLC | PSE&G | Accepted | 2019-10-17 | 2019-10-21 | 2021-10-30 | Hanwha Solar | Q.PEAK BLK-G5 315 | Solar Panels |  | 0.315 | 7 | 341 | 20 |  | Fixed | Roof
NJSTRE1545383453 | NJSRRE1542509282 | Transition Incentive Program | VAUXHALL | 7088 | 10 | 5.04 | Residential | Yes | Behind the Meter | Net-metered residential rooftop and canopy |  | None | Vivint Solar Developer, LLC | PSE&G | Accepted | 2019-10-05 | 2019-10-09 | 2021-10-30 | SOLAREDGE | SE3800H-US000BNC4 | Inverters | 3800 |  | 1 |  |  | 0.992 |  | Outdoor | Near The Utility Meter
NJSTRE1545383453 | NJSRRE1542509282 | Transition Incentive Program | VAUXHALL | 7088 | 10 | 5.04 | Residential | Yes | Behind the Meter | Net-metered residential rooftop and canopy |  | None | Vivint Solar Developer, LLC | PSE&G | Accepted | 2019-10-05 | 2019-10-09 | 2021-10-30 | Hanwha Solar | Q.PEAK BLK-G5 315 | Solar Panels |  | 0.315 | 8 | 348 | 28 |  | Fixed | Roof
NJSTRE1545383453 | NJSRRE1542509282 | Transition Incentive Program | VAUXHALL | 7088 | 10 | 5.04 | Residential | Yes | Behind the Meter | Net-metered residential rooftop and canopy |  | None | Vivint Solar Developer, LLC | PSE&G | Accepted | 2019-10-05 | 2019-10-09 | 2021-10-30 | Hanwha Solar | Q.PEAK BLK-G5 315 | Solar Panels |  | 0.315 | 8 | 168 | 28 |  | Fixed | Roof
NJSTRE1545383454 | NJSRRE1542544090 | Transition Incentive Program | Keyport | 7735 | 17 | 12.6 | Residential | Yes | Behind the Meter | Net-metered residential rooftop and canopy |  | None | Vivint Solar Developer, LLC | JCP&L | Accepted | 2019-10-15 | 2019-10-17 | 2021-10-30 | SOLAR EDGE | SE10000H-US000BNC4 | Inverters | 10000 |  | 1 |  |  | 0.992 |  | Outdoor | Near the Utility Meter
NJSTRE1545383454 | NJSRRE1542544090 | Transition Incentive Program | Keyport | 7735 | 17 | 12.6 | Residential | Yes | Behind the Meter | Net-metered residential rooftop and canopy |  | None | Vivint Solar Developer, LLC | JCP&L | Accepted | 2019-10-15 | 2019-10-17 | 2021-10-30 | HANWHA SOLAR | Q.PEAK BLK-G5 315 | Solar Panels |  | 0.315 | 20 | 79 | 18 |  | Fixed | Roof
NJSTRE1545383454 | NJSRRE1542544090 | Transition Incentive Program | Keyport | 7735 | 17 | 12.6 | Residential | Yes | Behind the Meter | Net-metered residential rooftop and canopy |  | None | Vivint Solar Developer, LLC | JCP&L | Accepted | 2019-10-15 | 2019-10-17 | 2021-10-30 | HANWHA SOLAR | Q.PEAK BLK-G5 315 | Solar Panels |  | 0.315 | 20 | 259 | 18 |  | Fixed | Roof
NJSTRE1545383455 | NJSRRE1542431575 | Transition Incentive Program | Plainfield | 7060 | 10 | 10.44 | Residential | Yes | Behind the Meter | Behind the Meter |  | None | Sunrun Installation Services, Inc. | PSE&G | Eligible for TI Program | 2019-09-24 | 2019-09-26 | 2021-10-30 | SolarEdge Technologies | SE10000H-USRGM | Inverters | 10000 |  | 1 |  |  | 0.96 |  | Outdoor | Next To Meter
NJSTRE1545383455 | NJSRRE1542431575 | Transition Incentive Program | Plainfield | 7060 | 10 | 10.44 | Residential | Yes | Behind the Meter | Behind the Meter |  | None | Sunrun Installation Services, Inc. | PSE&G | Eligible for TI Program | 2019-09-24 | 2019-09-26 | 2021-10-30 | REC Solar | REC290TP2 BLK | Solar Panels |  | 0.29 | 29 | 314 | 37 |  | Fixed | Roof
NJSTRE1545383455 | NJSRRE1542431575 | Transition Incentive Program | Plainfield | 7060 | 10 | 10.44 | Residential | Yes | Behind the Meter | Behind the Meter |  | None | Sunrun Installation Services, Inc. | PSE&G | Eligible for TI Program | 2019-09-24 | 2019-09-26 | 2021-10-30 | REC Solar | REC290TP2 BLK | Solar Panels |  | 0.29 | 3 | 134 | 18 |  | Fixed | Roof
NJSTRE1545383455 | NJSRRE1542431575 | Transition Incentive Program | Plainfield | 7060 | 10 | 10.44 | Residential | Yes | Behind the Meter | Behind the Meter |  | None | Sunrun Installation Services, Inc. | PSE&G | Eligible for TI Program | 2019-09-24 | 2019-09-26 | 2021-10-30 | REC Solar | REC290TP2 BLK | Solar Panels |  | 0.29 | 4 | 134 | 37 |  | Fixed | Roof
NJSTRE1545383456 | NJSRRE1542589863 | Transition Incentive Program | Mountainside | 7092 | 10 | 14.88 | Residential | No | Behind the Meter | Behind the Meter |  | None | Spectrum Energy, Inc. | PSE&G | Eligible for TI Program | 2019-10-25 | 2019-10-29 | 2021-10-30 | ENPHASE | IQ7-60-ACM-US | Inverters | 240 |  | 48 |  |  | 0.97 |  | Outside | MICROS UNDER EACH PANEL
NJSTRE1545383456 | NJSRRE1542589863 | Transition Incentive Program | Mountainside | 7092 | 10 | 14.88 | Residential | No | Behind the Meter | Behind the Meter |  | None | Spectrum Energy, Inc. | PSE&G | Eligible for TI Program | 2019-10-25 | 2019-10-29 | 2021-10-30 | AXITEC | AC-310MH | Solar Panels |  | 0.31 | 2 | 216 | 35 |  | Fixed | Roof
NJSTRE1545383456 | NJSRRE1542589863 | Transition Incentive Program | Mountainside | 7092 | 10 | 14.88 | Residential | No | Behind the Meter | Behind the Meter |  | None | Spectrum Energy, Inc. | PSE&G | Eligible for TI Program | 2019-10-25 | 2019-10-29 | 2021-10-30 | AXITEC | AC-310MH | Solar Panels |  | 0.31 | 3 | 216 | 35 |  | Fixed | Roof
NJSTRE1545383456 | NJSRRE1542589863 | Transition Incentive Program | Mountainside | 7092 | 10 | 14.88 | Residential | No | Behind the Meter | Behind the Meter |  | None | Spectrum Energy, Inc. | PSE&G | Eligible for TI Program | 2019-10-25 | 2019-10-29 | 2021-10-30 | AXITEC | AC-310MH | Solar Panels |  | 0.31 | 5 | 216 | 35 |  | Fixed | Roof
NJSTRE1545383456 | NJSRRE1542589863 | Transition Incentive Program | Mountainside | 7092 | 10 | 14.88 | Residential | No | Behind the Meter | Behind the Meter |  | None | Spectrum Energy, Inc. | PSE&G | Eligible for TI Program | 2019-10-25 | 2019-10-29 | 2021-10-30 | AXITEC | AC-310MH | Solar Panels |  | 0.31 | 7 | 357 | 13 |  | Fixed | Roof
NJSTRE1545383456 | NJSRRE1542589863 | Transition Incentive Program | Mountainside | 7092 | 10 | 14.88 | Residential | No | Behind the Meter | Behind the Meter |  | None | Spectrum Energy, Inc. | PSE&G | Eligible for TI Program | 2019-10-25 | 2019-10-29 | 2021-10-30 | AXITEC | AC-310MH | Solar Panels |  | 0.31 | 8 | 218 | 35 |  | Fixed | Roof
NJSTRE1545383456 | NJSRRE1542589863 | Transition Incentive Program | Mountainside | 7092 | 10 | 14.88 | Residential | No | Behind the Meter | Behind the Meter |  | None | Spectrum Energy, Inc. | PSE&G | Eligible for TI Program | 2019-10-25 | 2019-10-29 | 2021-10-30 | AXITEC | AC-310MH | Solar Panels |  | 0.31 | 4 | 306 | 30 |  | Fixed | Roof
NJSTRE1545383456 | NJSRRE1542589863 | Transition Incentive Program | Mountainside | 7092 | 10 | 14.88 | Residential | No | Behind the Meter | Behind the Meter |  | None | Spectrum Energy, Inc. | PSE&G | Eligible for TI Program | 2019-10-25 | 2019-10-29 | 2021-10-30 | AXITEC | AC-310MH | Solar Panels |  | 0.31 | 19 | 126 | 26 |  | Fixed | Roof
NJSTRE1545383458 | NJSRRE1542467234 | Transition Incentive Program | Jersey City | 7305 | 8 | 3.15 | Residential | Yes | Behind the Meter | Net-metered residential rooftop and canopy |  | None | Suntuity Solar LLC | PSE&G | Accepted | 2019-10-01 | 2019-10-02 | 2021-10-30 | Enphase Energy | IQ7-60-2-US | Inverters | 240 |  | 10 |  |  | 0.97 |  | Outdoor | Behind the PV Modules
NJSTRE1545383458 | NJSRRE1542467234 | Transition Incentive Program | Jersey City | 7305 | 8 | 3.15 | Residential | Yes | Behind the Meter | Net-metered residential rooftop and canopy |  | None | Suntuity Solar LLC | PSE&G | Accepted | 2019-10-01 | 2019-10-02 | 2021-10-30 | Yingli Green Energy | YL315D-30b | Solar Panels |  | 0.315 | 10 | 311 | 1 |  | Fixed | Roof
NJSTRE1545383463 | NJSRRE1542430956 | Transition Incentive Program | PLAINFIELD | 7060 | 10 | 10.71 | Residential | Yes | Behind the Meter | Net-metered residential rooftop and canopy |  | None | Vivint Solar Developer, LLC | PSE&G | Accepted | 2019-09-24 | 2019-09-26 | 2021-10-30 | SOLAREDGE | SE7600H-US | Inverters | 7600 |  | 1 |  |  | 0.992 |  | Outdoor | Near Utility Meter
NJSTRE1545383463 | NJSRRE1542430956 | Transition Incentive Program | PLAINFIELD | 7060 | 10 | 10.71 | Residential | Yes | Behind the Meter | Net-metered residential rooftop and canopy |  | None | Vivint Solar Developer, LLC | PSE&G | Accepted | 2019-09-24 | 2019-09-26 | 2021-10-30 | HANWHA SOLAR | Q.PEAK BLK-G5 315 | Solar Panels |  | 0.315 | 18 | 347 | 42 |  | Fixed | Roof
NJSTRE1545383463 | NJSRRE1542430956 | Transition Incentive Program | PLAINFIELD | 7060 | 10 | 10.71 | Residential | Yes | Behind the Meter | Net-metered residential rooftop and canopy |  | None | Vivint Solar Developer, LLC | PSE&G | Accepted | 2019-09-24 | 2019-09-26 | 2021-10-30 | HANWHA SOLAR | Q.PEAK BLK-G5 315 | Solar Panels |  | 0.315 | 16 | 167 | 42 |  | Fixed | Roof
NJSTRE1545383466 | NJSRRE1542713743 | Transition Incentive Program | Metuchen | 8840 | 11 | 3.48 | Residential | Yes | Behind the Meter | Behind the Meter |  | None | Sunrun Installation Services, Inc. | PSE&G | Eligible for TI Program | 2019-10-29 | 2019-10-31 | 2021-10-30 | SolarEdge Technologies | SE3000H-USRGM | Inverters | 3000 |  | 1 |  |  | 0.96 |  | Outdoor | Next To Meter
NJSTRE1545383466 | NJSRRE1542713743 | Transition Incentive Program | Metuchen | 8840 | 11 | 3.48 | Residential | Yes | Behind the Meter | Behind the Meter |  | None | Sunrun Installation Services, Inc. | PSE&G | Eligible for TI Program | 2019-10-29 | 2019-10-31 | 2021-10-30 | REC Solar | REC290TP2 BLK | Solar Panels |  | 0.29 | 3 | 137 | 19 |  | Fixed | Roof
NJSTRE1545383466 | NJSRRE1542713743 | Transition Incentive Program | Metuchen | 8840 | 11 | 3.48 | Residential | Yes | Behind the Meter | Behind the Meter |  | None | Sunrun Installation Services, Inc. | PSE&G | Eligible for TI Program | 2019-10-29 | 2019-10-31 | 2021-10-30 | REC Solar | REC290TP2 BLK | Solar Panels |  | 0.29 | 3 | 48 | 19 |  | Fixed | Roof
NJSTRE1545383466 | NJSRRE1542713743 | Transition Incentive Program | Metuchen | 8840 | 11 | 3.48 | Residential | Yes | Behind the Meter | Behind the Meter |  | None | Sunrun Installation Services, Inc. | PSE&G | Eligible for TI Program | 2019-10-29 | 2019-10-31 | 2021-10-30 | REC Solar | REC290TP2 BLK | Solar Panels |  | 0.29 | 3 | 317 | 18 |  | Fixed | Roof
NJSTRE1545383466 | NJSRRE1542713743 | Transition Incentive Program | Metuchen | 8840 | 11 | 3.48 | Residential | Yes | Behind the Meter | Behind the Meter |  | None | Sunrun Installation Services, Inc. | PSE&G | Eligible for TI Program | 2019-10-29 | 2019-10-31 | 2021-10-30 | REC Solar | REC290TP2 BLK | Solar Panels |  | 0.29 | 3 | 227 | 19 |  | Fixed | Roof
NJSTRE1545383469 | NJSRRE1543057920 | Transition Incentive Program | South Plainfield | 7080 | 11 | 5.04 | Residential | Yes | Behind the Meter | Net-metered residential rooftop and canopy |  | None | Suntuity Solar LLC | PSE&G | Accepted | 2019-11-08 | 2019-11-13 | 2021-10-30 | Enphase Energy | IQ7-60-2-US | Inverters | 240 |  | 16 |  |  | 0.97 |  | Outdoor | Behind the PV Modules
NJSTRE1545383469 | NJSRRE1543057920 | Transition Incentive Program | South Plainfield | 7080 | 11 | 5.04 | Residential | Yes | Behind the Meter | Net-metered residential rooftop and canopy |  | None | Suntuity Solar LLC | PSE&G | Accepted | 2019-11-08 | 2019-11-13 | 2021-10-30 | Yingli Green Energy | YL315D-30b | Solar Panels |  | 0.315 | 16 | 180 | 12 |  | Fixed | Roof
NJSTRE1545383470 | NJSRRE1542428767 | Transition Incentive Program | Trenton City | 8609 | 12 | 13.73 | Residential | Yes | Behind the Meter | Behind the Meter |  | None | GenRenew, LLC | PSE&G | Eligible for TI Program | 2019-09-23 | 2019-09-25 | 2021-10-30 | sunpower | MI-C-320-US208/240-10 | Inverters | 32 |  | 52 |  |  | 0.96 |  | Outdoor | microinverter located under module
NJSTRE1545383470 | NJSRRE1542428767 | Transition Incentive Program | Trenton City | 8609 | 12 | 13.73 | Residential | Yes | Behind the Meter | Behind the Meter |  | None | GenRenew, LLC | PSE&G | Eligible for TI Program | 2019-09-23 | 2019-09-25 | 2021-10-30 | sunpower | SPR-E20-327-E-AC | Solar Panels |  | 0.327 | 15 | 162 | 30 |  | Fixed | Roof
NJSTRE1545383470 | NJSRRE1542428767 | Transition Incentive Program | Trenton City | 8609 | 12 | 13.73 | Residential | Yes | Behind the Meter | Behind the Meter |  | None | GenRenew, LLC | PSE&G | Eligible for TI Program | 2019-09-23 | 2019-09-25 | 2021-10-30 | sunpower | SPR-E20-327-E-AC | Solar Panels |  | 0.327 | 27 | 342 | 30 |  | Fixed | Roof
NJSTRE1545383471 | NJSRRE1542909162 | Transition Incentive Program | Hamilton Township | 8619 | 12 | 6.6 | Residential | Yes | Behind the Meter | Behind the Meter |  | None | Sunrun Installation Services, Inc. | PSE&G | Eligible for TI Program | 2019-11-04 | 2019-11-06 | 2021-10-30 | SolarEdge Technologies | SE6000H-USRGM | Inverters | 6000 |  | 1 |  |  | 0.96 |  | Outdoor | Next To Meter
NJSTRE1545383471 | NJSRRE1542909162 | Transition Incentive Program | Hamilton Township | 8619 | 12 | 6.6 | Residential | Yes | Behind the Meter | Behind the Meter |  | None | Sunrun Installation Services, Inc. | PSE&G | Eligible for TI Program | 2019-11-04 | 2019-11-06 | 2021-10-30 | LG Electronics | LG330N1C-A5 | Solar Panels |  | 0.33 | 4 | 263 | 9 |  | Fixed | Roof
NJSTRE1545383471 | NJSRRE1542909162 | Transition Incentive Program | Hamilton Township | 8619 | 12 | 6.6 | Residential | Yes | Behind the Meter | Behind the Meter |  | None | Sunrun Installation Services, Inc. | PSE&G | Eligible for TI Program | 2019-11-04 | 2019-11-06 | 2021-10-30 | LG Electronics | LG330N1C-A5 | Solar Panels |  | 0.33 | 8 | 83 | 10 |  | Fixed | Roof
NJSTRE1545383471 | NJSRRE1542909162 | Transition Incentive Program | Hamilton Township | 8619 | 12 | 6.6 | Residential | Yes | Behind the Meter | Behind the Meter |  | None | Sunrun Installation Services, Inc. | PSE&G | Eligible for TI Program | 2019-11-04 | 2019-11-06 | 2021-10-30 | LG Electronics | LG330N1C-A5 | Solar Panels |  | 0.33 | 8 | 263 | 30 |  | Fixed | Roof
NJSTRE1545383472 | NJSRRE1542481281 | Transition Incentive Program | Burlington City | 8016 | 13 | 9.57 | Residential | Yes | Behind the Meter | Behind the Meter |  | None | Sunrun Installation Services, Inc. | PSE&G | Eligible for TI Program | 2019-10-01 | 2019-10-03 | 2021-10-30 | SolarEdge Technologies | SE7600H-USRGM | Inverters | 7600 |  | 1 |  |  | 0.96 |  | Outdoor | Next To Meter
NJSTRE1545383472 | NJSRRE1542481281 | Transition Incentive Program | Burlington City | 8016 | 13 | 9.57 | Residential | Yes | Behind the Meter | Behind the Meter |  | None | Sunrun Installation Services, Inc. | PSE&G | Eligible for TI Program | 2019-10-01 | 2019-10-03 | 2021-10-30 | LG Electronics | LG330N1C-A5 | Solar Panels |  | 0.33 | 6 | 161 | 10 |  | Fixed | Roof
NJSTRE1545383472 | NJSRRE1542481281 | Transition Incentive Program | Burlington City | 8016 | 13 | 9.57 | Residential | Yes | Behind the Meter | Behind the Meter |  | None | Sunrun Installation Services, Inc. | PSE&G | Eligible for TI Program | 2019-10-01 | 2019-10-03 | 2021-10-30 | LG Electronics | LG330N1C-A5 | Solar Panels |  | 0.33 | 5 | 340 | 18 |  | Fixed | Roof
NJSTRE1545383472 | NJSRRE1542481281 | Transition Incentive Program | Burlington City | 8016 | 13 | 9.57 | Residential | Yes | Behind the Meter | Behind the Meter |  | None | Sunrun Installation Services, Inc. | PSE&G | Eligible for TI Program | 2019-10-01 | 2019-10-03 | 2021-10-30 | LG Electronics | LG330N1C-A5 | Solar Panels |  | 0.33 | 5 | 341 | 9 |  | Fixed | Roof
NJSTRE1545383472 | NJSRRE1542481281 | Transition Incentive Program | Burlington City | 8016 | 13 | 9.57 | Residential | Yes | Behind the Meter | Behind the Meter |  | None | Sunrun Installation Services, Inc. | PSE&G | Eligible for TI Program | 2019-10-01 | 2019-10-03 | 2021-10-30 | LG Electronics | LG330N1C-A5 | Solar Panels |  | 0.33 | 5 | 161 | 9 |  | Fixed | Roof
NJSTRE1545383472 | NJSRRE1542481281 | Transition Incentive Program | Burlington City | 8016 | 13 | 9.57 | Residential | Yes | Behind the Meter | Behind the Meter |  | None | Sunrun Installation Services, Inc. | PSE&G | Eligible for TI Program | 2019-10-01 | 2019-10-03 | 2021-10-30 | LG Electronics | LG330N1C-A5 | Solar Panels |  | 0.33 | 4 | 160 | 18 |  | Fixed | Roof
NJSTRE1545383472 | NJSRRE1542481281 | Transition Incentive Program | Burlington City | 8016 | 13 | 9.57 | Residential | Yes | Behind the Meter | Behind the Meter |  | None | Sunrun Installation Services, Inc. | PSE&G | Eligible for TI Program | 2019-10-01 | 2019-10-03 | 2021-10-30 | LG Electronics | LG330N1C-A5 | Solar Panels |  | 0.33 | 4 | 249 | 18 |  | Fixed | Roof
NJSTRE1545383473 | NJSRRE1542501309 | Transition Incentive Program | Westwood | 7676 | 7 | 24.59 | Residential | No | Behind the Meter | Net-metered residential rooftop and canopy |  | None | SunPower Capital | PSE&G | Accepted | 2019-10-03 | 2019-10-08 | 2021-10-30 | sunpower | e20-327-e-ac | Solar Panels |  | 0.327 | 22 | 71 | 40 |  | Fixed | Roof
NJSTRE1545383473 | NJSRRE1542501309 | Transition Incentive Program | Westwood | 7676 | 7 | 24.59 | Residential | No | Behind the Meter | Net-metered residential rooftop and canopy |  | None | SunPower Capital | PSE&G | Accepted | 2019-10-03 | 2019-10-08 | 2021-10-30 | sunpower | e20-327-e-ac | Solar Panels |  | 0.32 | 38 | 71 | 40 |  | Fixed | Roof
NJSTRE1545383473 | NJSRRE1542501309 | Transition Incentive Program | Westwood | 7676 | 7 | 24.59 | Residential | No | Behind the Meter | Net-metered residential rooftop and canopy |  | None | SunPower Capital | PSE&G | Accepted | 2019-10-03 | 2019-10-08 | 2021-10-30 | SUNPOWER | E20-327-E-AC | Solar Panels |  | 0.327 | 16 | 251 | 40 |  | Fixed | Roof
NJSTRE1545383474 | NJSRRE1543152999 | Transition Incentive Program | PILESGROVE | 8098 | 16 | 29.61 | Residential | Yes | Behind the Meter | Net-metered residential rooftop and canopy |  | None | Vivint Solar Developer, LLC | AC Electric | Accepted | 2019-12-13 | 2019-12-16 | 2021-10-30 | Solar Edge | SE10000H-US | Inverters | 10000 |  | 2 |  |  | 0.992 |  | Outdoor | Near the utility meter
NJSTRE1545383474 | NJSRRE1543152999 | Transition Incentive Program | PILESGROVE | 8098 | 16 | 29.61 | Residential | Yes | Behind the Meter | Net-metered residential rooftop and canopy |  | None | Vivint Solar Developer, LLC | AC Electric | Accepted | 2019-12-13 | 2019-12-16 | 2021-10-30 | Hanwha | Q.PEAK BLK-G5 315 | Solar Panels |  | 0.315 | 4 | 79 | 28 |  | Fixed | Roof
NJSTRE1545383474 | NJSRRE1543152999 | Transition Incentive Program | PILESGROVE | 8098 | 16 | 29.61 | Residential | Yes | Behind the Meter | Net-metered residential rooftop and canopy |  | None | Vivint Solar Developer, LLC | AC Electric | Accepted | 2019-12-13 | 2019-12-16 | 2021-10-30 | Hanwha | Q.PEAK BLK-G5 315 | Solar Panels |  | 0.315 | 37 | 349 | 16 |  | Fixed | Roof
NJSTRE1545383474 | NJSRRE1543152999 | Transition Incentive Program | PILESGROVE | 8098 | 16 | 29.61 | Residential | Yes | Behind the Meter | Net-metered residential rooftop and canopy |  | None | Vivint Solar Developer, LLC | AC Electric | Accepted | 2019-12-13 | 2019-12-16 | 2021-10-30 | Hanwha | Q.PEAK BLK-G5 315 | Solar Panels |  | 0.315 | 49 | 11 | 36 |  | Fixed | Roof
NJSTRE1545383474 | NJSRRE1543152999 | Transition Incentive Program | PILESGROVE | 8098 | 16 | 29.61 | Residential | Yes | Behind the Meter | Net-metered residential rooftop and canopy |  | None | Vivint Solar Developer, LLC | AC Electric | Accepted | 2019-12-13 | 2019-12-16 | 2021-10-30 | Hanwha | Q.PEAK BLK-G5 315 | Solar Panels |  | 0.315 | 4 | 259 | 28 |  | Fixed | Roof
NJSTRE1545383475 | NJSRRE1542573274 | Transition Incentive Program | North Plainfield | 7060 | 10 | 10.73 | Residential | Yes | Behind the Meter | Behind the Meter |  | None | Sunrun Installation Services, Inc. | PSE&G | Eligible for TI Program | 2019-10-21 | 2019-10-23 | 2021-10-30 | Delta Electronics | M10-TL-US | Inverters | 9600 |  | 1 |  |  | 0.96 |  | Outdoor | Next To Meter
NJSTRE1545383475 | NJSRRE1542573274 | Transition Incentive Program | North Plainfield | 7060 | 10 | 10.73 | Residential | Yes | Behind the Meter | Behind the Meter |  | None | Sunrun Installation Services, Inc. | PSE&G | Eligible for TI Program | 2019-10-21 | 2019-10-23 | 2021-10-30 | REC Solar | REC290TP2 BLK | Solar Panels |  | 0.29 | 12 | 318 | 34 |  | Fixed | Roof
NJSTRE1545383475 | NJSRRE1542573274 | Transition Incentive Program | North Plainfield | 7060 | 10 | 10.73 | Residential | Yes | Behind the Meter | Behind the Meter |  | None | Sunrun Installation Services, Inc. | PSE&G | Eligible for TI Program | 2019-10-21 | 2019-10-23 | 2021-10-30 | REC Solar | REC290TP2 BLK | Solar Panels |  | 0.29 | 25 | 138 | 34 |  | Fixed | Roof
NJSTRE1545383476 | NJSRRE1542548305 | Transition Incentive Program | Pennsauken Township | 8110 | 14 | 6.3 | Residential | Yes | Behind the Meter | Net-metered residential rooftop and canopy |  | None | Castle Energy, LLC | PSE&G | Accepted | 2019-10-16 | 2019-10-18 | 2021-10-30 | Enphase Energy | IQ7-60-2-US | Inverters | 0.24 |  | 20 |  |  | 0.967 |  | Outside | on the rooftop under each solar panel
NJSTRE1545383476 | NJSRRE1542548305 | Transition Incentive Program | Pennsauken Township | 8110 | 14 | 6.3 | Residential | Yes | Behind the Meter | Net-metered residential rooftop and canopy |  | None | Castle Energy, LLC | PSE&G | Accepted | 2019-10-16 | 2019-10-18 | 2021-10-30 | Hanwha Q-Cells | Q.Peak DUO-G5 315 | Solar Panels |  | 0.315 | 8 | 148 | 19 |  | Fixed | Roof
NJSTRE1545383476 | NJSRRE1542548305 | Transition Incentive Program | Pennsauken Township | 8110 | 14 | 6.3 | Residential | Yes | Behind the Meter | Net-metered residential rooftop and canopy |  | None | Castle Energy, LLC | PSE&G | Accepted | 2019-10-16 | 2019-10-18 | 2021-10-30 | Hanwha Q-Cells | Q.Peak DUO-G5 315 | Solar Panels |  | 0.315 | 12 | 148 | 26 |  | Fixed | Roof
NJSTRE1545383478 | NJSRRE1543417943 | Transition Incentive Program | Ringoes | 8551 | 4 | 1.44 | Residential | No | Behind the Meter | Net-metered residential rooftop and canopy |  | None | Evoke Solar, Inc | JCP&L | Accepted | 2019-11-25 | 2019-11-26 | 2021-10-30 | SunPower | X22-360-D-AC | Inverters | 320 |  | 4 |  |  | 0.96 |  | Outside | back of each panel
NJSTRE1545383478 | NJSRRE1543417943 | Transition Incentive Program | Ringoes | 8551 | 4 | 1.44 | Residential | No | Behind the Meter | Net-metered residential rooftop and canopy |  | None | Evoke Solar, Inc | JCP&L | Accepted | 2019-11-25 | 2019-11-26 | 2021-10-30 | SunPower | X22-360-D-AC | Solar Panels |  | 0.36 | 4 | 185 | 23 |  | Fixed | Roof
NJSTRE1545383480 | NJSRRE1542909264 | Transition Incentive Program | Egg Harbor Township | 8234 | 19 | 20.88 | Residential | Yes | Behind the Meter | Behind the Meter |  | None | Sunrun Installation Services, Inc. | AC Electric | Eligible for TI Program | 2019-11-04 | 2019-11-06 | 2021-10-30 | SolarEdge Technologies | SE6000H-USRGM | Inverters | 6000 |  | 1 |  |  | 0.96 |  | Outdoor | Next To Meter
NJSTRE1545383480 | NJSRRE1542909264 | Transition Incentive Program | Egg Harbor Township | 8234 | 19 | 20.88 | Residential | Yes | Behind the Meter | Behind the Meter |  | None | Sunrun Installation Services, Inc. | AC Electric | Eligible for TI Program | 2019-11-04 | 2019-11-06 | 2021-10-30 | SolarEdge Technologies | SE10000H-USRGM | Inverters | 10000 |  | 1 |  |  | 0.96 |  | Outdoor | Next To Meter
NJSTRE1545383480 | NJSRRE1542909264 | Transition Incentive Program | Egg Harbor Township | 8234 | 19 | 20.88 | Residential | Yes | Behind the Meter | Behind the Meter |  | None | Sunrun Installation Services, Inc. | AC Electric | Eligible for TI Program | 2019-11-04 | 2019-11-06 | 2021-10-30 | REC Solar | REC290TP2 BLK | Solar Panels |  | 0.29 | 45 | 245 | 30 |  | Fixed | Roof
NJSTRE1545383480 | NJSRRE1542909264 | Transition Incentive Program | Egg Harbor Township | 8234 | 19 | 20.88 | Residential | Yes | Behind the Meter | Behind the Meter |  | None | Sunrun Installation Services, Inc. | AC Electric | Eligible for TI Program | 2019-11-04 | 2019-11-06 | 2021-10-30 | REC Solar | REC290TP2 BLK | Solar Panels |  | 0.29 | 27 | 245 | 30 |  | Fixed | Roof
NJSTRE1545383481 | NJSRRE1543042498 | Transition Incentive Program | NEWARK | 7112 | 9 | 3.78 | Residential | Yes | Behind the Meter | Net-metered residential rooftop and canopy |  | None | Vivint Solar Developer, LLC | PSE&G | Accepted | 2019-11-06 | 2019-11-11 | 2021-10-30 | SOLAR EDGE | SE3800H-US | Inverters | 3800 |  | 1 |  |  | 0.992 |  | Outdoor | NEAR THE UTILITY METER
NJSTRE1545383481 | NJSRRE1543042498 | Transition Incentive Program | NEWARK | 7112 | 9 | 3.78 | Residential | Yes | Behind the Meter | Net-metered residential rooftop and canopy |  | None | Vivint Solar Developer, LLC | PSE&G | Accepted | 2019-11-06 | 2019-11-11 | 2021-10-30 | HANWHA SOLAR | Q.PEAK BLK-G5 315 | Solar Panels |  | 0.315 | 12 | 126 | 27 |  | Fixed | Roof
NJSTRE1545383482 | NJSRRE1542581286 | Transition Incentive Program | Mullica Hill | 8062 | 15 | 8.19 | Residential | No | Behind the Meter | Net-metered residential rooftop and canopy |  | None | Suntuity Solar LLC | AC Electric | Accepted | 2019-10-24 | 2019-10-28 | 2021-10-30 | Enphase Energy | IQ7-60-2-US | Inverters | 240 |  | 26 |  |  | 0.97 |  | Outdoor | Behind the PV Modules
NJSTRE1545383482 | NJSRRE1542581286 | Transition Incentive Program | Mullica Hill | 8062 | 15 | 8.19 | Residential | No | Behind the Meter | Net-metered residential rooftop and canopy |  | None | Suntuity Solar LLC | AC Electric | Accepted | 2019-10-24 | 2019-10-28 | 2021-10-30 | Yingli Green Energy | YL315D-30b | Solar Panels |  | 0.315 | 26 | 176 | 23 |  | Fixed | Roof
NJSTRE1545383483 | NJSRRE1542528121 | Transition Incentive Program | Irvington Town | 7111 | 9 | 3.84 | Residential | Yes | Behind the Meter | Behind the Meter |  | None | Skyline Solar, LLC | PSE&G | Eligible for TI Program | 2019-10-11 | 2019-10-15 | 2021-10-30 | SolarEdge | SE3800H-US | Inverters | 3800 |  | 1 |  |  | 0.99 |  | Outside | within ten feet of meter
NJSTRE1545383483 | NJSRRE1542528121 | Transition Incentive Program | Irvington Town | 7111 | 9 | 3.84 | Residential | Yes | Behind the Meter | Behind the Meter |  | None | Skyline Solar, LLC | PSE&G | Eligible for TI Program | 2019-10-11 | 2019-10-15 | 2021-10-30 | Hanwha Q-Cells | Q.PEAK DUO-G5 320 | Solar Panels |  | 0.32 | 12 | 121301 | 18 |  | Fixed | Roof
NJSTRE1545383484 | NJSRRE1542579706 | Transition Incentive Program | BERGENFIELD | 7621 | 7 | 2.9 | Residential | No | Behind the Meter | Behind the Meter |  | None | Infinity Solar Systems | PSE&G | Eligible for TI Program | 2019-10-23 | 2019-10-25 | 2021-10-30 | ENPHASE | IQ7-60-X-US | Inverters | 240 |  | 10 |  |  | 0.97 |  | Other | MICROINVERTERS
NJSTRE1545383484 | NJSRRE1542579706 | Transition Incentive Program | BERGENFIELD | 7621 | 7 | 2.9 | Residential | No | Behind the Meter | Behind the Meter |  | None | Infinity Solar Systems | PSE&G | Eligible for TI Program | 2019-10-23 | 2019-10-25 | 2021-10-30 | SOLAR WORLD | SW 290 PLUS MONO | Solar Panels |  | 0.29 | 10 | 87 | 25 |  | Fixed | Roof
NJSTRE1545383485 | NJSRRE1542541780 | Transition Incentive Program | Atlantic city | 8401 | 19 | 4.58 | Residential | Yes | Behind the Meter | Net-metered residential rooftop and canopy |  | None | Vision Solar LLC | AC Electric | Accepted | 2019-10-14 | 2019-10-16 | 2021-10-30 | sunpower | e20-327-e-ac | Inverters | 0.32 |  | 14 |  |  | 0.96 |  | Other | behind panels
NJSTRE1545383485 | NJSRRE1542541780 | Transition Incentive Program | Atlantic city | 8401 | 19 | 4.58 | Residential | Yes | Behind the Meter | Net-metered residential rooftop and canopy |  | None | Vision Solar LLC | AC Electric | Accepted | 2019-10-14 | 2019-10-16 | 2021-10-30 | sunpower | e20-327-e-ac | Solar Panels |  | 0.327 | 14 | 289 | 23 |  | Fixed | Roof
NJSTRE1545383486 | NJSRRE1542967071 | Transition Incentive Program | West Milford | 7480 | 6 | 9.6 | Residential | Yes | Behind the Meter | Behind the Meter |  | None | Skyline Solar, LLC | Orange Rockland Electric | Eligible for TI Program | 2019-11-05 | 2019-11-07 | 2021-10-30 | SolarEdge | SE7600H-US | Inverters | 7600 |  | 1 |  |  | 0.99 |  | Outside | within ten feet of meter
NJSTRE1545383486 | NJSRRE1542967071 | Transition Incentive Program | West Milford | 7480 | 6 | 9.6 | Residential | Yes | Behind the Meter | Behind the Meter |  | None | Skyline Solar, LLC | Orange Rockland Electric | Eligible for TI Program | 2019-11-05 | 2019-11-07 | 2021-10-30 | Hanwha Q-Cells | Q.PEAK DUO-G5 320 | Solar Panels |  | 0.32 | 30 | 163252 | 20 |  | Fixed | Roof
NJSTRE1545383487 | NJSRRE1542512791 | Transition Incentive Program | Montclair | 7042 | 9 | 8.91 | Residential | No | Behind the Meter | Behind the Meter |  | None | Sunrun Installation Services, Inc. | PSE&G | Eligible for TI Program | 2019-10-07 | 2019-10-10 | 2021-10-30 | LG Chem | RESU 10H SEG | Electric Storage Battery |  |  | 1 |  |  |  | Lithium Ion |  | outside
NJSTRE1545383487 | NJSRRE1542512791 | Transition Incentive Program | Montclair | 7042 | 9 | 8.91 | Residential | No | Behind the Meter | Behind the Meter |  | None | Sunrun Installation Services, Inc. | PSE&G | Eligible for TI Program | 2019-10-07 | 2019-10-10 | 2021-10-30 | SolarEdge Technologies | SE7600A-USS2RGM | Inverters | 7600 |  | 1 |  |  | 0.96 |  | Outdoor | Next To Meter
NJSTRE1545383487 | NJSRRE1542512791 | Transition Incentive Program | Montclair | 7042 | 9 | 8.91 | Residential | No | Behind the Meter | Behind the Meter |  | None | Sunrun Installation Services, Inc. | PSE&G | Eligible for TI Program | 2019-10-07 | 2019-10-10 | 2021-10-30 | LG Electronics | LG330N1C-A5 | Solar Panels |  | 0.33 | 6 | 112 | 14 |  | Fixed | Roof
NJSTRE1545383487 | NJSRRE1542512791 | Transition Incentive Program | Montclair | 7042 | 9 | 8.91 | Residential | No | Behind the Meter | Behind the Meter |  | None | Sunrun Installation Services, Inc. | PSE&G | Eligible for TI Program | 2019-10-07 | 2019-10-10 | 2021-10-30 | LG Electronics | LG330N1C-A5 | Solar Panels |  | 0.33 | 6 | 200 | 43 |  | Fixed | Roof
NJSTRE1545383487 | NJSRRE1542512791 | Transition Incentive Program | Montclair | 7042 | 9 | 8.91 | Residential | No | Behind the Meter | Behind the Meter |  | None | Sunrun Installation Services, Inc. | PSE&G | Eligible for TI Program | 2019-10-07 | 2019-10-10 | 2021-10-30 | LG Electronics | LG330N1C-A5 | Solar Panels |  | 0.33 | 10 | 112 | 43 |  | Fixed | Roof
NJSTRE1545383487 | NJSRRE1542512791 | Transition Incentive Program | Montclair | 7042 | 9 | 8.91 | Residential | No | Behind the Meter | Behind the Meter |  | None | Sunrun Installation Services, Inc. | PSE&G | Eligible for TI Program | 2019-10-07 | 2019-10-10 | 2021-10-30 | LG Electronics | LG330N1C-A5 | Solar Panels |  | 0.33 | 5 | 292 | 43 |  | Fixed | Roof
NJSTRE1545383490 | NJSRRE1543315517 | Transition Incentive Program | PATERSON | 7522 | 6 | 5.67 | Residential | Yes | Behind the Meter | Net-metered residential rooftop and canopy |  | None | Vivint Solar Developer, LLC | PSE&G | Accepted | 2019-11-19 | 2019-11-19 | 2021-10-30 | solar edge | SE3800H-US000BNC4 | Inverters | 3800 |  | 1 |  |  | 0.992 |  | Outdoor | near the utility meter
NJSTRE1545383490 | NJSRRE1543315517 | Transition Incentive Program | PATERSON | 7522 | 6 | 5.67 | Residential | Yes | Behind the Meter | Net-metered residential rooftop and canopy |  | None | Vivint Solar Developer, LLC | PSE&G | Accepted | 2019-11-19 | 2019-11-19 | 2021-10-30 | HANWHA SOLAR | Q.PEAK BLK-G5 315 | Solar Panels |  | 0.315 | 10 | 314 | 33 |  | Fixed | Roof
NJSTRE1545383490 | NJSRRE1543315517 | Transition Incentive Program | PATERSON | 7522 | 6 | 5.67 | Residential | Yes | Behind the Meter | Net-metered residential rooftop and canopy |  | None | Vivint Solar Developer, LLC | PSE&G | Accepted | 2019-11-19 | 2019-11-19 | 2021-10-30 | HANWHA SOLAR | Q.PEAK BLK-G5 315 | Solar Panels |  | 0.315 | 8 | 134 | 33 |  | Fixed | Roof
NJSTRE1545383493 | NJSRRE1542486825 | Transition Incentive Program | phillipsburg | 8865 | 2 | 10.46 | Residential | Yes | Behind the Meter | Net-metered residential rooftop and canopy |  | None | Vision Solar LLC | JCP&L | Accepted | 2019-10-02 | 2019-10-04 | 2021-10-30 | sunpower | e20-327-e-ac | Inverters | 0.32 |  | 32 |  |  | 0.96 |  | Other | behind panels
NJSTRE1545383493 | NJSRRE1542486825 | Transition Incentive Program | phillipsburg | 8865 | 2 | 10.46 | Residential | Yes | Behind the Meter | Net-metered residential rooftop and canopy |  | None | Vision Solar LLC | JCP&L | Accepted | 2019-10-02 | 2019-10-04 | 2021-10-30 | sunpower | e20-327-e-ac | Solar Panels |  | 0.327 | 6 | 246 | 45 |  | Fixed | Roof
NJSTRE1545383493 | NJSRRE1542486825 | Transition Incentive Program | phillipsburg | 8865 | 2 | 10.46 | Residential | Yes | Behind the Meter | Net-metered residential rooftop and canopy |  | None | Vision Solar LLC | JCP&L | Accepted | 2019-10-02 | 2019-10-04 | 2021-10-30 | sunpower | e20-327-e-ac | Solar Panels |  | 0.327 | 10 | 156 | 40 |  | Fixed | Roof
NJSTRE1545383493 | NJSRRE1542486825 | Transition Incentive Program | phillipsburg | 8865 | 2 | 10.46 | Residential | Yes | Behind the Meter | Net-metered residential rooftop and canopy |  | None | Vision Solar LLC | JCP&L | Accepted | 2019-10-02 | 2019-10-04 | 2021-10-30 | sunpower | e20-327-e-ac | Solar Panels |  | 0.327 | 16 | 156 | 38 |  | Fixed | Roof
NJSTRE1545383494 | NJSRRE1542510395 | Transition Incentive Program | Hightstown | 8520 | 12 | 8.91 | Residential | No | Behind the Meter | Behind the Meter |  | None | Sunrun Installation Services, Inc. | JCP&L | Eligible for TI Program | 2019-10-05 | 2019-10-09 | 2021-10-30 | Delta Electronics | M8-TL-US | Inverters | 7680 |  | 1 |  |  | 0.96 |  | Outdoor | Next To Meter
NJSTRE1545383494 | NJSRRE1542510395 | Transition Incentive Program | Hightstown | 8520 | 12 | 8.91 | Residential | No | Behind the Meter | Behind the Meter |  | None | Sunrun Installation Services, Inc. | JCP&L | Eligible for TI Program | 2019-10-05 | 2019-10-09 | 2021-10-30 | LG Electronics | LG330N1C-A5 | Solar Panels |  | 0.33 | 21 | 201 | 27 |  | Fixed | Roof
NJSTRE1545383494 | NJSRRE1542510395 | Transition Incentive Program | Hightstown | 8520 | 12 | 8.91 | Residential | No | Behind the Meter | Behind the Meter |  | None | Sunrun Installation Services, Inc. | JCP&L | Eligible for TI Program | 2019-10-05 | 2019-10-09 | 2021-10-30 | LG Electronics | LG330N1C-A5 | Solar Panels |  | 0.33 | 6 | 111 | 27 |  | Fixed | Roof
NJSTRE1545383495 | NJSRRE1542515093 | Transition Incentive Program | Harrison | 7029 | 8 | 9.6 | Residential | No | Behind the Meter | Net-metered residential rooftop and canopy |  | None | SunPower Corporation, Systems | PSE&G | Accepted | 2019-10-08 | 2019-10-10 | 2021-10-30 | SUNPOWER | SPR-A-400-G-AC | Inverters | 320 |  | 24 |  |  | 0.97 |  | Other | under each panel
NJSTRE1545383495 | NJSRRE1542515093 | Transition Incentive Program | Harrison | 7029 | 8 | 9.6 | Residential | No | Behind the Meter | Net-metered residential rooftop and canopy |  | None | SunPower Corporation, Systems | PSE&G | Accepted | 2019-10-08 | 2019-10-10 | 2021-10-30 | SUNPOWER | SPR-A-400-G-AC | Solar Panels |  | 0.4 | 24 | 80 | 5 |  | Fixed | Roof
NJSTRE1545383498 | NJSRRE1542982272 | Transition Incentive Program | Hamilton Twp Mer | 8609 | 12 | 5.12 | Residential | Yes | Behind the Meter | Behind the Meter |  | None | Skyline Solar, LLC | PSE&G | Eligible for TI Program | 2019-11-05 | 2019-11-07 | 2021-10-30 | SolarEdge | SE3800H-US | Inverters | 3800 |  | 1 |  |  | 0.99 |  | Outside | within ten feet of meter
NJSTRE1545383498 | NJSRRE1542982272 | Transition Incentive Program | Hamilton Twp Mer | 8609 | 12 | 5.12 | Residential | Yes | Behind the Meter | Behind the Meter |  | None | Skyline Solar, LLC | PSE&G | Eligible for TI Program | 2019-11-05 | 2019-11-07 | 2021-10-30 | Hanwha Q-Cells | Q.PEAK DUO-G5 320 | Solar Panels |  | 0.32 | 16 | 141231 | 34 |  | Fixed | Roof
NJSTRE1545383499 | NJSRRE1542554111 | Transition Incentive Program | Union Twp Uni | 7083 | 10 | 6.67 | Residential | No | Behind the Meter | Behind the Meter |  | None | Sunrun Installation Services, Inc. | PSE&G | Eligible for TI Program | 2019-10-17 | 2019-10-21 | 2021-10-30 | Ningbo Ginlong Technologies | Solis-1P5K-4G-US | Inverters | 5000 |  | 1 |  |  | 0.96 |  | Outdoor | Next To Meter
NJSTRE1545383499 | NJSRRE1542554111 | Transition Incentive Program | Union Twp Uni | 7083 | 10 | 6.67 | Residential | No | Behind the Meter | Behind the Meter |  | None | Sunrun Installation Services, Inc. | PSE&G | Eligible for TI Program | 2019-10-17 | 2019-10-21 | 2021-10-30 | REC Solar | REC290TP2 BLK | Solar Panels |  | 0.29 | 12 | 129 | 34 |  | Fixed | Roof
NJSTRE1545383499 | NJSRRE1542554111 | Transition Incentive Program | Union Twp Uni | 7083 | 10 | 6.67 | Residential | No | Behind the Meter | Behind the Meter |  | None | Sunrun Installation Services, Inc. | PSE&G | Eligible for TI Program | 2019-10-17 | 2019-10-21 | 2021-10-30 | REC Solar | REC290TP2 BLK | Solar Panels |  | 0.29 | 11 | 309 | 34 |  | Fixed | Roof
NJSTRE1545383500 | NJSRRE1542500995 | Transition Incentive Program | Linden | 7036 | 10 | 10.4 | Residential | Yes | Behind the Meter | Net-metered residential rooftop and canopy |  | None | Vivint Solar Developer, LLC | PSE&G | Accepted | 2019-10-18 | 2019-10-21 | 2021-10-30 | SOLAREDGE | SE7600H-US000BNC4 | Inverters | 7600 |  | 1 |  |  | 0.992 |  | Outdoor | Near The Utility Meter
NJSTRE1545383500 | NJSRRE1542500995 | Transition Incentive Program | Linden | 7036 | 10 | 10.4 | Residential | Yes | Behind the Meter | Net-metered residential rooftop and canopy |  | None | Vivint Solar Developer, LLC | PSE&G | Accepted | 2019-10-18 | 2019-10-21 | 2021-10-30 | SOLAREDGE | SE3800H-US000BNC4 | Inverters | 3800 |  | 1 |  |  | 0.992 |  | Outdoor | Near The Utility Meter
NJSTRE1545383500 | NJSRRE1542500995 | Transition Incentive Program | Linden | 7036 | 10 | 10.4 | Residential | Yes | Behind the Meter | Net-metered residential rooftop and canopy |  | None | Vivint Solar Developer, LLC | PSE&G | Accepted | 2019-10-18 | 2019-10-21 | 2021-10-30 | Hanwha Solar | Q.PEAK BLK-G5 315 | Solar Panels |  | 0.315 | 16 | 223 | 40 |  | Fixed | Roof
NJSTRE1545383500 | NJSRRE1542500995 | Transition Incentive Program | Linden | 7036 | 10 | 10.4 | Residential | Yes | Behind the Meter | Net-metered residential rooftop and canopy |  | None | Vivint Solar Developer, LLC | PSE&G | Accepted | 2019-10-18 | 2019-10-21 | 2021-10-30 | Hanwha Solar | Q.PEAK BLK-G5 315 | Solar Panels |  | 0.315 | 5 | 43 | 26 |  | Fixed | Roof
NJSTRE1545383500 | NJSRRE1542500995 | Transition Incentive Program | Linden | 7036 | 10 | 10.4 | Residential | Yes | Behind the Meter | Net-metered residential rooftop and canopy |  | None | Vivint Solar Developer, LLC | PSE&G | Accepted | 2019-10-18 | 2019-10-21 | 2021-10-30 | Hanwha Solar | Q.PEAK BLK-G5 315 | Solar Panels |  | 0.315 | 7 | 43 | 25 |  | Fixed | Roof
NJSTRE1545383500 | NJSRRE1542500995 | Transition Incentive Program | Linden | 7036 | 10 | 10.4 | Residential | Yes | Behind the Meter | Net-metered residential rooftop and canopy |  | None | Vivint Solar Developer, LLC | PSE&G | Accepted | 2019-10-18 | 2019-10-21 | 2021-10-30 | Hanwha Solar | Q.PEAK BLK-G5 315 | Solar Panels |  | 0.315 | 5 | 43 | 40 |  | Fixed | Roof
NJSTRE1545383501 | NJSRRE1542907809 | Transition Incentive Program | Merchantville | 8109 | 14 | 6.93 | Residential | Yes | Behind the Meter | Net-metered residential rooftop and canopy |  | None | Vivint Solar Developer, LLC | PSE&G | Accepted | 2019-11-04 | 2019-11-06 | 2021-10-30 | Solar Edge | SE7600H-US000BNC4 | Inverters | 7600 |  | 1 |  |  | 0.992 |  | Outdoor | Near the utility meter
NJSTRE1545383501 | NJSRRE1542907809 | Transition Incentive Program | Merchantville | 8109 | 14 | 6.93 | Residential | Yes | Behind the Meter | Net-metered residential rooftop and canopy |  | None | Vivint Solar Developer, LLC | PSE&G | Accepted | 2019-11-04 | 2019-11-06 | 2021-10-30 | Hanwha | Q.PEAK BLK-G5 315 | Solar Panels |  | 0.315 | 22 | 266 | 22 |  | Fixed | Roof
NJSTRE1545383502 | NJSRRE1542528758 | Transition Incentive Program | Paterson City | 7524 | 6 | 4.64 | Residential | Yes | Behind the Meter | Behind the Meter |  | None | Sunrun Installation Services, Inc. | PSE&G | Eligible for TI Program | 2019-10-11 | 2019-10-15 | 2021-10-30 | Delta Electronics | M4-TL-US | Inverters | 3840 |  | 1 |  |  | 0.96 |  | Outdoor | Next To Meter
NJSTRE1545383502 | NJSRRE1542528758 | Transition Incentive Program | Paterson City | 7524 | 6 | 4.64 | Residential | Yes | Behind the Meter | Behind the Meter |  | None | Sunrun Installation Services, Inc. | PSE&G | Eligible for TI Program | 2019-10-11 | 2019-10-15 | 2021-10-30 | REC Solar | REC290TP2 BLK | Solar Panels |  | 0.29 | 16 | 102 | 34 |  | Fixed | Roof
NJSTRE1545383503 | NJSRRE1542575059 | Transition Incentive Program | Keyport | 7735 | 17 | 8.82 | Residential | Yes | Behind the Meter | Net-metered residential rooftop and canopy |  | None | Vivint Solar Developer, LLC | JCP&L | Accepted | 2019-10-22 | 2019-10-24 | 2021-10-30 | Solar Edge | SE7600H-US | Inverters | 7600 |  | 1 |  |  | 0.992 |  | Outdoor | Near the Utility Meter
NJSTRE1545383503 | NJSRRE1542575059 | Transition Incentive Program | Keyport | 7735 | 17 | 8.82 | Residential | Yes | Behind the Meter | Net-metered residential rooftop and canopy |  | None | Vivint Solar Developer, LLC | JCP&L | Accepted | 2019-10-22 | 2019-10-24 | 2021-10-30 | Hanwha | Q.PEAK BLK-G5 315 | Solar Panels |  | 0.315 | 8 | 265 | 30 |  | Fixed | Roof
NJSTRE1545383503 | NJSRRE1542575059 | Transition Incentive Program | Keyport | 7735 | 17 | 8.82 | Residential | Yes | Behind the Meter | Net-metered residential rooftop and canopy |  | None | Vivint Solar Developer, LLC | JCP&L | Accepted | 2019-10-22 | 2019-10-24 | 2021-10-30 | Hanwha | Q.PEAK BLK-G5 315 | Solar Panels |  | 0.315 | 6 | 265 | 14 |  | Fixed | Roof
NJSTRE1545383503 | NJSRRE1542575059 | Transition Incentive Program | Keyport | 7735 | 17 | 8.82 | Residential | Yes | Behind the Meter | Net-metered residential rooftop and canopy |  | None | Vivint Solar Developer, LLC | JCP&L | Accepted | 2019-10-22 | 2019-10-24 | 2021-10-30 | Hanwha | Q.PEAK BLK-G5 315 | Solar Panels |  | 0.315 | 5 | 85 | 14 |  | Fixed | Roof
NJSTRE1545383503 | NJSRRE1542575059 | Transition Incentive Program | Keyport | 7735 | 17 | 8.82 | Residential | Yes | Behind the Meter | Net-metered residential rooftop and canopy |  | None | Vivint Solar Developer, LLC | JCP&L | Accepted | 2019-10-22 | 2019-10-24 | 2021-10-30 | Hanwha | Q.PEAK BLK-G5 315 | Solar Panels |  | 0.315 | 7 | 85 | 30 |  | Fixed | Roof
NJSTRE1545383503 | NJSRRE1542575059 | Transition Incentive Program | Keyport | 7735 | 17 | 8.82 | Residential | Yes | Behind the Meter | Net-metered residential rooftop and canopy |  | None | Vivint Solar Developer, LLC | JCP&L | Accepted | 2019-10-22 | 2019-10-24 | 2021-10-30 | Hanwha | Q.PEAK BLK-G5 315 | Solar Panels |  | 0.315 | 2 | 175 | 24 |  | Fixed | Roof
NJSTRE1545383504 | NJSRRE1542524942 | Transition Incentive Program | Jersey City | 7302 | 8 | 6.62 | Residential | No | Behind the Meter | Net-metered residential rooftop and canopy |  | None | Tesla Energy Operations | PSE&G | Accepted | 2019-10-10 | 2019-10-14 | 2021-10-30 | SOLAREDGE # | SE7600H-US000SNC2 | Inverters | 7600 |  | 1 |  |  | 0.99 |  | Outside | Outside
NJSTRE1545383504 | NJSRRE1542524942 | Transition Incentive Program | Jersey City | 7302 | 8 | 6.62 | Residential | No | Behind the Meter | Net-metered residential rooftop and canopy |  | None | Tesla Energy Operations | PSE&G | Accepted | 2019-10-10 | 2019-10-14 | 2021-10-30 | Hanwha Q-Cells | Q.Peak DUO BLK-G5/SC315 | Solar Panels |  | 0.315 | 12 | OUTSIDE | 18 |  | Fixed | Roof | OUTSIDE
NJSTRE1545383504 | NJSRRE1542524942 | Transition Incentive Program | Jersey City | 7302 | 8 | 6.62 | Residential | No | Behind the Meter | Net-metered residential rooftop and canopy |  | None | Tesla Energy Operations | PSE&G | Accepted | 2019-10-10 | 2019-10-14 | 2021-10-30 | Hanwha Q-Cells | Q.Peak DUO BLK-G5/SC315 | Solar Panels |  | 0.315 | 9 | 7 | 18 |  | Fixed | Roof | OUTSIDE
NJSTRE1545383506 | NJSRRE1543067476 | Transition Incentive Program | Franklin Township | 8873 | 5 | 15.84 | Residential | No | Behind the Meter | Behind the Meter |  | None | Green Power Energy | PSE&G | Eligible for TI Program | 2019-11-12 | 2019-11-14 | 2021-10-30 | SolarEdge | SE7600H-US | Inverters | 7600 |  | 2 |  |  | 0.97 |  | Outside | Next to meter
NJSTRE1545383506 | NJSRRE1543067476 | Transition Incentive Program | Franklin Township | 8873 | 5 | 15.84 | Residential | No | Behind the Meter | Behind the Meter |  | None | Green Power Energy | PSE&G | Eligible for TI Program | 2019-11-12 | 2019-11-14 | 2021-10-30 | Panasonic | VBHN330SA17 | Solar Panels |  | 0.33 | 12 | 279 | 30 |  | Fixed | Roof
NJSTRE1545383506 | NJSRRE1543067476 | Transition Incentive Program | Franklin Township | 8873 | 5 | 15.84 | Residential | No | Behind the Meter | Behind the Meter |  | None | Green Power Energy | PSE&G | Eligible for TI Program | 2019-11-12 | 2019-11-14 | 2021-10-30 | Panasonic | VBHN330SA17 | Solar Panels |  | 0.33 | 21 | 280 | 30 |  | Fixed | Roof
NJSTRE1545383506 | NJSRRE1543067476 | Transition Incentive Program | Franklin Township | 8873 | 5 | 15.84 | Residential | No | Behind the Meter | Behind the Meter |  | None | Green Power Energy | PSE&G | Eligible for TI Program | 2019-11-12 | 2019-11-14 | 2021-10-30 | Panasonic | VBHN330SA17 | Solar Panels |  | 0.33 | 15 | 191 | 30 |  | Fixed | Roof
NJSTRE1545383507 | NJSRRE1542568593 | Transition Incentive Program | Rahway | 7065 | 10 | 7.44 | Residential | No | Behind the Meter | Net-metered residential rooftop and canopy |  | None | Whitman Construction, LLC | PSE&G | Accepted | 2019-10-22 | 2019-10-23 | 2021-10-30 | Enphase Energy | IQ7-60-2-US | Inverters | 0.24 |  | 24 |  |  | 0.976 |  | Outside | roof
NJSTRE1545383507 | NJSRRE1542568593 | Transition Incentive Program | Rahway | 7065 | 10 | 7.44 | Residential | No | Behind the Meter | Net-metered residential rooftop and canopy |  | None | Whitman Construction, LLC | PSE&G | Accepted | 2019-10-22 | 2019-10-23 | 2021-10-30 | Trina Solar | TSM-310DD05A | Solar Panels |  | 0.31 | 22 | 139 | 20 |  | Fixed | Roof
NJSTRE1545383507 | NJSRRE1542568593 | Transition Incentive Program | Rahway | 7065 | 10 | 7.44 | Residential | No | Behind the Meter | Net-metered residential rooftop and canopy |  | None | Whitman Construction, LLC | PSE&G | Accepted | 2019-10-22 | 2019-10-23 | 2021-10-30 | Trina Solar | TSM-310DD05A | Solar Panels |  | 0.31 | 2 | 140 | 12 |  | Fixed | Roof
NJSTRE1545383508 | NJSRRE1543056220 | Transition Incentive Program | PENNSAUKEN | 8110 | 14 | 4.41 | Residential | Yes | Behind the Meter | Net-metered residential rooftop and canopy |  | None | Vivint Solar Developer, LLC | PSE&G | Accepted | 2019-11-07 | 2019-11-12 | 2021-10-30 | Solar Edge | SE3800H-US | Inverters | 3800 |  | 1 |  |  | 0.992 |  | Outdoor | Near the Utility Meter
NJSTRE1545383508 | NJSRRE1543056220 | Transition Incentive Program | PENNSAUKEN | 8110 | 14 | 4.41 | Residential | Yes | Behind the Meter | Net-metered residential rooftop and canopy |  | None | Vivint Solar Developer, LLC | PSE&G | Accepted | 2019-11-07 | 2019-11-12 | 2021-10-30 | Hanwha | Q.PEAK BLK G5 315 | Solar Panels |  | 0.315 | 6 | 328 | 13 |  | Fixed | Roof
NJSTRE1545383508 | NJSRRE1543056220 | Transition Incentive Program | PENNSAUKEN | 8110 | 14 | 4.41 | Residential | Yes | Behind the Meter | Net-metered residential rooftop and canopy |  | None | Vivint Solar Developer, LLC | PSE&G | Accepted | 2019-11-07 | 2019-11-12 | 2021-10-30 | Hanwha | Q.PEAK BLK G5 315 | Solar Panels |  | 0.315 | 8 | 238 | 13 |  | Fixed | Roof
NJSTRE1545383509 | NJSRRE1543417187 | Transition Incentive Program | Belleville | 7109 | 9 | 6.93 | Residential | No | Behind the Meter | Net-metered residential rooftop and canopy |  | None | Suntuity Solar LLC | PSE&G | Accepted | 2019-11-18 | 2019-11-20 | 2021-10-30 | Enphase Energy | IQ7-60-2-US | Inverters | 240 |  | 22 |  |  | 0.97 |  | Outdoor | Behind the PV Modules
NJSTRE1545383509 | NJSRRE1543417187 | Transition Incentive Program | Belleville | 7109 | 9 | 6.93 | Residential | No | Behind the Meter | Net-metered residential rooftop and canopy |  | None | Suntuity Solar LLC | PSE&G | Accepted | 2019-11-18 | 2019-11-20 | 2021-10-30 | Yingli Green Energy | YL315D-30b | Solar Panels |  | 0.315 | 22 | 193 | 1 |  | Fixed | Roof
NJSTRE1545383511 | NJSRRE1542431675 | Transition Incentive Program | Merchantville | 8109 | 14 | 12.29 | Residential | Yes | Behind the Meter | Net-metered residential rooftop and canopy |  | None | Vivint Solar Developer, LLC | PSE&G | Accepted | 2019-09-24 | 2019-09-26 | 2021-10-30 | Solar Edge | SE10000H-US000BNC4 | Inverters | 10000 |  | 1 |  |  | 0.992 |  | Outdoor | Near the Utility Meter
NJSTRE1545383511 | NJSRRE1542431675 | Transition Incentive Program | Merchantville | 8109 | 14 | 12.29 | Residential | Yes | Behind the Meter | Net-metered residential rooftop and canopy |  | None | Vivint Solar Developer, LLC | PSE&G | Accepted | 2019-09-24 | 2019-09-26 | 2021-10-30 | Hanwha | Q.PEAK DUO BLK-G5 315w | Solar Panels |  | 0.315 | 23 | 51 | 25 |  | Fixed | Roof
NJSTRE1545383511 | NJSRRE1542431675 | Transition Incentive Program | Merchantville | 8109 | 14 | 12.29 | Residential | Yes | Behind the Meter | Net-metered residential rooftop and canopy |  | None | Vivint Solar Developer, LLC | PSE&G | Accepted | 2019-09-24 | 2019-09-26 | 2021-10-30 | Hanwha | Q.PEAK DUO BLK-G5 315w | Solar Panels |  | 0.315 | 16 | 231 | 25 |  | Fixed | Roof
NJSTRE1545383513 | NJSRRE1543151882 | Transition Incentive Program | MONROE | 8831 | 11 | 11.66 | Residential | Yes | Behind the Meter | Net-metered residential rooftop and canopy |  | None | Vivint Solar Developer, LLC | JCP&L | Accepted | 2019-11-13 | 2019-11-15 | 2021-10-30 | Solar edge | SE7600H-US000BNC4 | Inverters | 7600 |  | 1 |  |  | 0.992 |  | Outdoor | Near The Utility Meter
NJSTRE1545383513 | NJSRRE1543151882 | Transition Incentive Program | MONROE | 8831 | 11 | 11.66 | Residential | Yes | Behind the Meter | Net-metered residential rooftop and canopy |  | None | Vivint Solar Developer, LLC | JCP&L | Accepted | 2019-11-13 | 2019-11-15 | 2021-10-30 | Hanwha Solar | Q.PEAK BLK-G5 315 | Solar Panels |  | 0.315 | 18 | 210 | 23 |  | Fixed | Roof
NJSTRE1545383513 | NJSRRE1543151882 | Transition Incentive Program | MONROE | 8831 | 11 | 11.66 | Residential | Yes | Behind the Meter | Net-metered residential rooftop and canopy |  | None | Vivint Solar Developer, LLC | JCP&L | Accepted | 2019-11-13 | 2019-11-15 | 2021-10-30 | Hanwha Solar | Q.PEAK BLK-G5 315 | Solar Panels |  | 0.315 | 4 | 300 | 23 |  | Fixed | Roof
NJSTRE1545383513 | NJSRRE1543151882 | Transition Incentive Program | MONROE | 8831 | 11 | 11.66 | Residential | Yes | Behind the Meter | Net-metered residential rooftop and canopy |  | None | Vivint Solar Developer, LLC | JCP&L | Accepted | 2019-11-13 | 2019-11-15 | 2021-10-30 | Hanwha Solar | Q.PEAK BLK-G5 315 | Solar Panels |  | 0.315 | 15 | 30 | 23 |  | Fixed | Roof
NJSTRE1545383515 | NJSRRE1542584354 | Transition Incentive Program | Deptford | 8096 | 15 | 15.19 | Residential | Yes | Behind the Meter | Behind the Meter |  | None | Orbit Energy & Power, LLC | PSE&G | Eligible for TI Program | 2019-10-25 | 2019-10-28 | 2021-10-30 | enphase | iq7 | Inverters | 240 |  | 49 |  |  | 0.986 |  | Outside | panel
NJSTRE1545383515 | NJSRRE1542584354 | Transition Incentive Program | Deptford | 8096 | 15 | 15.19 | Residential | Yes | Behind the Meter | Behind the Meter |  | None | Orbit Energy & Power, LLC | PSE&G | Eligible for TI Program | 2019-10-25 | 2019-10-28 | 2021-10-30 | trina | tsm 310 | Solar Panels |  | 0.31 | 11 | 226 | 32 |  | Fixed | Roof
NJSTRE1545383515 | NJSRRE1542584354 | Transition Incentive Program | Deptford | 8096 | 15 | 15.19 | Residential | Yes | Behind the Meter | Behind the Meter |  | None | Orbit Energy & Power, LLC | PSE&G | Eligible for TI Program | 2019-10-25 | 2019-10-28 | 2021-10-30 | trina | tsm 310 | Solar Panels |  | 0.31 | 18 | 46 | 32 |  | Fixed | Roof
NJSTRE1545383515 | NJSRRE1542584354 | Transition Incentive Program | Deptford | 8096 | 15 | 15.19 | Residential | Yes | Behind the Meter | Behind the Meter |  | None | Orbit Energy & Power, LLC | PSE&G | Eligible for TI Program | 2019-10-25 | 2019-10-28 | 2021-10-30 | trina | tsm 310 | Solar Panels |  | 0.31 | 5 | 46 | 24 |  | Fixed | Roof
NJSTRE1545383515 | NJSRRE1542584354 | Transition Incentive Program | Deptford | 8096 | 15 | 15.19 | Residential | Yes | Behind the Meter | Behind the Meter |  | None | Orbit Energy & Power, LLC | PSE&G | Eligible for TI Program | 2019-10-25 | 2019-10-28 | 2021-10-30 | trina | tsm 310 | Solar Panels |  | 0.31 | 15 | 226 | 24 |  | Fixed | Roof
NJSTRE1545383519 | NJSRRE1542447300 | Transition Incentive Program | Monroe Township | 8831 | 11 | 12.6 | Residential | Yes | Behind the Meter | Net-metered residential rooftop and canopy |  | None | Vivint Solar Developer, LLC | JCP&L | Accepted | 2019-09-27 | 2019-10-01 | 2021-10-30 | SolarEdge | SE10000H-US | Inverters | 10000 |  | 1 |  |  | 0.992 |  | Outdoor | Near the Utility Meter
NJSTRE1545383519 | NJSRRE1542447300 | Transition Incentive Program | Monroe Township | 8831 | 11 | 12.6 | Residential | Yes | Behind the Meter | Net-metered residential rooftop and canopy |  | None | Vivint Solar Developer, LLC | JCP&L | Accepted | 2019-09-27 | 2019-10-01 | 2021-10-30 | Hanwha | Q.PEAK BLK-G5 315 | Solar Panels |  | 0.315 | 20 | 122 | 34 |  | Fixed | Roof
NJSTRE1545383519 | NJSRRE1542447300 | Transition Incentive Program | Monroe Township | 8831 | 11 | 12.6 | Residential | Yes | Behind the Meter | Net-metered residential rooftop and canopy |  | None | Vivint Solar Developer, LLC | JCP&L | Accepted | 2019-09-27 | 2019-10-01 | 2021-10-30 | Hanwha | Q.PEAK BLK-G5 315 | Solar Panels |  | 0.315 | 12 | 302 | 34 |  | Fixed | Roof
NJSTRE1545383519 | NJSRRE1542447300 | Transition Incentive Program | Monroe Township | 8831 | 11 | 12.6 | Residential | Yes | Behind the Meter | Net-metered residential rooftop and canopy |  | None | Vivint Solar Developer, LLC | JCP&L | Accepted | 2019-09-27 | 2019-10-01 | 2021-10-30 | Hanwha | Q.PEAK BLK-G5 315 | Solar Panels |  | 0.315 | 8 | 302 | 33 |  | Fixed | Roof
NJSTRE1545383521 | NJSRRE1543369555 | Transition Incentive Program | Mountainside Boro | 7092 | 10 | 11.97 | Residential | No | Behind the Meter | Net-metered residential rooftop and canopy |  | None | Solar Spectrum LLC | PSE&G | Accepted | 2019-11-15 | 2019-11-20 | 2021-10-30 | SolarEdge Tech. | SE10000H-US | Inverters | 42 |  | 1 |  |  | 0.99 |  | Outdoor | near meter
NJSTRE1545383521 | NJSRRE1543369555 | Transition Incentive Program | Mountainside Boro | 7092 | 10 | 11.97 | Residential | No | Behind the Meter | Net-metered residential rooftop and canopy |  | None | Solar Spectrum LLC | PSE&G | Accepted | 2019-11-15 | 2019-11-20 | 2021-10-30 | Q Cells | Q.PEAK-DUO-BLK-G5-315 | Solar Panels |  | 0.315 | 17 | 213 | 30 |  | Fixed | Roof
NJSTRE1545383521 | NJSRRE1543369555 | Transition Incentive Program | Mountainside Boro | 7092 | 10 | 11.97 | Residential | No | Behind the Meter | Net-metered residential rooftop and canopy |  | None | Solar Spectrum LLC | PSE&G | Accepted | 2019-11-15 | 2019-11-20 | 2021-10-30 | Q Cells | Q.PEAK-DUO-BLK-G5-315 | Solar Panels |  | 0.315 | 4 | 123 | 27 |  | Fixed | Roof
NJSTRE1545383521 | NJSRRE1543369555 | Transition Incentive Program | Mountainside Boro | 7092 | 10 | 11.97 | Residential | No | Behind the Meter | Net-metered residential rooftop and canopy |  | None | Solar Spectrum LLC | PSE&G | Accepted | 2019-11-15 | 2019-11-20 | 2021-10-30 | Q Cells | Q.PEAK-DUO-BLK-G5-315 | Solar Panels |  | 0.315 | 17 | 213 | 23 |  | Fixed | Roof
NJSTRE1545383522 | NJSRRE1542561885 | Transition Incentive Program | Swedesboro | 8085 | 15 | 9.6 | Residential | Yes | Behind the Meter | Behind the Meter |  | None | Skyline Solar, LLC | AC Electric | Eligible for TI Program | 2019-10-21 | 2019-10-22 | 2021-10-30 | SolarEdge | SE7600H-US | Inverters | 7600 |  | 1 |  |  | 0.99 |  | Outside | within ten feet of meter
NJSTRE1545383522 | NJSRRE1542561885 | Transition Incentive Program | Swedesboro | 8085 | 15 | 9.6 | Residential | Yes | Behind the Meter | Behind the Meter |  | None | Skyline Solar, LLC | AC Electric | Eligible for TI Program | 2019-10-21 | 2019-10-22 | 2021-10-30 | Hanwha Q-Cells | Q.PEAK DUO-G5 320 | Solar Panels |  | 0.32 | 30 | 119 | 38 |  | Fixed | Roof
NJSTRE1545383524 | NJSRRE1542510348 | Transition Incentive Program | TEANECK | 7666 | 7 | 6.62 | Residential | Yes | Behind the Meter | Net-metered residential rooftop and canopy |  | None | Vivint Solar Developer, LLC | PSE&G | Accepted | 2019-10-05 | 2019-10-09 | 2021-10-30 | Solar Edge | SE7600H-US000BNC4 | Inverters | 7600 |  | 1 |  |  | 0.992 |  | Outdoor | Near the Utility Meter
NJSTRE1545383524 | NJSRRE1542510348 | Transition Incentive Program | TEANECK | 7666 | 7 | 6.62 | Residential | Yes | Behind the Meter | Net-metered residential rooftop and canopy |  | None | Vivint Solar Developer, LLC | PSE&G | Accepted | 2019-10-05 | 2019-10-09 | 2021-10-30 | Hanwha solar | Q.PEAK BLK-G5 315w | Solar Panels |  | 0.315 | 4 | 167 | 33 |  | Fixed | Roof
NJSTRE1545383524 | NJSRRE1542510348 | Transition Incentive Program | TEANECK | 7666 | 7 | 6.62 | Residential | Yes | Behind the Meter | Net-metered residential rooftop and canopy |  | None | Vivint Solar Developer, LLC | PSE&G | Accepted | 2019-10-05 | 2019-10-09 | 2021-10-30 | Hanwha solar | Q.PEAK BLK-G5 315w | Solar Panels |  | 0.315 | 7 | 167 | 25 |  | Fixed | Roof
NJSTRE1545383524 | NJSRRE1542510348 | Transition Incentive Program | TEANECK | 7666 | 7 | 6.62 | Residential | Yes | Behind the Meter | Net-metered residential rooftop and canopy |  | None | Vivint Solar Developer, LLC | PSE&G | Accepted | 2019-10-05 | 2019-10-09 | 2021-10-30 | Hanwha solar | Q.PEAK BLK-G5 315w | Solar Panels |  | 0.315 | 4 | 257 | 33 |  | Fixed | Roof
NJSTRE1545383524 | NJSRRE1542510348 | Transition Incentive Program | TEANECK | 7666 | 7 | 6.62 | Residential | Yes | Behind the Meter | Net-metered residential rooftop and canopy |  | None | Vivint Solar Developer, LLC | PSE&G | Accepted | 2019-10-05 | 2019-10-09 | 2021-10-30 | Hanwha solar | Q.PEAK BLK-G5 315w | Solar Panels |  | 0.315 | 6 | 167 | 25 |  | Fixed | Roof
NJSTRE1545383525 | NJSRRE1542573280 | Transition Incentive Program | Dover | 7801 | 3 | 8.41 | Residential | Yes | Behind the Meter | Behind the Meter |  | None | Sunrun Installation Services, Inc. | JCP&L | Eligible for TI Program | 2019-10-21 | 2019-10-23 | 2021-10-30 | SolarEdge Technologies | SE7600H-USRGM | Inverters | 7600 |  | 1 |  |  | 0.96 |  | Outdoor | Next To Meter
NJSTRE1545383525 | NJSRRE1542573280 | Transition Incentive Program | Dover | 7801 | 3 | 8.41 | Residential | Yes | Behind the Meter | Behind the Meter |  | None | Sunrun Installation Services, Inc. | JCP&L | Eligible for TI Program | 2019-10-21 | 2019-10-23 | 2021-10-30 | REC Solar | REC290TP2 BLK | Solar Panels |  | 0.29 | 13 | 140 | 30 |  | Fixed | Roof
NJSTRE1545383525 | NJSRRE1542573280 | Transition Incentive Program | Dover | 7801 | 3 | 8.41 | Residential | Yes | Behind the Meter | Behind the Meter |  | None | Sunrun Installation Services, Inc. | JCP&L | Eligible for TI Program | 2019-10-21 | 2019-10-23 | 2021-10-30 | REC Solar | REC290TP2 BLK | Solar Panels |  | 0.29 | 1 | 230 | 32 |  | Fixed | Roof
NJSTRE1545383525 | NJSRRE1542573280 | Transition Incentive Program | Dover | 7801 | 3 | 8.41 | Residential | Yes | Behind the Meter | Behind the Meter |  | None | Sunrun Installation Services, Inc. | JCP&L | Eligible for TI Program | 2019-10-21 | 2019-10-23 | 2021-10-30 | REC Solar | REC290TP2 BLK | Solar Panels |  | 0.29 | 14 | 320 | 30 |  | Fixed | Roof
NJSTRE1545383525 | NJSRRE1542573280 | Transition Incentive Program | Dover | 7801 | 3 | 8.41 | Residential | Yes | Behind the Meter | Behind the Meter |  | None | Sunrun Installation Services, Inc. | JCP&L | Eligible for TI Program | 2019-10-21 | 2019-10-23 | 2021-10-30 | REC Solar | REC290TP2 BLK | Solar Panels |  | 0.29 | 1 | 50 | 33 |  | Fixed | Roof
NJSTRE1545383526 | NJSRRE1542832689 | Transition Incentive Program | WEST WINDSOR TWP | 8540 | 12 | 8.76 | Residential | No | Behind the Meter | Behind the Meter |  | None | Sunrun Installation Services, Inc. | PSE&G | Eligible for TI Program | 2019-10-30 | 2019-11-01 | 2021-10-30 | Delta Electronics | M8-TL-US | Inverters | 7680 |  | 1 |  |  | 0.96 |  | Outdoor | Next To Meter
NJSTRE1545383526 | NJSRRE1542832689 | Transition Incentive Program | WEST WINDSOR TWP | 8540 | 12 | 8.76 | Residential | No | Behind the Meter | Behind the Meter |  | None | Sunrun Installation Services, Inc. | PSE&G | Eligible for TI Program | 2019-10-30 | 2019-11-01 | 2021-10-30 | LG Electronics | LG365Q1C-V5 | Solar Panels |  | 0.365 | 8 | 188 | 34 |  | Fixed | Roof
NJSTRE1545383526 | NJSRRE1542832689 | Transition Incentive Program | WEST WINDSOR TWP | 8540 | 12 | 8.76 | Residential | No | Behind the Meter | Behind the Meter |  | None | Sunrun Installation Services, Inc. | PSE&G | Eligible for TI Program | 2019-10-30 | 2019-11-01 | 2021-10-30 | LG Electronics | LG365Q1C-V5 | Solar Panels |  | 0.365 | 16 | 98 | 43 |  | Fixed | Roof
NJSTRE1545383527 | NJSRRE1542554261 | Transition Incentive Program | Monroe Township | 8831 | 11 | 9.57 | Residential | No | Behind the Meter | Behind the Meter |  | None | Sunrun Installation Services, Inc. | JCP&L | Eligible for TI Program | 2019-10-17 | 2019-10-21 | 2021-10-30 | Delta Electronics | M8-TL-US | Inverters | 7680 |  | 1 |  |  | 0.96 |  | Outdoor | Next To Meter
NJSTRE1545383527 | NJSRRE1542554261 | Transition Incentive Program | Monroe Township | 8831 | 11 | 9.57 | Residential | No | Behind the Meter | Behind the Meter |  | None | Sunrun Installation Services, Inc. | JCP&L | Eligible for TI Program | 2019-10-17 | 2019-10-21 | 2021-10-30 | LG Electronics | LG330N1C-A5 | Solar Panels |  | 0.33 | 29 | 221 | 37 |  | Fixed | Roof
NJSTRE1545383528 | NJSRRE1542579463 | Transition Incentive Program | Trenton City | 8629 | 12 | 7.04 | Residential | Yes | Behind the Meter | Behind the Meter |  | None | Skyline Solar, LLC | PSE&G | Eligible for TI Program | 2019-10-23 | 2019-10-25 | 2021-10-30 | SolarEdge | SE5000H-US | Inverters | 5000 |  | 1 |  |  | 0.99 |  | Outside | within ten feet meter
NJSTRE1545383528 | NJSRRE1542579463 | Transition Incentive Program | Trenton City | 8629 | 12 | 7.04 | Residential | Yes | Behind the Meter | Behind the Meter |  | None | Skyline Solar, LLC | PSE&G | Eligible for TI Program | 2019-10-23 | 2019-10-25 | 2021-10-30 | Hanwha Q-Cells | Q.PEAK DUO-G5 320 | Solar Panels |  | 0.32 | 22 | 235,55 | 20 |  | Fixed | Roof
NJSTRE1545383529 | NJSRRE1542457453 | Transition Incentive Program | Pompton Lakes | 7442 | 6 | 8.7 | Residential | Yes | Behind the Meter | Behind the Meter |  | None | Sunrun Installation Services, Inc. | JCP&L | Eligible for TI Program | 2019-09-27 | 2019-10-01 | 2021-10-30 | Ningbo Ginlong Technologies | Solis-1P9K-4G-US | Inverters | 9000 |  | 1 |  |  | 0.96 |  | Outdoor | Next To Meter
NJSTRE1545383529 | NJSRRE1542457453 | Transition Incentive Program | Pompton Lakes | 7442 | 6 | 8.7 | Residential | Yes | Behind the Meter | Behind the Meter |  | None | Sunrun Installation Services, Inc. | JCP&L | Eligible for TI Program | 2019-09-27 | 2019-10-01 | 2021-10-30 | REC Solar | REC290TP2 BLK | Solar Panels |  | 0.29 | 15 | 261 | 27 |  | Fixed | Roof
NJSTRE1545383529 | NJSRRE1542457453 | Transition Incentive Program | Pompton Lakes | 7442 | 6 | 8.7 | Residential | Yes | Behind the Meter | Behind the Meter |  | None | Sunrun Installation Services, Inc. | JCP&L | Eligible for TI Program | 2019-09-27 | 2019-10-01 | 2021-10-30 | REC Solar | REC290TP2 BLK | Solar Panels |  | 0.29 | 15 | 81 | 27 |  | Fixed | Roof
NJSTRE1545383530 | NJSRRE1543067552 | Transition Incentive Program | Carteret Boro | 7008 | 11 | 5.12 | Residential | Yes | Behind the Meter | Behind the Meter |  | None | Skyline Solar, LLC | PSE&G | Eligible for TI Program | 2019-11-12 | 2020-01-14 | 2021-10-30 | SolarEdge | SE3800H-US | Inverters | 3800 |  | 1 |  |  | 0.99 |  | Outside | within ten feet of meter
NJSTRE1545383530 | NJSRRE1543067552 | Transition Incentive Program | Carteret Boro | 7008 | 11 | 5.12 | Residential | Yes | Behind the Meter | Behind the Meter |  | None | Skyline Solar, LLC | PSE&G | Eligible for TI Program | 2019-11-12 | 2020-01-14 | 2021-10-30 | Hanwha Q-Cells | Q.PEAK DUO-G5 320 | Solar Panels |  | 0.32 | 16 | 114 | 25 |  | Fixed | Roof
NJSTRE1545383531 | NJSRRE1542967111 | Transition Incentive Program | Manahawkin | 8050 | 18 | 14.72 | Residential | Yes | Behind the Meter | Net-metered residential rooftop and canopy |  | None | SunPower Corporation, Systems | AC Electric | Accepted | 2019-11-05 | 2019-11-07 | 2021-10-30 | SUNPOWER | SPR-E20-327-E-AC | Inverters | 320 |  | 45 |  |  | 0.96 |  | Other | under each panel
NJSTRE1545383531 | NJSRRE1542967111 | Transition Incentive Program | Manahawkin | 8050 | 18 | 14.72 | Residential | Yes | Behind the Meter | Net-metered residential rooftop and canopy |  | None | SunPower Corporation, Systems | AC Electric | Accepted | 2019-11-05 | 2019-11-07 | 2021-10-30 | SUNPOWER | SPR-E20-327-E-AC | Solar Panels |  | 0.327 | 22 | 178 | 30 |  | Fixed | Roof
NJSTRE1545383531 | NJSRRE1542967111 | Transition Incentive Program | Manahawkin | 8050 | 18 | 14.72 | Residential | Yes | Behind the Meter | Net-metered residential rooftop and canopy |  | None | SunPower Corporation, Systems | AC Electric | Accepted | 2019-11-05 | 2019-11-07 | 2021-10-30 | SUNPOWER | SPR-E20-327-E-AC | Solar Panels |  | 0.327 | 10 | 268 | 30 |  | Fixed | Roof
NJSTRE1545383531 | NJSRRE1542967111 | Transition Incentive Program | Manahawkin | 8050 | 18 | 14.72 | Residential | Yes | Behind the Meter | Net-metered residential rooftop and canopy |  | None | SunPower Corporation, Systems | AC Electric | Accepted | 2019-11-05 | 2019-11-07 | 2021-10-30 | SUNPOWER | SPR-E20-327-E-AC | Solar Panels |  | 0.327 | 7 | 88 | 30 |  | Fixed | Roof
NJSTRE1545383531 | NJSRRE1542967111 | Transition Incentive Program | Manahawkin | 8050 | 18 | 14.72 | Residential | Yes | Behind the Meter | Net-metered residential rooftop and canopy |  | None | SunPower Corporation, Systems | AC Electric | Accepted | 2019-11-05 | 2019-11-07 | 2021-10-30 | SUNPOWER | SPR-E20-327-E-AC | Solar Panels |  | 0.327 | 6 | 178 | 25 |  | Fixed | Roof
NJSTRE1545383532 | NJSRRE1543067470 | Transition Incentive Program | SICKLERVILLE | 8081 | 14 | 9.14 | Residential | Yes | Behind the Meter | Net-metered residential rooftop and canopy |  | None | Vivint Solar Developer, LLC | AC Electric | Accepted | 2019-11-12 | 2019-11-14 | 2021-10-30 | Solar Edge | SE7600H-US000BNC4 | Inverters | 7600 |  | 1 |  |  | 0.992 |  | Outdoor | Near the utility meter
NJSTRE1545383532 | NJSRRE1543067470 | Transition Incentive Program | SICKLERVILLE | 8081 | 14 | 9.14 | Residential | Yes | Behind the Meter | Net-metered residential rooftop and canopy |  | None | Vivint Solar Developer, LLC | AC Electric | Accepted | 2019-11-12 | 2019-11-14 | 2021-10-30 | Hanwha | Q.PEAK BLK-G5 315 | Solar Panels |  | 0.315 | 13 | 131 | 20 |  | Fixed | Roof
NJSTRE1545383532 | NJSRRE1543067470 | Transition Incentive Program | SICKLERVILLE | 8081 | 14 | 9.14 | Residential | Yes | Behind the Meter | Net-metered residential rooftop and canopy |  | None | Vivint Solar Developer, LLC | AC Electric | Accepted | 2019-11-12 | 2019-11-14 | 2021-10-30 | Hanwha | Q.PEAK BLK-G5 315 | Solar Panels |  | 0.315 | 16 | 131 | 20 |  | Fixed | Roof
NJSTRE1545383533 | NJSRRE1542911455 | Transition Incentive Program | Montague | 7827 | 1 | 12.92 | Residential | Yes | Behind the Meter | Net-metered residential rooftop and canopy |  | None | Suntuity Solar LLC | JCP&L | Accepted | 2019-11-05 | 2019-11-06 | 2021-10-30 | Enphase Energy | IQ7-60-2-US | Inverters | 240 |  | 41 |  |  | 0.97 |  | Outdoor | Behind the PV Modules
NJSTRE1545383533 | NJSRRE1542911455 | Transition Incentive Program | Montague | 7827 | 1 | 12.92 | Residential | Yes | Behind the Meter | Net-metered residential rooftop and canopy |  | None | Suntuity Solar LLC | JCP&L | Accepted | 2019-11-05 | 2019-11-06 | 2021-10-30 | Yingli Green Energy | YL315D-30b | Solar Panels |  | 0.315 | 14 | 34 | 25 |  | Fixed | Roof
NJSTRE1545383533 | NJSRRE1542911455 | Transition Incentive Program | Montague | 7827 | 1 | 12.92 | Residential | Yes | Behind the Meter | Net-metered residential rooftop and canopy |  | None | Suntuity Solar LLC | JCP&L | Accepted | 2019-11-05 | 2019-11-06 | 2021-10-30 | Yingli Green Energy | YL315D-30b | Solar Panels |  | 0.315 | 11 | 214 | 25 |  | Fixed | Roof
NJSTRE1545383533 | NJSRRE1542911455 | Transition Incentive Program | Montague | 7827 | 1 | 12.92 | Residential | Yes | Behind the Meter | Net-metered residential rooftop and canopy |  | None | Suntuity Solar LLC | JCP&L | Accepted | 2019-11-05 | 2019-11-06 | 2021-10-30 | Yingli Green Energy | YL315D-30b | Solar Panels |  | 0.315 | 9 | 214 | 25 |  | Fixed | Roof
NJSTRE1545383533 | NJSRRE1542911455 | Transition Incentive Program | Montague | 7827 | 1 | 12.92 | Residential | Yes | Behind the Meter | Net-metered residential rooftop and canopy |  | None | Suntuity Solar LLC | JCP&L | Accepted | 2019-11-05 | 2019-11-06 | 2021-10-30 | Yingli Green Energy | YL315D-30b | Solar Panels |  | 0.315 | 7 | 214 | 32 |  | Fixed | Roof
NJSTRE1545383534 | NJSRRE1542510384 | Transition Incentive Program | Nutley Town | 7110 | 9 | 6.09 | Residential | No | Behind the Meter | Behind the Meter |  | None | Sunrun Installation Services, Inc. | PSE&G | Eligible for TI Program | 2019-10-05 | 2019-10-09 | 2021-10-30 | Ningbo Ginlong Technologies | Solis-1P4.6K-4G-US | Inverters | 4600 |  | 1 |  |  | 0.96 |  | Outdoor | Next To Meter
NJSTRE1545383534 | NJSRRE1542510384 | Transition Incentive Program | Nutley Town | 7110 | 9 | 6.09 | Residential | No | Behind the Meter | Behind the Meter |  | None | Sunrun Installation Services, Inc. | PSE&G | Eligible for TI Program | 2019-10-05 | 2019-10-09 | 2021-10-30 | REC Solar | REC290TP2 BLK | Solar Panels |  | 0.29 | 8 | 114 | 27 |  | Fixed | Roof
NJSTRE1545383534 | NJSRRE1542510384 | Transition Incentive Program | Nutley Town | 7110 | 9 | 6.09 | Residential | No | Behind the Meter | Behind the Meter |  | None | Sunrun Installation Services, Inc. | PSE&G | Eligible for TI Program | 2019-10-05 | 2019-10-09 | 2021-10-30 | REC Solar | REC290TP2 BLK | Solar Panels |  | 0.29 | 13 | 204 | 27 |  | Fixed | Roof
NJSTRE1545383535 | NJSRRE1542441542 | Transition Incentive Program | Haledon | 7508 | 6 | 7.83 | Residential | Yes | Behind the Meter | Behind the Meter |  | None | Sunrun Installation Services, Inc. | PSE&G | Eligible for TI Program | 2019-09-25 | 2019-09-27 | 2021-10-30 | Ningbo Ginlong Technologies | Solis-1P6K-4G-US | Inverters | 6000 |  | 1 |  |  | 0.96 |  | Outdoor | Next To Meter
NJSTRE1545383535 | NJSRRE1542441542 | Transition Incentive Program | Haledon | 7508 | 6 | 7.83 | Residential | Yes | Behind the Meter | Behind the Meter |  | None | Sunrun Installation Services, Inc. | PSE&G | Eligible for TI Program | 2019-09-25 | 2019-09-27 | 2021-10-30 | REC Solar | REC290TP2 BLK | Solar Panels |  | 0.29 | 27 | 172 | 37 |  | Fixed | Roof
NJSTRE1545383536 | NJSRRE1542642827 | Transition Incentive Program | WESTWOOD | 7675 | 7 | 6.62 | Residential | Yes | Behind the Meter | Net-metered residential rooftop and canopy |  | None | Vivint Solar Developer, LLC | PSE&G | Accepted | 2019-10-25 | 2019-10-29 | 2021-10-30 | Solar Edge | SE7600H-US | Inverters | 7600 |  | 1 |  |  | 0.992 |  | Outdoor | Near the utility meter
NJSTRE1545383536 | NJSRRE1542642827 | Transition Incentive Program | WESTWOOD | 7675 | 7 | 6.62 | Residential | Yes | Behind the Meter | Net-metered residential rooftop and canopy |  | None | Vivint Solar Developer, LLC | PSE&G | Accepted | 2019-10-25 | 2019-10-29 | 2021-10-30 | Hanwha | Q.PEAK BLK-G5 315 | Solar Panels |  | 0.315 | 13 | 197 | 25 |  | Fixed | Roof
NJSTRE1545383536 | NJSRRE1542642827 | Transition Incentive Program | WESTWOOD | 7675 | 7 | 6.62 | Residential | Yes | Behind the Meter | Net-metered residential rooftop and canopy |  | None | Vivint Solar Developer, LLC | PSE&G | Accepted | 2019-10-25 | 2019-10-29 | 2021-10-30 | Hanwha | Q.PEAK BLK-G5 315 | Solar Panels |  | 0.315 | 8 | 17 | 25 |  | Fixed | Roof
NJSTRE1545383537 | NJSRRE1542967138 | Transition Incentive Program | Weekstown | 8215 | 19 | 13.02 | Residential | Yes | Behind the Meter | Behind the Meter |  | None | All Season Solar | AC Electric | Eligible for TI Program | 2019-11-05 | 2019-11-07 | 2021-10-30 | Enphase | IQ7 | Inverters | 240 |  | 42 |  |  | 0.97 |  | Outdoor | Under Module
NJSTRE1545383537 | NJSRRE1542967138 | Transition Incentive Program | Weekstown | 8215 | 19 | 13.02 | Residential | Yes | Behind the Meter | Behind the Meter |  | None | All Season Solar | AC Electric | Eligible for TI Program | 2019-11-05 | 2019-11-07 | 2021-10-30 | Trina | TSM DD05H.05II 310W AUG 2019 | Solar Panels |  | 0.31 | 42 | 114 | 30 |  | Fixed | Roof
NJSTRE1545383542 | NJSRRE1542515340 | Transition Incentive Program | Clifton | 7014 | 6 | 14 | Residential | Yes | Behind the Meter | Net-metered residential rooftop and canopy |  | None | SunPower Corporation, Systems | PSE&G | Accepted | 2019-10-08 | 2019-10-10 | 2021-10-30 | SUNPOWER | SPR-A400-G-AC | Inverters | 320 |  | 35 |  |  | 0.97 |  | Other | under each panel
NJSTRE1545383542 | NJSRRE1542515340 | Transition Incentive Program | Clifton | 7014 | 6 | 14 | Residential | Yes | Behind the Meter | Net-metered residential rooftop and canopy |  | None | SunPower Corporation, Systems | PSE&G | Accepted | 2019-10-08 | 2019-10-10 | 2021-10-30 | SUNPOWER | SPR-A400-G-AC | Solar Panels |  | 0.4 | 4 | 305 | 25 |  | Fixed | Roof
NJSTRE1545383542 | NJSRRE1542515340 | Transition Incentive Program | Clifton | 7014 | 6 | 14 | Residential | Yes | Behind the Meter | Net-metered residential rooftop and canopy |  | None | SunPower Corporation, Systems | PSE&G | Accepted | 2019-10-08 | 2019-10-10 | 2021-10-30 | SUNPOWER | SPR-A400-G-AC | Solar Panels |  | 0.4 | 17 | 215 | 25 |  | Fixed | Roof
NJSTRE1545383542 | NJSRRE1542515340 | Transition Incentive Program | Clifton | 7014 | 6 | 14 | Residential | Yes | Behind the Meter | Net-metered residential rooftop and canopy |  | None | SunPower Corporation, Systems | PSE&G | Accepted | 2019-10-08 | 2019-10-10 | 2021-10-30 | SUNPOWER | SPR-A400-G-AC | Solar Panels |  | 0.4 | 14 | 35 | 25 |  | Fixed | Roof
NJSTRE1545383545 | NJSRRE1542494064 | Transition Incentive Program | BRICK | 8724 | 18 | 4.73 | Residential | Yes | Behind the Meter | Net-metered residential rooftop and canopy |  | None | Vivint Solar Developer, LLC | JCP&L | Accepted | 2019-10-02 | 2019-10-04 | 2021-10-30 | Solar Edge | SE3800H-US000BNC4 | Inverters | 3800 |  | 1 |  |  | 0.992 |  | Outdoor | Near the Utility Meter
NJSTRE1545383545 | NJSRRE1542494064 | Transition Incentive Program | BRICK | 8724 | 18 | 4.73 | Residential | Yes | Behind the Meter | Net-metered residential rooftop and canopy |  | None | Vivint Solar Developer, LLC | JCP&L | Accepted | 2019-10-02 | 2019-10-04 | 2021-10-30 | Hanwha | Q.PEAK BLK-G5 315w | Solar Panels |  | 0.315 | 4 | 148 | 13 |  | Fixed | Roof
NJSTRE1545383545 | NJSRRE1542494064 | Transition Incentive Program | BRICK | 8724 | 18 | 4.73 | Residential | Yes | Behind the Meter | Net-metered residential rooftop and canopy |  | None | Vivint Solar Developer, LLC | JCP&L | Accepted | 2019-10-02 | 2019-10-04 | 2021-10-30 | Hanwha | Q.PEAK BLK-G5 315w | Solar Panels |  | 0.315 | 11 | 148 | 19 |  | Fixed | Roof
NJSTRE1545383548 | NJSRRE1542765475 | Transition Incentive Program | Egg Harbor Township | 8234 | 19 | 8.78 | Residential | No | Behind the Meter | Behind the Meter |  | None | Green Power Energy | AC Electric | Eligible for TI Program | 2019-10-30 | 2019-11-01 | 2021-10-30 | SolarEdge | SE7600H-US | Inverters | 7600 |  | 1 |  |  | 0.97 |  | Outside | Next to meter
NJSTRE1545383548 | NJSRRE1542765475 | Transition Incentive Program | Egg Harbor Township | 8234 | 19 | 8.78 | Residential | No | Behind the Meter | Behind the Meter |  | None | Green Power Energy | AC Electric | Eligible for TI Program | 2019-10-30 | 2019-11-01 | 2021-10-30 | Panasonic | VBHN325KA03 | Solar Panels |  | 0.325 | 27 | 242 | 27 |  | Fixed | Roof
NJSTRE1545383549 | NJSRRE1542501327 | Transition Incentive Program | Penns Grove | 8069 | 16 | 8.06 | Residential | Yes | Behind the Meter | Net-metered residential rooftop and canopy |  | None | 1st Light Energy Inc | AC Electric | Accepted | 2019-10-03 | 2019-10-08 | 2021-10-30 | SMA | SB 7.0-US (240V) | Inverters | 7000 |  | 1 |  |  | 0.97 |  | Outside | within 10 feet of meter
NJSTRE1545383549 | NJSRRE1542501327 | Transition Incentive Program | Penns Grove | 8069 | 16 | 8.06 | Residential | Yes | Behind the Meter | Net-metered residential rooftop and canopy |  | None | 1st Light Energy Inc | AC Electric | Accepted | 2019-10-03 | 2019-10-08 | 2021-10-30 | Longi | LR6-60HPB-310M | Solar Panels |  | 0.31 | 26 | 123 | 30 |  | Fixed | Roof
NJSTRE1545383550 | NJSRRE1542575017 | Transition Incentive Program | TOMS RIVER | 8755 | 18 | 6.3 | Residential | Yes | Behind the Meter | Net-metered residential rooftop and canopy |  | None | Vivint Solar Developer, LLC | JCP&L | Accepted | 2019-10-22 | 2019-10-24 | 2021-10-30 | Solar | Edge SE7600H-US | Inverters | 7600 |  | 1 |  |  | 0.992 |  | Outdoor | Near the Utility Meter
NJSTRE1545383550 | NJSRRE1542575017 | Transition Incentive Program | TOMS RIVER | 8755 | 18 | 6.3 | Residential | Yes | Behind the Meter | Net-metered residential rooftop and canopy |  | None | Vivint Solar Developer, LLC | JCP&L | Accepted | 2019-10-22 | 2019-10-24 | 2021-10-30 | Hanwha | Q.PEAK BLK-G5 315 | Solar Panels |  | 0.315 | 9 | 272 | 23 |  | Fixed | Roof
NJSTRE1545383550 | NJSRRE1542575017 | Transition Incentive Program | TOMS RIVER | 8755 | 18 | 6.3 | Residential | Yes | Behind the Meter | Net-metered residential rooftop and canopy |  | None | Vivint Solar Developer, LLC | JCP&L | Accepted | 2019-10-22 | 2019-10-24 | 2021-10-30 | Hanwha | Q.PEAK BLK-G5 315 | Solar Panels |  | 0.315 | 11 | 92 | 23 |  | Fixed | Roof
NJSTRE1545383551 | NJSRRE1542425423 | Transition Incentive Program | Hamilton Township | 8610 | 12 | 3.2 | Residential | Yes | Behind the Meter | Net-metered residential rooftop and canopy |  | None | SunPower Corporation, Systems | PSE&G | Accepted | 2019-09-20 | 2019-09-24 | 2021-10-30 | SUNPOWER | SPR-A400-G-AC | Inverters | 320 |  | 8 |  |  | 0.97 |  | Other | under each panel
NJSTRE1545383551 | NJSRRE1542425423 | Transition Incentive Program | Hamilton Township | 8610 | 12 | 3.2 | Residential | Yes | Behind the Meter | Net-metered residential rooftop and canopy |  | None | SunPower Corporation, Systems | PSE&G | Accepted | 2019-09-20 | 2019-09-24 | 2021-10-30 | SUNPOWER | SPR-A400-G-AC | Solar Panels |  | 0.4 | 8 | 202 | 8 |  | Fixed | Roof
NJSTRE1545383552 | NJSRRE1542568561 | Transition Incentive Program | Hasbrouck Heights | 7604 | 7 | 4.1 | Residential | No | Behind the Meter | Net-metered residential rooftop and canopy |  | None | Tesla Energy Operations | PSE&G | Accepted | 2019-10-21 | 2019-10-23 | 2021-10-30 | Delta | Solivia 3.8 TL | Inverters | 3800 |  | 1 |  |  | 0.975 |  | Outdoor | Outdoor
NJSTRE1545383552 | NJSRRE1542568561 | Transition Incentive Program | Hasbrouck Heights | 7604 | 7 | 4.1 | Residential | No | Behind the Meter | Net-metered residential rooftop and canopy |  | None | Tesla Energy Operations | PSE&G | Accepted | 2019-10-21 | 2019-10-23 | 2021-10-30 | Hanwha Q-Cells | Q.Peak DUO BLK-G5/SC315 | Solar Panels |  | 0.315 | 13 | 38 | 22 |  | Fixed | Roof
NJSTRE1545383554 | NJSRRE1543041797 | Transition Incentive Program | Hillside | 7205 | 10 | 13.73 | Residential | Yes | Behind the Meter | Net-metered residential rooftop and canopy |  | None | Vision Solar LLC | PSE&G | As-Built Incomplete | 2019-11-06 | 2019-11-11 |  | Sunpower | E20-327-E-AC | Solar Panels |  | 0.327 | 17 | 238 | 34 |  | Fixed | Roof
NJSTRE1545383554 | NJSRRE1543041797 | Transition Incentive Program | Hillside | 7205 | 10 | 13.73 | Residential | Yes | Behind the Meter | Net-metered residential rooftop and canopy |  | None | Vision Solar LLC | PSE&G | As-Built Incomplete | 2019-11-06 | 2019-11-11 |  | sunpower | e20-327-e-ac | Solar Panels |  | 0.327 | 5 | 238 | 34 |  | Fixed | Roof
NJSTRE1545383554 | NJSRRE1543041797 | Transition Incentive Program | Hillside | 7205 | 10 | 13.73 | Residential | Yes | Behind the Meter | Net-metered residential rooftop and canopy |  | None | Vision Solar LLC | PSE&G | As-Built Incomplete | 2019-11-06 | 2019-11-11 |  | Sunpower | E20-327-e-ac | Solar Panels |  | 0.327 | 4 | 58 | 34 |  | Fixed | Roof
NJSTRE1545383554 | NJSRRE1543041797 | Transition Incentive Program | Hillside | 7205 | 10 | 13.73 | Residential | Yes | Behind the Meter | Net-metered residential rooftop and canopy |  | None | Vision Solar LLC | PSE&G | As-Built Incomplete | 2019-11-06 | 2019-11-11 |  | sunpower | e20-327-e-ac | Solar Panels |  | 0.327 | 16 | 58 | 34 |  | Fixed | Roof
NJSTRE1545383554 | NJSRRE1543041797 | Transition Incentive Program | Hillside | 7205 | 10 | 13.73 | Residential | Yes | Behind the Meter | Net-metered residential rooftop and canopy |  | None | Vision Solar LLC | PSE&G | As-Built Incomplete | 2019-11-06 | 2019-11-11 |  | sunpower | E20-327-E-AC | Inverters | 0.32 |  | 42 |  |  | 0.96 |  | Other | behind panels
NJSTRE1545383555 | NJSRRE1542566461 | Transition Incentive Program | North Bergen Twp | 7047 | 8 | 7.04 | Residential | Yes | Behind the Meter | Behind the Meter |  | None | Skyline Solar, LLC | PSE&G | Eligible for TI Program | 2019-10-21 | 2019-10-23 | 2021-10-30 | SolarEdge | SE5000H-US | Inverters | 5000 |  | 1 |  |  | 0.99 |  | Outside | within ten feet of meter
NJSTRE1545383555 | NJSRRE1542566461 | Transition Incentive Program | North Bergen Twp | 7047 | 8 | 7.04 | Residential | Yes | Behind the Meter | Behind the Meter |  | None | Skyline Solar, LLC | PSE&G | Eligible for TI Program | 2019-10-21 | 2019-10-23 | 2021-10-30 | Hanwha Q-Cells | Q.PEAK DUO-G5 320 | Solar Panels |  | 0.32 | 22 | 205 | 10 |  | Fixed | Roof
NJSTRE1545383556 | NJSRRE1542790789 | Transition Incentive Program | Mays landing | 8330 | 19 | 8.5 | Residential | Yes | Behind the Meter | Net-metered residential rooftop and canopy |  | None | Vision Solar LLC | AC Electric | Accepted | 2019-10-30 | 2019-11-01 | 2021-10-30 | SUNPOWER | E20-327-E-AC | Inverters | 0.32 |  | 26 |  |  | 0.96 |  | Other | BEHIND PANELS
NJSTRE1545383556 | NJSRRE1542790789 | Transition Incentive Program | Mays landing | 8330 | 19 | 8.5 | Residential | Yes | Behind the Meter | Net-metered residential rooftop and canopy |  | None | Vision Solar LLC | AC Electric | Accepted | 2019-10-30 | 2019-11-01 | 2021-10-30 | SUNPOWER | E20-327-E-AC | Solar Panels |  | 0.327 | 3 | 72 | 26 |  | Fixed | Roof
NJSTRE1545383556 | NJSRRE1542790789 | Transition Incentive Program | Mays landing | 8330 | 19 | 8.5 | Residential | Yes | Behind the Meter | Net-metered residential rooftop and canopy |  | None | Vision Solar LLC | AC Electric | Accepted | 2019-10-30 | 2019-11-01 | 2021-10-30 | SUNPOWER | E20-327-E-AC | Solar Panels |  | 0.327 | 8 | 72 | 26 |  | Fixed | Roof
NJSTRE1545383556 | NJSRRE1542790789 | Transition Incentive Program | Mays landing | 8330 | 19 | 8.5 | Residential | Yes | Behind the Meter | Net-metered residential rooftop and canopy |  | None | Vision Solar LLC | AC Electric | Accepted | 2019-10-30 | 2019-11-01 | 2021-10-30 | SUNPOWER | E20-327-E-AC | Solar Panels |  | 0.327 | 15 | 252 | 26 |  | Fixed | Roof
NJSTRE1545383557 | NJSRRE1542527730 | Transition Incentive Program | Haledon | 7508 | 6 | 0.95 | Residential | No | Behind the Meter | Net-metered residential rooftop and canopy |  | None | Suntuity Solar LLC | PSE&G | Accepted | 2019-10-11 | 2019-10-14 | 2021-10-30 | Enphase Energy | IQ7-60-2-US | Inverters | 240 |  | 3 |  |  | 0.97 |  | Outdoor | Behind the PV Modules
NJSTRE1545383557 | NJSRRE1542527730 | Transition Incentive Program | Haledon | 7508 | 6 | 0.95 | Residential | No | Behind the Meter | Net-metered residential rooftop and canopy |  | None | Suntuity Solar LLC | PSE&G | Accepted | 2019-10-11 | 2019-10-14 | 2021-10-30 | Yingli Green Energy | YL315D-30b | Solar Panels |  | 0.315 | 3 | 127 | 30 |  | Fixed | Roof
NJSTRE1545383559 | NJSRRE1543058794 | Transition Incentive Program | Linden City | 7036 | 10 | 9.6 | Residential | Yes | Behind the Meter | Behind the Meter |  | None | Skyline Solar, LLC | PSE&G | Eligible for TI Program | 2019-11-08 | 2019-11-13 | 2021-10-30 | SolarEdge | SE7600H-US | Inverters | 7600 |  | 1 |  |  | 0.99 |  | Outside | within ten feet of meter
NJSTRE1545383559 | NJSRRE1543058794 | Transition Incentive Program | Linden City | 7036 | 10 | 9.6 | Residential | Yes | Behind the Meter | Behind the Meter |  | None | Skyline Solar, LLC | PSE&G | Eligible for TI Program | 2019-11-08 | 2019-11-13 | 2021-10-30 | Hanwha Q-Cells | Q.PEAK DUO-G5 320 | Solar Panels |  | 0.32 | 30 | 222,42 | 44 |  | Fixed | Roof
NJSTRE1545383560 | NJSRRE1542515203 | Transition Incentive Program | NEWARK | 7105 | 9 | 8.88 | Residential | No | Behind the Meter | Behind the Meter |  | None | Infinity Solar Systems | PSE&G | Eligible for TI Program | 2019-10-08 | 2019-10-10 | 2021-10-30 | ENPHASE | IQ7PLUS-72-2-US | Inverters | 290 |  | 17 |  |  | 0.97 |  | Other | MICROINVERTERS
NJSTRE1545383560 | NJSRRE1542515203 | Transition Incentive Program | NEWARK | 7105 | 9 | 8.88 | Residential | No | Behind the Meter | Behind the Meter |  | None | Infinity Solar Systems | PSE&G | Eligible for TI Program | 2019-10-08 | 2019-10-10 | 2021-10-30 | LG | LG-370-Q1C-V5 | Solar Panels |  | 0.37 | 24 | 205 | 0 |  | Fixed | Roof
NJSTRE1545383563 | NJSRRE1543329105 | Transition Incentive Program | Galloway | 8205 | 19 | 6.82 | Residential | Yes | Behind the Meter | Behind the Meter |  | None | Acos Energy, LLC | AC Electric | Eligible for TI Program | 2019-11-15 | 2019-11-19 | 2021-10-30 | Enphase | IQ7 | Inverters | 0.24 |  | 22 |  |  | 0.97 |  | Outside | roof
NJSTRE1545383563 | NJSRRE1543329105 | Transition Incentive Program | Galloway | 8205 | 19 | 6.82 | Residential | Yes | Behind the Meter | Behind the Meter |  | None | Acos Energy, LLC | AC Electric | Eligible for TI Program | 2019-11-15 | 2019-11-19 | 2021-10-30 | Trina | TSM DD05H 05 II 310W | Solar Panels |  | 0.31 | 16 | 200 | 36 |  | Fixed | Roof
NJSTRE1545383563 | NJSRRE1543329105 | Transition Incentive Program | Galloway | 8205 | 19 | 6.82 | Residential | Yes | Behind the Meter | Behind the Meter |  | None | Acos Energy, LLC | AC Electric | Eligible for TI Program | 2019-11-15 | 2019-11-19 | 2021-10-30 | Trina | TSM DD05H 05 II 310W | Solar Panels |  | 0.31 | 6 | 200 | 30 |  | Fixed | Roof
NJSTRE1545383565 | NJSRRE1542568740 | Transition Incentive Program | LINWOOD | 8221 | 19 | 20.16 | Residential | No | Behind the Meter | Net-metered residential rooftop and canopy |  | None | Vivint Solar Developer, LLC | AC Electric | Accepted | 2019-10-21 | 2019-10-23 | 2021-10-30 | solar edge | SE7600H-US | Inverters | 7600 |  | 2 |  |  | 0.992 |  | Outdoor | near utility meter
NJSTRE1545383565 | NJSRRE1542568740 | Transition Incentive Program | LINWOOD | 8221 | 19 | 20.16 | Residential | No | Behind the Meter | Net-metered residential rooftop and canopy |  | None | Vivint Solar Developer, LLC | AC Electric | Accepted | 2019-10-21 | 2019-10-23 | 2021-10-30 | HANWHA SOLAR | Q.PEAK BLK-G5 315 | Solar Panels |  | 0.315 | 25 | 68 | 25 |  | Fixed | Roof
NJSTRE1545383565 | NJSRRE1542568740 | Transition Incentive Program | LINWOOD | 8221 | 19 | 20.16 | Residential | No | Behind the Meter | Net-metered residential rooftop and canopy |  | None | Vivint Solar Developer, LLC | AC Electric | Accepted | 2019-10-21 | 2019-10-23 | 2021-10-30 | HANWHA SOLAR | Q.PEAK BLK-G5 315 | Solar Panels |  | 0.315 | 17 | 248 | 25 |  | Fixed | Roof
NJSTRE1545383565 | NJSRRE1542568740 | Transition Incentive Program | LINWOOD | 8221 | 19 | 20.16 | Residential | No | Behind the Meter | Net-metered residential rooftop and canopy |  | None | Vivint Solar Developer, LLC | AC Electric | Accepted | 2019-10-21 | 2019-10-23 | 2021-10-30 | HANWHA SOLAR | Q.PEAK BLK-G5 315 | Solar Panels |  | 0.315 | 22 | 158 | 25 |  | Fixed | Roof
NJSTRE1545383567 | NJSRRE1542575107 | Transition Incentive Program | Hightstown | 8520 | 12 | 5.89 | Residential | Yes | Behind the Meter | Behind the Meter |  | None | Ad Energy | JCP&L | Eligible for TI Program | 2019-10-22 | 2019-11-01 | 2021-10-30 | SunPower | SPR-E20-327-E-AC | Inverters | 315 |  | 18 |  |  | 0.975 |  | Outdoor | At each panel
NJSTRE1545383567 | NJSRRE1542575107 | Transition Incentive Program | Hightstown | 8520 | 12 | 5.89 | Residential | Yes | Behind the Meter | Behind the Meter |  | None | Ad Energy | JCP&L | Eligible for TI Program | 2019-10-22 | 2019-11-01 | 2021-10-30 | SunPower | SPR-E20-327-E-AC | Solar Panels |  | 0.327 | 8 | 104 | 22 |  | Fixed | Roof
NJSTRE1545383567 | NJSRRE1542575107 | Transition Incentive Program | Hightstown | 8520 | 12 | 5.89 | Residential | Yes | Behind the Meter | Behind the Meter |  | None | Ad Energy | JCP&L | Eligible for TI Program | 2019-10-22 | 2019-11-01 | 2021-10-30 | SunPower | SPR-E20-327-E-AC | Solar Panels |  | 0.327 | 3 | 194 | 18 |  | Fixed | Roof
NJSTRE1545383567 | NJSRRE1542575107 | Transition Incentive Program | Hightstown | 8520 | 12 | 5.89 | Residential | Yes | Behind the Meter | Behind the Meter |  | None | Ad Energy | JCP&L | Eligible for TI Program | 2019-10-22 | 2019-11-01 | 2021-10-30 | SunPower | SPR-E20-327-E-AC | Solar Panels |  | 0.327 | 2 | 194 | 30 |  | Fixed | Roof
NJSTRE1545383567 | NJSRRE1542575107 | Transition Incentive Program | Hightstown | 8520 | 12 | 5.89 | Residential | Yes | Behind the Meter | Behind the Meter |  | None | Ad Energy | JCP&L | Eligible for TI Program | 2019-10-22 | 2019-11-01 | 2021-10-30 | SunPower | SPR-E20-327-E-AC | Solar Panels |  | 0.327 | 5 | 284 | 26 |  | Fixed | Roof
NJSTRE1545383568 | NJSRRE1542642823 | Transition Incentive Program | Middletown | 7748 | 17 | 11.89 | Residential | No | Behind the Meter | Behind the Meter |  | None | Sunrun Installation Services, Inc. | JCP&L | Eligible for TI Program | 2019-10-25 | 2019-10-29 | 2021-10-30 | LG Chem | RESU 10H SEG | Electric Storage Battery |  |  | 1 |  |  |  | Lithium Ion |  | outside
NJSTRE1545383568 | NJSRRE1542642823 | Transition Incentive Program | Middletown | 7748 | 17 | 11.89 | Residential | No | Behind the Meter | Behind the Meter |  | None | Sunrun Installation Services, Inc. | JCP&L | Eligible for TI Program | 2019-10-25 | 2019-10-29 | 2021-10-30 | SolarEdge Technologies | SE3800H-USRGM | Inverters | 3800 |  | 1 |  |  | 0.96 |  | Outdoor | Next To Meter
NJSTRE1545383568 | NJSRRE1542642823 | Transition Incentive Program | Middletown | 7748 | 17 | 11.89 | Residential | No | Behind the Meter | Behind the Meter |  | None | Sunrun Installation Services, Inc. | JCP&L | Eligible for TI Program | 2019-10-25 | 2019-10-29 | 2021-10-30 | SolarEdge Technologies | SE7600A-USS2RGM | Inverters | 7600 |  | 1 |  |  | 0.96 |  | Outdoor | Next To Meter
NJSTRE1545383568 | NJSRRE1542642823 | Transition Incentive Program | Middletown | 7748 | 17 | 11.89 | Residential | No | Behind the Meter | Behind the Meter |  | None | Sunrun Installation Services, Inc. | JCP&L | Eligible for TI Program | 2019-10-25 | 2019-10-29 | 2021-10-30 | REC Solar | REC290TP2 BLK | Solar Panels |  | 0.29 | 22 | 87 | 23 |  | Fixed | Roof
NJSTRE1545383568 | NJSRRE1542642823 | Transition Incentive Program | Middletown | 7748 | 17 | 11.89 | Residential | No | Behind the Meter | Behind the Meter |  | None | Sunrun Installation Services, Inc. | JCP&L | Eligible for TI Program | 2019-10-25 | 2019-10-29 | 2021-10-30 | REC Solar | REC290TP2 BLK | Solar Panels |  | 0.29 | 19 | 267 | 23 |  | Fixed | Roof
NJSTRE1545383569 | NJSRRE1542849232 | Transition Incentive Program | Monroe Township | 8831 | 11 | 6.27 | Residential | No | Behind the Meter | Behind the Meter |  | None | Sunrun Installation Services, Inc. | JCP&L | Eligible for TI Program | 2019-10-31 | 2019-11-04 | 2021-10-30 | SolarEdge Technologies | SE5000H-USRGM | Inverters | 5000 |  | 1 |  |  | 0.96 |  | Outdoor | Next To Meter
NJSTRE1545383569 | NJSRRE1542849232 | Transition Incentive Program | Monroe Township | 8831 | 11 | 6.27 | Residential | No | Behind the Meter | Behind the Meter |  | None | Sunrun Installation Services, Inc. | JCP&L | Eligible for TI Program | 2019-10-31 | 2019-11-04 | 2021-10-30 | LG Electronics | LG330N1C-A5 | Solar Panels |  | 0.33 | 8 | 268 | 26 |  | Fixed | Roof
NJSTRE1545383569 | NJSRRE1542849232 | Transition Incentive Program | Monroe Township | 8831 | 11 | 6.27 | Residential | No | Behind the Meter | Behind the Meter |  | None | Sunrun Installation Services, Inc. | JCP&L | Eligible for TI Program | 2019-10-31 | 2019-11-04 | 2021-10-30 | LG Electronics | LG330N1C-A5 | Solar Panels |  | 0.33 | 7 | 178 | 45 |  | Fixed | Roof
NJSTRE1545383569 | NJSRRE1542849232 | Transition Incentive Program | Monroe Township | 8831 | 11 | 6.27 | Residential | No | Behind the Meter | Behind the Meter |  | None | Sunrun Installation Services, Inc. | JCP&L | Eligible for TI Program | 2019-10-31 | 2019-11-04 | 2021-10-30 | LG Electronics | LG330N1C-A5 | Solar Panels |  | 0.33 | 4 | 178 | 34 |  | Fixed | Roof
NJSTRE1545383570 | NJSRRE1542642824 | Transition Incentive Program | Kresson | 8043 | 14 | 28.7 | Residential | Yes | Behind the Meter | Net-metered residential rooftop and canopy |  | None | Vision Solar LLC | AC Electric | Accepted | 2019-10-25 | 2019-10-29 | 2021-10-30 | sunpower | spr-x22-360-e-ac | Inverters | 0.32 |  | 80 |  |  | 0.96 |  | Other | behind panels
NJSTRE1545383570 | NJSRRE1542642824 | Transition Incentive Program | Kresson | 8043 | 14 | 28.7 | Residential | Yes | Behind the Meter | Net-metered residential rooftop and canopy |  | None | Vision Solar LLC | AC Electric | Accepted | 2019-10-25 | 2019-10-29 | 2021-10-30 | sunpower | spr-x22-360-e-ac | Solar Panels |  | 0.36 | 3 | 46 | 43 |  | Fixed | Roof
NJSTRE1545383570 | NJSRRE1542642824 | Transition Incentive Program | Kresson | 8043 | 14 | 28.7 | Residential | Yes | Behind the Meter | Net-metered residential rooftop and canopy |  | None | Vision Solar LLC | AC Electric | Accepted | 2019-10-25 | 2019-10-29 | 2021-10-30 | sunpower | spr-x22-360-e-ac | Solar Panels |  | 0.36 | 12 | 135 | 34 |  | Fixed | Roof
NJSTRE1545383570 | NJSRRE1542642824 | Transition Incentive Program | Kresson | 8043 | 14 | 28.7 | Residential | Yes | Behind the Meter | Net-metered residential rooftop and canopy |  | None | Vision Solar LLC | AC Electric | Accepted | 2019-10-25 | 2019-10-29 | 2021-10-30 | sunpower | spr-x22-360-e-ac | Solar Panels |  | 0.36 | 3 | 226 | 45 |  | Fixed | Roof
NJSTRE1545383570 | NJSRRE1542642824 | Transition Incentive Program | Kresson | 8043 | 14 | 28.7 | Residential | Yes | Behind the Meter | Net-metered residential rooftop and canopy |  | None | Vision Solar LLC | AC Electric | Accepted | 2019-10-25 | 2019-10-29 | 2021-10-30 | sunpower | spr-x22-360-e-ac | Solar Panels |  | 0.36 | 4 | 136 | 34 |  | Fixed | Roof
NJSTRE1545383570 | NJSRRE1542642824 | Transition Incentive Program | Kresson | 8043 | 14 | 28.7 | Residential | Yes | Behind the Meter | Net-metered residential rooftop and canopy |  | None | Vision Solar LLC | AC Electric | Accepted | 2019-10-25 | 2019-10-29 | 2021-10-30 | sunpower | SPR-X22-360-E-AC | Solar Panels |  | 0.36 | 36 | 316 | 34 |  | Fixed | Roof
NJSTRE1545383570 | NJSRRE1542642824 | Transition Incentive Program | Kresson | 8043 | 14 | 28.7 | Residential | Yes | Behind the Meter | Net-metered residential rooftop and canopy |  | None | Vision Solar LLC | AC Electric | Accepted | 2019-10-25 | 2019-10-29 | 2021-10-30 | SUNPOWER | SPR-X22-360-E-AC | Solar Panels |  | 0.36 | 2 | 316 | 34 |  | Fixed | Roof
NJSTRE1545383570 | NJSRRE1542642824 | Transition Incentive Program | Kresson | 8043 | 14 | 28.7 | Residential | Yes | Behind the Meter | Net-metered residential rooftop and canopy |  | None | Vision Solar LLC | AC Electric | Accepted | 2019-10-25 | 2019-10-29 | 2021-10-30 | sunpower | spr-x22-360-e-ac | Solar Panels |  | 0.36 | 15 | 136 | 34 |  | Fixed | Roof
NJSTRE1545383570 | NJSRRE1542642824 | Transition Incentive Program | Kresson | 8043 | 14 | 28.7 | Residential | Yes | Behind the Meter | Net-metered residential rooftop and canopy |  | None | Vision Solar LLC | AC Electric | Accepted | 2019-10-25 | 2019-10-29 | 2021-10-30 | sunpower | spr-x22-360-e-ac | Solar Panels |  | 0.327 | 3 | 226 | 43 |  | Fixed | Pole
NJSTRE1545383570 | NJSRRE1542642824 | Transition Incentive Program | Kresson | 8043 | 14 | 28.7 | Residential | Yes | Behind the Meter | Net-metered residential rooftop and canopy |  | None | Vision Solar LLC | AC Electric | Accepted | 2019-10-25 | 2019-10-29 | 2021-10-30 | SUNPOWER | SPR-X22-360-E-AC | Solar Panels |  | 0.36 | 2 | 2 | 34 |  | Fixed | Roof
NJSTRE1545383571 | NJSRRE1542907797 | Transition Incentive Program | Willingboro | 8046 | 13 | 15.04 | Residential | No | Behind the Meter | Net-metered residential rooftop and canopy |  | None | Sunpower Capital LLC | PSE&G | Accepted | 2019-11-04 | 2019-11-06 | 2021-10-30 | SunPower | Type E | Inverters | 320 |  | 46 |  |  | 0.92 |  | Outside | na
NJSTRE1545383571 | NJSRRE1542907797 | Transition Incentive Program | Willingboro | 8046 | 13 | 15.04 | Residential | No | Behind the Meter | Net-metered residential rooftop and canopy |  | None | Sunpower Capital LLC | PSE&G | Accepted | 2019-11-04 | 2019-11-06 | 2021-10-30 | SunPower | 327W | Solar Panels |  | 0.327 | 46 | 214 | 20 |  | Fixed | Roof
NJSTRE1545383572 | NJSRRE1543066262 | Transition Incentive Program | Morganville | 7751 | 17 | 8.04 | Residential | No | Behind the Meter | Net-metered residential rooftop and canopy |  | None | Morgan Associates and Consulting LLC | JCP&L | Accepted | 2019-11-11 | 2019-11-14 | 2021-10-30 | Enphase | IQ6 | Inverters | 0.3 |  | 24 |  |  | 0.98 |  | Outside | Roof
NJSTRE1545383572 | NJSRRE1543066262 | Transition Incentive Program | Morganville | 7751 | 17 | 8.04 | Residential | No | Behind the Meter | Net-metered residential rooftop and canopy |  | None | Morgan Associates and Consulting LLC | JCP&L | Accepted | 2019-11-11 | 2019-11-14 | 2021-10-30 | LG | LG 335 | Solar Panels |  | 0.335 | 24 | 189 | 14 |  | Fixed | Roof
NJSTRE1545383573 | NJSRRE1543022491 | Transition Incentive Program | VILLAS | 8251 | 21 | 2.52 | Residential | Yes | Behind the Meter | Net-metered residential rooftop and canopy |  | None | Vivint Solar Developer, LLC | AC Electric | Accepted | 2019-11-05 | 2019-11-08 | 2021-10-30 | Solar Edge | SE3800H-US000BNC4 | Inverters | 3800 |  | 1 |  |  | 0.992 |  | Other | Near the Utility Meter
NJSTRE1545383573 | NJSRRE1543022491 | Transition Incentive Program | VILLAS | 8251 | 21 | 2.52 | Residential | Yes | Behind the Meter | Net-metered residential rooftop and canopy |  | None | Vivint Solar Developer, LLC | AC Electric | Accepted | 2019-11-05 | 2019-11-08 | 2021-10-30 | Hanwha Solar | Q.PEAK BLK-G5 315 | Solar Panels |  | 0.315 | 6 | 128 | 28 |  | Fixed | Roof
NJSTRE1545383573 | NJSRRE1543022491 | Transition Incentive Program | VILLAS | 8251 | 21 | 2.52 | Residential | Yes | Behind the Meter | Net-metered residential rooftop and canopy |  | None | Vivint Solar Developer, LLC | AC Electric | Accepted | 2019-11-05 | 2019-11-08 | 2021-10-30 | Hanwha Solar | Q.PEAK BLK-G5 315 | Solar Panels |  | 0.315 | 2 | 308 | 28 |  | Fixed | Roof
NJSTRE1545383574 | NJSRRE1542431328 | Transition Incentive Program | Morristown | 7960 | 3 | 7.54 | Residential | Yes | Behind the Meter | Behind the Meter |  | None | Sunrun Installation Services, Inc. | JCP&L | Eligible for TI Program | 2019-09-24 | 2019-09-26 | 2021-10-30 | SolarEdge Technologies | SE6000H-USRGM | Inverters | 6000 |  | 1 |  |  | 0.96 |  | Outdoor | Next To Meter
NJSTRE1545383574 | NJSRRE1542431328 | Transition Incentive Program | Morristown | 7960 | 3 | 7.54 | Residential | Yes | Behind the Meter | Behind the Meter |  | None | Sunrun Installation Services, Inc. | JCP&L | Eligible for TI Program | 2019-09-24 | 2019-09-26 | 2021-10-30 | REC Solar | REC290TP2 BLK | Solar Panels |  | 0.29 | 7 | 247 | 27 |  | Fixed | Roof
NJSTRE1545383574 | NJSRRE1542431328 | Transition Incentive Program | Morristown | 7960 | 3 | 7.54 | Residential | Yes | Behind the Meter | Behind the Meter |  | None | Sunrun Installation Services, Inc. | JCP&L | Eligible for TI Program | 2019-09-24 | 2019-09-26 | 2021-10-30 | REC Solar | REC290TP2 BLK | Solar Panels |  | 0.29 | 15 | 157 | 27 |  | Fixed | Roof
NJSTRE1545383574 | NJSRRE1542431328 | Transition Incentive Program | Morristown | 7960 | 3 | 7.54 | Residential | Yes | Behind the Meter | Behind the Meter |  | None | Sunrun Installation Services, Inc. | JCP&L | Eligible for TI Program | 2019-09-24 | 2019-09-26 | 2021-10-30 | REC Solar | REC290TP2 BLK | Solar Panels |  | 0.29 | 4 | 67 | 27 |  | Fixed | Roof
NJSTRE1545383576 | NJSRRE1542543705 | Transition Incentive Program | Sicklerville | 8081 | 14 | 5.67 | Residential | Yes | Behind the Meter | Net-metered residential rooftop and canopy |  | None | Suntuity Solar LLC | AC Electric | Accepted | 2019-10-15 | 2019-10-17 | 2021-10-30 | Enphase Energy | IQ7-60-2-US | Inverters | 240 |  | 18 |  |  | 0.97 |  | Outdoor | Behind the PV Modules
NJSTRE1545383576 | NJSRRE1542543705 | Transition Incentive Program | Sicklerville | 8081 | 14 | 5.67 | Residential | Yes | Behind the Meter | Net-metered residential rooftop and canopy |  | None | Suntuity Solar LLC | AC Electric | Accepted | 2019-10-15 | 2019-10-17 | 2021-10-30 | Yingli Green Energy | YL315D-30b | Solar Panels |  | 0.315 | 18 | 211 | 27 |  | Fixed | Roof
NJSTRE1545383577 | NJSRRE1542685675 | Transition Incentive Program | Englewood City | 7631 | 7 | 3.77 | Residential | No | Behind the Meter | Behind the Meter |  | None | Sunrun Installation Services, Inc. | PSE&G | Eligible for TI Program | 2019-10-28 | 2019-10-30 | 2021-10-30 | Delta Electronics | M4-TL-US | Inverters | 3840 |  | 1 |  |  | 0.96 |  | Outdoor | Next To Meter
NJSTRE1545383577 | NJSRRE1542685675 | Transition Incentive Program | Englewood City | 7631 | 7 | 3.77 | Residential | No | Behind the Meter | Behind the Meter |  | None | Sunrun Installation Services, Inc. | PSE&G | Eligible for TI Program | 2019-10-28 | 2019-10-30 | 2021-10-30 | REC Solar | REC290TP2 BLK | Solar Panels |  | 0.29 | 13 | 216 | 10 |  | Fixed | Roof
NJSTRE1545383578 | NJSRRE1542580024 | Transition Incentive Program | Montgomery | 8502 | 5 | 12.21 | Residential | No | Behind the Meter | Behind the Meter |  | None | Sunrun Installation Services, Inc. | PSE&G | Eligible for TI Program | 2019-10-23 | 2019-10-25 | 2021-10-30 | Delta Electronics | M10-TL-US | Inverters | 9600 |  | 1 |  |  | 0.96 |  | Outdoor | Next To Meter
NJSTRE1545383578 | NJSRRE1542580024 | Transition Incentive Program | Montgomery | 8502 | 5 | 12.21 | Residential | No | Behind the Meter | Behind the Meter |  | None | Sunrun Installation Services, Inc. | PSE&G | Eligible for TI Program | 2019-10-23 | 2019-10-25 | 2021-10-30 | LG Electronics | LG330N1C-A5 | Solar Panels |  | 0.33 | 37 | 196 | 40 |  | Fixed | Roof
NJSTRE1545383579 | NJSRRE1542467037 | Transition Incentive Program | Monroe Township | 8831 | 11 | 6.3 | Residential | Yes | Behind the Meter | Net-metered residential rooftop and canopy |  | None | Suntuity Solar LLC | JCP&L | Accepted | 2019-10-01 | 2019-10-02 | 2021-10-30 | Enphase Energy | IQ7-60-2-US | Inverters | 240 |  | 20 |  |  | 0.97 |  | Outdoor | Behind the PV Modules
NJSTRE1545383579 | NJSRRE1542467037 | Transition Incentive Program | Monroe Township | 8831 | 11 | 6.3 | Residential | Yes | Behind the Meter | Net-metered residential rooftop and canopy |  | None | Suntuity Solar LLC | JCP&L | Accepted | 2019-10-01 | 2019-10-02 | 2021-10-30 | Yingli Green Energy | YL315D-30b | Solar Panels |  | 0.315 | 8 | 251 | 35 |  | Fixed | Roof
NJSTRE1545383579 | NJSRRE1542467037 | Transition Incentive Program | Monroe Township | 8831 | 11 | 6.3 | Residential | Yes | Behind the Meter | Net-metered residential rooftop and canopy |  | None | Suntuity Solar LLC | JCP&L | Accepted | 2019-10-01 | 2019-10-02 | 2021-10-30 | Yingli Green Energy | YL315D-30b | Solar Panels |  | 0.315 | 12 | 161 | 36 |  | Fixed | Roof
NJSTRE1545383580 | NJSRRE1542544336 | Transition Incentive Program | Robbinsville | 8691 | 12 | 9.75 | Residential | No | Behind the Meter | Behind the Meter |  | None | Green Power Energy | JCP&L | Eligible for TI Program | 2019-10-15 | 2019-10-17 | 2021-10-30 | Solar Edge | SE10000H-US | Inverters | 10000 |  | 1 |  |  | 0.97 |  | Outside | next to meter
NJSTRE1545383580 | NJSRRE1542544336 | Transition Incentive Program | Robbinsville | 8691 | 12 | 9.75 | Residential | No | Behind the Meter | Behind the Meter |  | None | Green Power Energy | JCP&L | Eligible for TI Program | 2019-10-15 | 2019-10-17 | 2021-10-30 | panasonic | VBHN325KA03 | Solar Panels |  | 0.325 | 30 | 189 | 27 |  | Fixed | Roof
NJSTRE1545383581 | NJSRRE1542544121 | Transition Incentive Program | CAPE MAY COURT HOUSE | 8210 | 21 | 17.98 | Residential | Yes | Behind the Meter | Behind the Meter |  | None | Sunrun Installation Services, Inc. | AC Electric | Eligible for TI Program | 2019-10-15 | 2019-10-17 | 2021-10-30 | SolarEdge Technologies | SE10000H-USRGM | Inverters | 10000 |  | 1 |  |  | 0.96 |  | Outdoor | Next To Meter
NJSTRE1545383581 | NJSRRE1542544121 | Transition Incentive Program | CAPE MAY COURT HOUSE | 8210 | 21 | 17.98 | Residential | Yes | Behind the Meter | Behind the Meter |  | None | Sunrun Installation Services, Inc. | AC Electric | Eligible for TI Program | 2019-10-15 | 2019-10-17 | 2021-10-30 | SolarEdge Technologies | SE3800H-USRGM | Inverters | 3800 |  | 1 |  |  | 0.96 |  | Outdoor | Next To Meter
NJSTRE1545383581 | NJSRRE1542544121 | Transition Incentive Program | CAPE MAY COURT HOUSE | 8210 | 21 | 17.98 | Residential | Yes | Behind the Meter | Behind the Meter |  | None | Sunrun Installation Services, Inc. | AC Electric | Eligible for TI Program | 2019-10-15 | 2019-10-17 | 2021-10-30 | REC Solar | REC290TP2 BLK | Solar Panels |  | 0.29 | 23 | 357 | 23 |  | Fixed | Roof
NJSTRE1545383581 | NJSRRE1542544121 | Transition Incentive Program | CAPE MAY COURT HOUSE | 8210 | 21 | 17.98 | Residential | Yes | Behind the Meter | Behind the Meter |  | None | Sunrun Installation Services, Inc. | AC Electric | Eligible for TI Program | 2019-10-15 | 2019-10-17 | 2021-10-30 | REC Solar | REC290TP2 BLK | Solar Panels |  | 0.29 | 6 | 177 | 23 |  | Fixed | Roof
NJSTRE1545383581 | NJSRRE1542544121 | Transition Incentive Program | CAPE MAY COURT HOUSE | 8210 | 21 | 17.98 | Residential | Yes | Behind the Meter | Behind the Meter |  | None | Sunrun Installation Services, Inc. | AC Electric | Eligible for TI Program | 2019-10-15 | 2019-10-17 | 2021-10-30 | REC Solar | REC290TP2 BLK | Solar Panels |  | 0.29 | 17 | 267 | 23 |  | Fixed | Roof
NJSTRE1545383581 | NJSRRE1542544121 | Transition Incentive Program | CAPE MAY COURT HOUSE | 8210 | 21 | 17.98 | Residential | Yes | Behind the Meter | Behind the Meter |  | None | Sunrun Installation Services, Inc. | AC Electric | Eligible for TI Program | 2019-10-15 | 2019-10-17 | 2021-10-30 | REC Solar | REC290TP2 BLK | Solar Panels |  | 0.29 | 16 | 87 | 23 |  | Fixed | Roof
NJSTRE1545383582 | NJSRRE1543098086 | Transition Incentive Program | Monroeville | 8343 | 16 | 16.24 | Residential | Yes | Behind the Meter | Behind the Meter |  | None | Sunrun Installation Services, Inc. | AC Electric | Eligible for TI Program | 2019-11-12 | 2019-11-15 | 2021-10-30 | Delta Electronics | M8-TL-US | Inverters | 7680 |  | 1 |  |  | 0.96 |  | Outdoor | Next To Meter
NJSTRE1545383582 | NJSRRE1543098086 | Transition Incentive Program | Monroeville | 8343 | 16 | 16.24 | Residential | Yes | Behind the Meter | Behind the Meter |  | None | Sunrun Installation Services, Inc. | AC Electric | Eligible for TI Program | 2019-11-12 | 2019-11-15 | 2021-10-30 | Delta Electronics | M5-TL-US | Inverters | 4800 |  | 1 |  |  | 0.96 |  | Outdoor | Next To Meter
NJSTRE1545383582 | NJSRRE1543098086 | Transition Incentive Program | Monroeville | 8343 | 16 | 16.24 | Residential | Yes | Behind the Meter | Behind the Meter |  | None | Sunrun Installation Services, Inc. | AC Electric | Eligible for TI Program | 2019-11-12 | 2019-11-15 | 2021-10-30 | REC Solar | REC290TP2 BLK | Solar Panels |  | 0.29 | 56 | 179 | 30 |  | Fixed | Roof
NJSTRE1545383583 | NJSRRE1543315346 | Transition Incentive Program | Matawan | 7747 | 17 | 10.44 | Residential | No | Behind the Meter | Behind the Meter |  | None | Sunrun Installation Services, Inc. | JCP&L | Eligible for TI Program | 2019-11-14 | 2019-11-19 | 2021-10-30 | Delta Electronics | M10-TL-US | Inverters | 9600 |  | 1 |  |  | 0.96 |  | Outdoor | Next To Meter
NJSTRE1545383583 | NJSRRE1543315346 | Transition Incentive Program | Matawan | 7747 | 17 | 10.44 | Residential | No | Behind the Meter | Behind the Meter |  | None | Sunrun Installation Services, Inc. | JCP&L | Eligible for TI Program | 2019-11-14 | 2019-11-19 | 2021-10-30 | REC Solar | REC290TP2 BLK | Solar Panels |  | 0.29 | 18 | 206 | 18 |  | Fixed | Roof
NJSTRE1545383583 | NJSRRE1543315346 | Transition Incentive Program | Matawan | 7747 | 17 | 10.44 | Residential | No | Behind the Meter | Behind the Meter |  | None | Sunrun Installation Services, Inc. | JCP&L | Eligible for TI Program | 2019-11-14 | 2019-11-19 | 2021-10-30 | REC Solar | REC290TP2 BLK | Solar Panels |  | 0.29 | 9 | 296 | 18 |  | Fixed | Roof
NJSTRE1545383583 | NJSRRE1543315346 | Transition Incentive Program | Matawan | 7747 | 17 | 10.44 | Residential | No | Behind the Meter | Behind the Meter |  | None | Sunrun Installation Services, Inc. | JCP&L | Eligible for TI Program | 2019-11-14 | 2019-11-19 | 2021-10-30 | REC Solar | REC290TP2 BLK | Solar Panels |  | 0.29 | 9 | 116 | 18 |  | Fixed | Roof
NJSTRE1545383586 | NJSRRE1542907488 | Transition Incentive Program | Piscataway | 8854 | 11 | 9.77 | Residential | No | Behind the Meter | Net-metered residential rooftop and canopy |  | None | Suntuity Solar LLC | PSE&G | Accepted | 2019-11-04 | 2019-11-05 | 2021-10-30 | Enphase Energy | IQ7-60-2-US | Inverters | 240 |  | 31 |  |  | 0.97 |  | Outdoor | Behind the PV Modules
NJSTRE1545383586 | NJSRRE1542907488 | Transition Incentive Program | Piscataway | 8854 | 11 | 9.77 | Residential | No | Behind the Meter | Net-metered residential rooftop and canopy |  | None | Suntuity Solar LLC | PSE&G | Accepted | 2019-11-04 | 2019-11-05 | 2021-10-30 | Yingli Green Energy | YL315D-30b | Solar Panels |  | 0.315 | 14 | 157 | 24 |  | Fixed | Roof
NJSTRE1545383586 | NJSRRE1542907488 | Transition Incentive Program | Piscataway | 8854 | 11 | 9.77 | Residential | No | Behind the Meter | Net-metered residential rooftop and canopy |  | None | Suntuity Solar LLC | PSE&G | Accepted | 2019-11-04 | 2019-11-05 | 2021-10-30 | Yingli Green Energy | YL315D-30b | Solar Panels |  | 0.315 | 17 | 157 | 24 |  | Fixed | Roof
NJSTRE1545383588 | NJSRRE1542497288 | Transition Incentive Program | Maywood | 7607 | 7 | 6.67 | Residential | No | Behind the Meter | Behind the Meter |  | None | Sunrun Installation Services, Inc. | PSE&G | Eligible for TI Program | 2019-10-02 | 2019-10-04 | 2021-10-30 | Ningbo Ginlong Technologies | Solis-1P5K-4G-US | Inverters | 5000 |  | 1 |  |  | 0.96 |  | Outdoor | Next To Meter
NJSTRE1545383588 | NJSRRE1542497288 | Transition Incentive Program | Maywood | 7607 | 7 | 6.67 | Residential | No | Behind the Meter | Behind the Meter |  | None | Sunrun Installation Services, Inc. | PSE&G | Eligible for TI Program | 2019-10-02 | 2019-10-04 | 2021-10-30 | REC Solar | REC290TP2 BLK | Solar Panels |  | 0.29 | 23 | 217 | 40 |  | Fixed | Roof
NJSTRE1545383589 | NJSRRE1542561888 | Transition Incentive Program | Swedesboro | 8085 | 15 | 9.6 | Residential | Yes | Behind the Meter | Behind the Meter |  | None | Skyline Solar, LLC | AC Electric | Eligible for TI Program | 2019-10-21 | 2019-10-22 | 2021-10-30 | SolarEdge | SE7600H-US | Inverters | 7600 |  | 1 |  |  | 0.99 |  | Outside | within ten feet of meter
NJSTRE1545383589 | NJSRRE1542561888 | Transition Incentive Program | Swedesboro | 8085 | 15 | 9.6 | Residential | Yes | Behind the Meter | Behind the Meter |  | None | Skyline Solar, LLC | AC Electric | Eligible for TI Program | 2019-10-21 | 2019-10-22 | 2021-10-30 | Hanwha Q-Cells | Q.PEAK DUO-G5 320 | Solar Panels |  | 0.32 | 30 | 299 | 38 |  | Fixed | Roof
NJSTRE1545383590 | NJSRRE1542461461 | Transition Incentive Program | Somerdale | 8083 | 14 | 6.87 | Residential | Yes | Behind the Meter | Net-metered residential rooftop and canopy |  | None | Vision Solar LLC | PSE&G | Accepted | 2019-09-30 | 2019-10-02 | 2021-10-30 | sunpower | e20-327-e-ac | Inverters | 0.32 |  | 21 |  |  | 0.96 |  | Other | behind panels
NJSTRE1545383590 | NJSRRE1542461461 | Transition Incentive Program | Somerdale | 8083 | 14 | 6.87 | Residential | Yes | Behind the Meter | Net-metered residential rooftop and canopy |  | None | Vision Solar LLC | PSE&G | Accepted | 2019-09-30 | 2019-10-02 | 2021-10-30 | sunpower | e20-327-e-ac | Solar Panels |  | 0.327 | 21 | 173 | 23 |  | Fixed | Roof
NJSTRE1545383591 | NJSRRE1542553550 | Transition Incentive Program | LITTLE EGG HARBOR TWP | 8087 | 18 | 5.36 | Residential | Yes | Behind the Meter | Net-metered residential rooftop and canopy |  | None | Vivint Solar Developer, LLC | AC Electric | Accepted | 2019-10-17 | 2019-10-21 | 2021-10-30 | solar edge | SE3800H-US | Inverters | 3800 |  | 1 |  |  | 0.992 |  | Outdoor | near utility meter
NJSTRE1545383591 | NJSRRE1542553550 | Transition Incentive Program | LITTLE EGG HARBOR TWP | 8087 | 18 | 5.36 | Residential | Yes | Behind the Meter | Net-metered residential rooftop and canopy |  | None | Vivint Solar Developer, LLC | AC Electric | Accepted | 2019-10-17 | 2019-10-21 | 2021-10-30 | HANWHA SOLAR | Q.PEAK BLK-G5 315 | Solar Panels |  | 0.315 | 17 | 119 | 30 |  | Fixed | Roof
NJSTRE1545383593 | NJSRRE1542584437 | Transition Incentive Program | Piscataway | 8854 | 11 | 4.03 | Residential | No | Behind the Meter | Net-metered residential rooftop and canopy |  | None | Palmetto Solar LLC | PSE&G | Accepted | 2019-10-25 | 2019-10-29 | 2021-10-30 | SolarEdge Technologies | SE3000H-US | Inverters | 3000 |  | 1 |  |  | 0.98 |  | Outside | side of the house
NJSTRE1545383593 | NJSRRE1542584437 | Transition Incentive Program | Piscataway | 8854 | 11 | 4.03 | Residential | No | Behind the Meter | Net-metered residential rooftop and canopy |  | None | Palmetto Solar LLC | PSE&G | Accepted | 2019-10-25 | 2019-10-29 | 2021-10-30 | Hanwha | 310 All Black Module | Solar Panels |  | 0.31 | 13 | 180 | 25 |  | Fixed | Roof
NJSTRE1545383595 | NJSRRE1542851486 | Transition Incentive Program | JAMESBURG | 8831 | 11 | 3.47 | Residential | Yes | Behind the Meter | Net-metered residential rooftop and canopy |  | None | Vivint Solar Developer, LLC | JCP&L | Accepted | 2019-11-01 | 2019-11-04 | 2021-10-30 | Solar Edge | SE3800H-US000BNC4 | Inverters | 3800 |  | 1 |  |  | 0.992 |  | Outdoor | Near the Utility Meter
NJSTRE1545383595 | NJSRRE1542851486 | Transition Incentive Program | JAMESBURG | 8831 | 11 | 3.47 | Residential | Yes | Behind the Meter | Net-metered residential rooftop and canopy |  | None | Vivint Solar Developer, LLC | JCP&L | Accepted | 2019-11-01 | 2019-11-04 | 2021-10-30 | Hanwha | Q.PEAK BLK-G5 315w | Solar Panels |  | 0.315 | 11 | 209 | 21 |  | Fixed | Roof
NJSTRE1545383596 | NJSRRE1542544801 | Transition Incentive Program | Highlands | 7732 | 17 | 5.8 | Residential | Yes | Behind the Meter | Behind the Meter |  | None | Sunrun Installation Services, Inc. | JCP&L | Eligible for TI Program | 2019-10-15 | 2019-10-24 | 2021-10-30 | Delta Electronics | M5-TL-US | Inverters | 4800 |  | 1 |  |  | 0.96 |  | Outdoor | Next To Meter
NJSTRE1545383596 | NJSRRE1542544801 | Transition Incentive Program | Highlands | 7732 | 17 | 5.8 | Residential | Yes | Behind the Meter | Behind the Meter |  | None | Sunrun Installation Services, Inc. | JCP&L | Eligible for TI Program | 2019-10-15 | 2019-10-24 | 2021-10-30 | REC Solar | REC290TP2 BLK | Solar Panels |  | 0.29 | 20 | 200 | 23 |  | Fixed | Roof
NJSTRE1545383597 | NJSRRE1542575043 | Transition Incentive Program | River Edge | 7661 | 7 | 5.23 | Residential | Yes | Behind the Meter | Net-metered residential rooftop and canopy |  | None | SunPower Corporation, Systems | PSE&G | Accepted | 2019-10-22 | 2019-10-24 | 2021-10-30 | SUNPOWER | SPR-E20-327-E-AC | Inverters | 320 |  | 16 |  |  | 0.96 |  | Other | under each panel
NJSTRE1545383597 | NJSRRE1542575043 | Transition Incentive Program | River Edge | 7661 | 7 | 5.23 | Residential | Yes | Behind the Meter | Net-metered residential rooftop and canopy |  | None | SunPower Corporation, Systems | PSE&G | Accepted | 2019-10-22 | 2019-10-24 | 2021-10-30 | SUNPOWER | SPR-E20-327-E-AC | Solar Panels |  | 0.327 | 16 | 196 | 25 |  | Fixed | Roof
NJSTRE1545383598 | NJSRRE1543046264 | Transition Incentive Program | MONROE | 8831 | 11 | 8.82 | Residential | Yes | Behind the Meter | Net-metered residential rooftop and canopy |  | None | Vivint Solar Developer, LLC | JCP&L | Accepted | 2019-11-07 | 2019-11-11 | 2021-10-30 | SOLAREDGE | SE7600H-US000BNC4 | Inverters | 7600 |  | 1 |  |  | 0.992 |  | Outdoor | Near the Utility Meter
NJSTRE1545383598 | NJSRRE1543046264 | Transition Incentive Program | MONROE | 8831 | 11 | 8.82 | Residential | Yes | Behind the Meter | Net-metered residential rooftop and canopy |  | None | Vivint Solar Developer, LLC | JCP&L | Accepted | 2019-11-07 | 2019-11-11 | 2021-10-30 | HANWHA SOLAR | Q.PEAK BLK-G5 315 | Solar Panels |  | 0.315 | 13 | 30 | 22 |  | Fixed | Roof
NJSTRE1545383598 | NJSRRE1543046264 | Transition Incentive Program | MONROE | 8831 | 11 | 8.82 | Residential | Yes | Behind the Meter | Net-metered residential rooftop and canopy |  | None | Vivint Solar Developer, LLC | JCP&L | Accepted | 2019-11-07 | 2019-11-11 | 2021-10-30 | HANWHA SOLAR | Q.PEAK BLK-G5 315 | Solar Panels |  | 0.315 | 15 | 210 | 22 |  | Fixed | Roof
NJSTRE1545383599 | NJSRRE1543067756 | Transition Incentive Program | West Orange | 7052 | 9 | 8.41 | Residential | Yes | Behind the Meter | Behind the Meter |  | None | Sunrun Installation Services, Inc. | PSE&G | Eligible for TI Program | 2019-11-12 | 2019-11-14 | 2021-10-30 | Enphase Energy | IQ7-60-x-US (240V) | Inverters | 240 |  | 29 |  |  | 0.96 |  | Outdoor | Rooftop
NJSTRE1545383599 | NJSRRE1543067756 | Transition Incentive Program | West Orange | 7052 | 9 | 8.41 | Residential | Yes | Behind the Meter | Behind the Meter |  | None | Sunrun Installation Services, Inc. | PSE&G | Eligible for TI Program | 2019-11-12 | 2019-11-14 | 2021-10-30 | REC Solar | REC290TP2 BLK | Solar Panels |  | 0.29 | 16 | 125 | 32 |  | Fixed | Roof
NJSTRE1545383599 | NJSRRE1543067756 | Transition Incentive Program | West Orange | 7052 | 9 | 8.41 | Residential | Yes | Behind the Meter | Behind the Meter |  | None | Sunrun Installation Services, Inc. | PSE&G | Eligible for TI Program | 2019-11-12 | 2019-11-14 | 2021-10-30 | REC Solar | REC290TP2 BLK | Solar Panels |  | 0.29 | 4 | 214 | 23 |  | Fixed | Roof
NJSTRE1545383599 | NJSRRE1543067756 | Transition Incentive Program | West Orange | 7052 | 9 | 8.41 | Residential | Yes | Behind the Meter | Behind the Meter |  | None | Sunrun Installation Services, Inc. | PSE&G | Eligible for TI Program | 2019-11-12 | 2019-11-14 | 2021-10-30 | REC Solar | REC290TP2 BLK | Solar Panels |  | 0.29 | 5 | 305 | 45 |  | Fixed | Roof
NJSTRE1545383599 | NJSRRE1543067756 | Transition Incentive Program | West Orange | 7052 | 9 | 8.41 | Residential | Yes | Behind the Meter | Behind the Meter |  | None | Sunrun Installation Services, Inc. | PSE&G | Eligible for TI Program | 2019-11-12 | 2019-11-14 | 2021-10-30 | REC Solar | REC290TP2 BLK | Solar Panels |  | 0.29 | 4 | 125 | 45 |  | Fixed | Roof
NJSTRE1545383600 | NJSRRE1542561819 | Transition Incentive Program | Pleasantville | 8232 | 19 | 7.04 | Residential | Yes | Behind the Meter | Behind the Meter |  | None | Skyline Solar, LLC | AC Electric | Eligible for TI Program | 2019-10-21 | 2019-10-22 | 2021-10-30 | SolarEdge | SE5000H-US | Inverters | 5000 |  | 1 |  |  | 0.99 |  | Outside | within ten feet of meter
NJSTRE1545383600 | NJSRRE1542561819 | Transition Incentive Program | Pleasantville | 8232 | 19 | 7.04 | Residential | Yes | Behind the Meter | Behind the Meter |  | None | Skyline Solar, LLC | AC Electric | Eligible for TI Program | 2019-10-21 | 2019-10-22 | 2021-10-30 | Hanwha Q-Cells | Q.PEAK DUO-G5 320 | Solar Panels |  | 0.32 | 22 | 116 | 27 |  | Fixed | Roof
NJSTRE1545383602 | NJSRRE1542541872 | Transition Incentive Program | Pennsauken | 8110 | 14 | 10.08 | Residential | Yes | Behind the Meter | Net-metered residential rooftop and canopy |  | None | Vivint Solar Developer, LLC | PSE&G | Accepted | 2019-10-14 | 2019-10-16 | 2021-10-30 | Solar Edge | SE7600H-US000BNC4 | Inverters | 7600 |  | 1 |  |  | 0.992 |  | Outdoor | Near the Utility Meter
NJSTRE1545383602 | NJSRRE1542541872 | Transition Incentive Program | Pennsauken | 8110 | 14 | 10.08 | Residential | Yes | Behind the Meter | Net-metered residential rooftop and canopy |  | None | Vivint Solar Developer, LLC | PSE&G | Accepted | 2019-10-14 | 2019-10-16 | 2021-10-30 | Hanwha | Q.PEAK DUO BLK-G5 315w | Solar Panels |  | 0.315 | 26 | 221 | 19 |  | Fixed | Roof
NJSTRE1545383602 | NJSRRE1542541872 | Transition Incentive Program | Pennsauken | 8110 | 14 | 10.08 | Residential | Yes | Behind the Meter | Net-metered residential rooftop and canopy |  | None | Vivint Solar Developer, LLC | PSE&G | Accepted | 2019-10-14 | 2019-10-16 | 2021-10-30 | Hanwha | Q.PEAK DUO BLK-G5 315w | Solar Panels |  | 0.315 | 6 | 41 | 19 |  | Fixed | Roof
NJSTRE1545383603 | NJSRRE1542781909 | Transition Incentive Program | Union | 7083 | 10 | 5.67 | Residential | Yes | Behind the Meter | Net-metered residential rooftop and canopy |  | None | Vivint Solar Developer, LLC | PSE&G | Accepted | 2019-10-30 | 2019-11-01 | 2021-10-30 | SOLAREDGE | SE3800H-US000BNC4 | Inverters | 3800 |  | 1 |  |  | 0.992 |  | Outdoor | Near The Utility Meter
NJSTRE1545383603 | NJSRRE1542781909 | Transition Incentive Program | Union | 7083 | 10 | 5.67 | Residential | Yes | Behind the Meter | Net-metered residential rooftop and canopy |  | None | Vivint Solar Developer, LLC | PSE&G | Accepted | 2019-10-30 | 2019-11-01 | 2021-10-30 | HANWHA SOLAR | Q.PEAK BLK-G5 315 | Solar Panels |  | 0.315 | 18 | 128 | 23 |  | Fixed | Roof
NJSTRE1545383605 | NJSRRE1542887939 | Transition Incentive Program | Maywood | 7607 | 7 | 13.05 | Residential | Yes | Behind the Meter | Behind the Meter |  | None | Sunrun Installation Services, Inc. | PSE&G | Eligible for TI Program | 2019-11-01 | 2019-11-05 | 2021-10-30 | SolarEdge Technologies | SE11400H-USRGM | Inverters | 11400 |  | 1 |  |  | 0.96 |  | Outdoor | Next To Meter
NJSTRE1545383605 | NJSRRE1542887939 | Transition Incentive Program | Maywood | 7607 | 7 | 13.05 | Residential | Yes | Behind the Meter | Behind the Meter |  | None | Sunrun Installation Services, Inc. | PSE&G | Eligible for TI Program | 2019-11-01 | 2019-11-05 | 2021-10-30 | REC Solar | REC290TP2 BLK | Solar Panels |  | 0.29 | 20 | 107 | 27 |  | Fixed | Roof
NJSTRE1545383605 | NJSRRE1542887939 | Transition Incentive Program | Maywood | 7607 | 7 | 13.05 | Residential | Yes | Behind the Meter | Behind the Meter |  | None | Sunrun Installation Services, Inc. | PSE&G | Eligible for TI Program | 2019-11-01 | 2019-11-05 | 2021-10-30 | REC Solar | REC290TP2 BLK | Solar Panels |  | 0.29 | 15 | 287 | 25 |  | Fixed | Roof
NJSTRE1545383605 | NJSRRE1542887939 | Transition Incentive Program | Maywood | 7607 | 7 | 13.05 | Residential | Yes | Behind the Meter | Behind the Meter |  | None | Sunrun Installation Services, Inc. | PSE&G | Eligible for TI Program | 2019-11-01 | 2019-11-05 | 2021-10-30 | REC Solar | REC290TP2 BLK | Solar Panels |  | 0.29 | 2 | 198 | 26 |  | Fixed | Roof
NJSTRE1545383605 | NJSRRE1542887939 | Transition Incentive Program | Maywood | 7607 | 7 | 13.05 | Residential | Yes | Behind the Meter | Behind the Meter |  | None | Sunrun Installation Services, Inc. | PSE&G | Eligible for TI Program | 2019-11-01 | 2019-11-05 | 2021-10-30 | REC Solar | REC290TP2 BLK | Solar Panels |  | 0.29 | 8 | 198 | 23 |  | Fixed | Roof
NJSTRE1545383606 | NJSRRE1542568704 | Transition Incentive Program | Budd Lake | 7828 | 3 | 9.28 | Residential | Yes | Behind the Meter | Behind the Meter |  | None | Sunrun Installation Services, Inc. | JCP&L | Eligible for TI Program | 2019-10-21 | 2019-10-23 | 2021-10-30 | LG Chem | RESU 10H SEG | Electric Storage Battery |  |  | 1 |  |  |  | Lithium Ion |  | outside
NJSTRE1545383606 | NJSRRE1542568704 | Transition Incentive Program | Budd Lake | 7828 | 3 | 9.28 | Residential | Yes | Behind the Meter | Behind the Meter |  | None | Sunrun Installation Services, Inc. | JCP&L | Eligible for TI Program | 2019-10-21 | 2019-10-23 | 2021-10-30 | SolarEdge Technologies | SE7600A-USS2RGM | Inverters | 7600 |  | 1 |  |  | 0.96 |  | Outdoor | Next To Meter
NJSTRE1545383606 | NJSRRE1542568704 | Transition Incentive Program | Budd Lake | 7828 | 3 | 9.28 | Residential | Yes | Behind the Meter | Behind the Meter |  | None | Sunrun Installation Services, Inc. | JCP&L | Eligible for TI Program | 2019-10-21 | 2019-10-23 | 2021-10-30 | REC Solar | REC290TP2 BLK | Solar Panels |  | 0.29 | 4 | 54 | 23 |  | Fixed | Roof
NJSTRE1545383606 | NJSRRE1542568704 | Transition Incentive Program | Budd Lake | 7828 | 3 | 9.28 | Residential | Yes | Behind the Meter | Behind the Meter |  | None | Sunrun Installation Services, Inc. | JCP&L | Eligible for TI Program | 2019-10-21 | 2019-10-23 | 2021-10-30 | REC Solar | REC290TP2 BLK | Solar Panels |  | 0.29 | 23 | 234 | 23 |  | Fixed | Roof
NJSTRE1545383606 | NJSRRE1542568704 | Transition Incentive Program | Budd Lake | 7828 | 3 | 9.28 | Residential | Yes | Behind the Meter | Behind the Meter |  | None | Sunrun Installation Services, Inc. | JCP&L | Eligible for TI Program | 2019-10-21 | 2019-10-23 | 2021-10-30 | REC Solar | REC290TP2 BLK | Solar Panels |  | 0.29 | 2 | 233 | 37 |  | Fixed | Roof
NJSTRE1545383606 | NJSRRE1542568704 | Transition Incentive Program | Budd Lake | 7828 | 3 | 9.28 | Residential | Yes | Behind the Meter | Behind the Meter |  | None | Sunrun Installation Services, Inc. | JCP&L | Eligible for TI Program | 2019-10-21 | 2019-10-23 | 2021-10-30 | REC Solar | REC290TP2 BLK | Solar Panels |  | 0.29 | 3 | 144 | 23 |  | Fixed | Roof
NJSTRE1545383607 | NJSRRE1542528178 | Transition Incentive Program | Union | 7083 | 10 | 65.63 | Commercial | Yes | Behind the Meter | Net-metered non-residential rooftop and canopy |  | None | Powerlutions | PSE&G | Accepted | 2019-10-11 | 2019-10-15 | 2021-10-30 | SolarEdge | SE 43.2K US | Inverters | 43.2 |  | 1 |  |  | 0.99 |  | Outdoor | Near Meter
NJSTRE1545383607 | NJSRRE1542528178 | Transition Incentive Program | Union | 7083 | 10 | 65.63 | Commercial | Yes | Behind the Meter | Net-metered non-residential rooftop and canopy |  | None | Powerlutions | PSE&G | Accepted | 2019-10-11 | 2019-10-15 | 2021-10-30 | Trina | TSM-375DEG14 | Solar Panels |  | 0.375 | 110 | 218 | 5 |  | Fixed | Roof
NJSTRE1545383607 | NJSRRE1542528178 | Transition Incentive Program | Union | 7083 | 10 | 65.63 | Commercial | Yes | Behind the Meter | Net-metered non-residential rooftop and canopy |  | None | Powerlutions | PSE&G | Accepted | 2019-10-11 | 2019-10-15 | 2021-10-30 | Trina | TSM-375DEG14 | Solar Panels |  | 0.375 | 65 | 207 | 5 |  | Fixed | Roof
NJSTRE1545383608 | NJSRRE1543041771 | Transition Incentive Program | Washington | 7882 | 2 | 29.76 | Farm | No | Behind the Meter | Behind the Meter |  | None | Eznergy | JCP&L | Eligible for TI Program | 2019-11-06 | 2019-11-11 | 2021-10-30 | Enphase | IQ7 | Inverters | 240 |  | 96 |  |  | 0.97 |  | Outdoor | Under panels on rails
NJSTRE1545383608 | NJSRRE1543041771 | Transition Incentive Program | Washington | 7882 | 2 | 29.76 | Farm | No | Behind the Meter | Behind the Meter |  | None | Eznergy | JCP&L | Eligible for TI Program | 2019-11-06 | 2019-11-11 | 2021-10-30 | Trina | TSM310 | Solar Panels |  | 0.31 | 96 | 180 | 20 |  | Fixed | Ground
NJSTRE1545383609 | NJSRRE1542518904 | Transition Incentive Program | Sicklerville | 8081 | 14 | 17.69 | Residential | Yes | Behind the Meter | Net-metered residential rooftop and canopy |  | None | Whitman Construction, LLC | AC Electric | Accepted | 2019-10-15 | 2019-10-15 | 2021-10-30 | Enphase Energy | IQ7-60-2-US | Inverters | 0.24 |  | 58 |  |  | 0.976 |  | Outside | roof
NJSTRE1545383609 | NJSRRE1542518904 | Transition Incentive Program | Sicklerville | 8081 | 14 | 17.69 | Residential | Yes | Behind the Meter | Net-metered residential rooftop and canopy |  | None | Whitman Construction, LLC | AC Electric | Accepted | 2019-10-15 | 2019-10-15 | 2021-10-30 | Trina Solar | TSM-305DD05A | Solar Panels |  | 0.305 | 6 | 233 | 40 |  | Fixed | Roof
NJSTRE1545383609 | NJSRRE1542518904 | Transition Incentive Program | Sicklerville | 8081 | 14 | 17.69 | Residential | Yes | Behind the Meter | Net-metered residential rooftop and canopy |  | None | Whitman Construction, LLC | AC Electric | Accepted | 2019-10-15 | 2019-10-15 | 2021-10-30 | Trina Solar | TSM-305DD05A | Solar Panels |  | 0.305 | 3 | 233 | 31 |  | Fixed | Roof
NJSTRE1545383609 | NJSRRE1542518904 | Transition Incentive Program | Sicklerville | 8081 | 14 | 17.69 | Residential | Yes | Behind the Meter | Net-metered residential rooftop and canopy |  | None | Whitman Construction, LLC | AC Electric | Accepted | 2019-10-15 | 2019-10-15 | 2021-10-30 | Trina Solar | TSM-305DD05A | Solar Panels |  | 0.305 | 3 | 53 | 31 |  | Fixed | Roof
NJSTRE1545383609 | NJSRRE1542518904 | Transition Incentive Program | Sicklerville | 8081 | 14 | 17.69 | Residential | Yes | Behind the Meter | Net-metered residential rooftop and canopy |  | None | Whitman Construction, LLC | AC Electric | Accepted | 2019-10-15 | 2019-10-15 | 2021-10-30 | Trina Solar | TSM-305DD05A | Solar Panels |  | 0.305 | 8 | 143 | 30 |  | Fixed | Roof
NJSTRE1545383609 | NJSRRE1542518904 | Transition Incentive Program | Sicklerville | 8081 | 14 | 17.69 | Residential | Yes | Behind the Meter | Net-metered residential rooftop and canopy |  | None | Whitman Construction, LLC | AC Electric | Accepted | 2019-10-15 | 2019-10-15 | 2021-10-30 | Trina Solar | TSM-305DD05A | Solar Panels |  | 0.305 | 7 | 53 | 40 |  | Fixed | Roof
NJSTRE1545383609 | NJSRRE1542518904 | Transition Incentive Program | Sicklerville | 8081 | 14 | 17.69 | Residential | Yes | Behind the Meter | Net-metered residential rooftop and canopy |  | None | Whitman Construction, LLC | AC Electric | Accepted | 2019-10-15 | 2019-10-15 | 2021-10-30 | Trina Solar | TSM-305DD05A | Solar Panels |  | 0.305 | 7 | 143 | 30 |  | Fixed | Roof
NJSTRE1545383609 | NJSRRE1542518904 | Transition Incentive Program | Sicklerville | 8081 | 14 | 17.69 | Residential | Yes | Behind the Meter | Net-metered residential rooftop and canopy |  | None | Whitman Construction, LLC | AC Electric | Accepted | 2019-10-15 | 2019-10-15 | 2021-10-30 | Trina Solar | TSM-305DD05A | Solar Panels |  | 0.305 | 14 | 323 | 30 |  | Fixed | Roof
NJSTRE1545383609 | NJSRRE1542518904 | Transition Incentive Program | Sicklerville | 8081 | 14 | 17.69 | Residential | Yes | Behind the Meter | Net-metered residential rooftop and canopy |  | None | Whitman Construction, LLC | AC Electric | Accepted | 2019-10-15 | 2019-10-15 | 2021-10-30 | Trina Solar | TSM-305DD05A | Solar Panels |  | 0.305 | 1 | 53 | 40 |  | Fixed | Roof
NJSTRE1545383609 | NJSRRE1542518904 | Transition Incentive Program | Sicklerville | 8081 | 14 | 17.69 | Residential | Yes | Behind the Meter | Net-metered residential rooftop and canopy |  | None | Whitman Construction, LLC | AC Electric | Accepted | 2019-10-15 | 2019-10-15 | 2021-10-30 | Trina Solar | TSM-305DD05A | Solar Panels |  | 0.305 | 9 | 323 | 30 |  | Fixed | Roof
NJSTRE1545383612 | NJSRRE1542527973 | Transition Incentive Program | Williamstown | 8094 | 15 | 7.52 | Residential | No | Behind the Meter | Net-metered residential rooftop and canopy |  | None | Vision Solar LLC | AC Electric | As-Built Incomplete - Review | 2019-10-22 | 2019-10-23 |  | sunpower | e20-327-e-ac | Solar Panels |  | 0.327 | 8 | 192 | 38 |  | Fixed | Roof
NJSTRE1545383612 | NJSRRE1542527973 | Transition Incentive Program | Williamstown | 8094 | 15 | 7.52 | Residential | No | Behind the Meter | Net-metered residential rooftop and canopy |  | None | Vision Solar LLC | AC Electric | As-Built Incomplete - Review | 2019-10-22 | 2019-10-23 |  | sunpower | e20-327-e-ac | Solar Panels |  | 0.327 | 15 | 102 | 33 |  | Fixed | Roof
NJSTRE1545383612 | NJSRRE1542527973 | Transition Incentive Program | Williamstown | 8094 | 15 | 7.52 | Residential | No | Behind the Meter | Net-metered residential rooftop and canopy |  | None | Vision Solar LLC | AC Electric | As-Built Incomplete - Review | 2019-10-22 | 2019-10-23 |  | sunpower | e20-327-e-ac | Inverters | 320 |  | 23 |  |  | 0.96 |  | Other | behind panels
NJSTRE1545383614 | NJSRRE1543065744 | Transition Incentive Program | Forked River | 8731 | 18 | 15.6 | Residential | No | Behind the Meter | Behind the Meter |  | None | Maier Solar Engineering dba Solar Me | JCP&L | Eligible for TI Program | 2019-11-11 | 2019-11-13 | 2021-10-30 | Enphase | IQ7 | Inverters | 240 |  | 48 |  |  | 0.96 |  | Outdoor | Next to meter
NJSTRE1545383614 | NJSRRE1543065744 | Transition Incentive Program | Forked River | 8731 | 18 | 15.6 | Residential | No | Behind the Meter | Behind the Meter |  | None | Maier Solar Engineering dba Solar Me | JCP&L | Eligible for TI Program | 2019-11-11 | 2019-11-13 | 2021-10-30 | Canadian | CS3K-325MS | Solar Panels |  | 0.325 | 35 | 242 | 18 |  | Fixed | Roof
NJSTRE1545383614 | NJSRRE1543065744 | Transition Incentive Program | Forked River | 8731 | 18 | 15.6 | Residential | No | Behind the Meter | Behind the Meter |  | None | Maier Solar Engineering dba Solar Me | JCP&L | Eligible for TI Program | 2019-11-11 | 2019-11-13 | 2021-10-30 | Canadian | CS3K-325MS | Solar Panels |  | 0.325 | 13 | 62 | 18 |  | Fixed | Roof
NJSTRE1545383615 | NJSRRE1542910351 | Transition Incentive Program | JERSEY CITY | 7306 | 8 | 4.88 | Residential | No | Behind the Meter | Net-metered residential rooftop and canopy |  | None | Amergy Solar | PSE&G | Accepted | 2019-11-05 | 2019-11-06 | 2021-10-30 | Enphase Engage | Enphase IQ7 Plus-72-x-US | Inverters | 4.64 |  | 16 |  |  | 0.965 |  | Outside | wall
NJSTRE1545383615 | NJSRRE1542910351 | Transition Incentive Program | JERSEY CITY | 7306 | 8 | 4.88 | Residential | No | Behind the Meter | Net-metered residential rooftop and canopy |  | None | Amergy Solar | PSE&G | Accepted | 2019-11-05 | 2019-11-06 | 2021-10-30 | canadian solar inc. | CS6K-305MS | Solar Panels |  | 0.305 | 16 | 205 | 27 |  | Fixed | Roof
NJSTRE1545383616 | NJSRRE1542504681 | Transition Incentive Program | Camden | 8102 | 14 | 5.36 | Residential | Yes | Behind the Meter | Net-metered residential rooftop and canopy |  | None | Castle Energy, LLC | PSE&G | Accepted | 2019-10-04 | 2019-10-08 | 2021-10-30 | Enphase Energy | IQ7-60-2-US | Inverters | 240 |  | 17 |  |  | 0.967 |  | Outside | on the rooftop under each solar panel
NJSTRE1545383616 | NJSRRE1542504681 | Transition Incentive Program | Camden | 8102 | 14 | 5.36 | Residential | Yes | Behind the Meter | Net-metered residential rooftop and canopy |  | None | Castle Energy, LLC | PSE&G | Accepted | 2019-10-04 | 2019-10-08 | 2021-10-30 | Hanwha Q-Cells | Q.Peak DUO-G5 315 | Solar Panels |  | 0.315 | 17 | 194 | 3 |  | Fixed | Roof
NJSTRE1545383621 | NJSRRE1543158793 | Transition Incentive Program | Mantua | 8051 | 15 | 3.78 | Residential | Yes | Behind the Meter | Net-metered residential rooftop and canopy |  | None | Vivint Solar Developer, LLC | AC Electric | Accepted | 2019-11-13 | 2019-11-15 | 2021-10-30 | Solar Edge | SE3800H-US000BNC4 | Inverters | 3800 |  | 1 |  |  | 0.992 |  | Outdoor | Near the utility meter
NJSTRE1545383621 | NJSRRE1543158793 | Transition Incentive Program | Mantua | 8051 | 15 | 3.78 | Residential | Yes | Behind the Meter | Net-metered residential rooftop and canopy |  | None | Vivint Solar Developer, LLC | AC Electric | Accepted | 2019-11-13 | 2019-11-15 | 2021-10-30 | Hanwha | Q.PEAK BLK-G5 315 | Solar Panels |  | 0.315 | 9 | 223 | 17 |  | Fixed | Roof
NJSTRE1545383621 | NJSRRE1543158793 | Transition Incentive Program | Mantua | 8051 | 15 | 3.78 | Residential | Yes | Behind the Meter | Net-metered residential rooftop and canopy |  | None | Vivint Solar Developer, LLC | AC Electric | Accepted | 2019-11-13 | 2019-11-15 | 2021-10-30 | Hanwha | Q.PEAK BLK-G5 315 | Solar Panels |  | 0.315 | 3 | 313 | 17 |  | Fixed | Roof
NJSTRE1545383622 | NJSRRE1543210234 | Transition Incentive Program | Brick | 8724 | 18 | 4.93 | Residential | Yes | Behind the Meter | Behind the Meter |  | None | Sunrun Installation Services, Inc. | JCP&L | Eligible for TI Program | 2019-11-13 | 2019-11-18 | 2021-10-30 | Delta Electronics | M4-TL-US | Inverters | 3840 |  | 1 |  |  | 0.96 |  | Outdoor | Next To Meter
NJSTRE1545383622 | NJSRRE1543210234 | Transition Incentive Program | Brick | 8724 | 18 | 4.93 | Residential | Yes | Behind the Meter | Behind the Meter |  | None | Sunrun Installation Services, Inc. | JCP&L | Eligible for TI Program | 2019-11-13 | 2019-11-18 | 2021-10-30 | REC Solar | REC290TP2 BLK | Solar Panels |  | 0.29 | 17 | 174 | 27 |  | Fixed | Roof
NJSTRE1545383623 | NJSRRE1542448507 | Transition Incentive Program | Jersey City | 7305 | 8 | 4.58 | Residential | Yes | Behind the Meter | Net-metered residential rooftop and canopy |  | None | Vision Solar LLC | PSE&G | Accepted | 2019-09-27 | 2019-10-01 | 2021-10-30 | sunpower | e20-327-e-ac | Inverters | 0.32 |  | 14 |  |  | 0.96 |  | Other | behind panels
NJSTRE1545383623 | NJSRRE1542448507 | Transition Incentive Program | Jersey City | 7305 | 8 | 4.58 | Residential | Yes | Behind the Meter | Net-metered residential rooftop and canopy |  | None | Vision Solar LLC | PSE&G | Accepted | 2019-09-27 | 2019-10-01 | 2021-10-30 | sunpower | e20-327-e-ac | Solar Panels |  | 0.327 | 11 | 219 | 0 |  | Fixed | Roof
NJSTRE1545383623 | NJSRRE1542448507 | Transition Incentive Program | Jersey City | 7305 | 8 | 4.58 | Residential | Yes | Behind the Meter | Net-metered residential rooftop and canopy |  | None | Vision Solar LLC | PSE&G | Accepted | 2019-09-27 | 2019-10-01 | 2021-10-30 | sunpower | e20-327-e-ac | Solar Panels |  | 0.327 | 3 | 309 | 30 |  | Fixed | Roof
NJSTRE1545383629 | NJSRRE1542422947 | Transition Incentive Program | Cape May courthouse | 8210 | 21 | 5.2 | Residential | No | Behind the Meter | Behind the Meter |  | None | Kiss Electric LLC | AC Electric | Eligible for TI Program | 2019-09-25 | 2019-09-25 | 2021-10-30 | enphase | IQ6 | Inverters | 320 |  | 16 |  |  | 0.975 |  | Outside | under panel
NJSTRE1545383629 | NJSRRE1542422947 | Transition Incentive Program | Cape May courthouse | 8210 | 21 | 5.2 | Residential | No | Behind the Meter | Behind the Meter |  | None | Kiss Electric LLC | AC Electric | Eligible for TI Program | 2019-09-25 | 2019-09-25 | 2021-10-30 | q-cell | Q.PEAK DUO-G5 | Solar Panels |  | 0.325 | 16 | 225 | 40 |  | Fixed | Roof
NJSTRE1545383630 | NJSRRE1542581462 | Transition Incentive Program | Atlantic City | 8401 | 19 | 2.56 | Residential | No | Behind the Meter | Net-metered residential rooftop and canopy |  | None | Castle Energy, LLC | AC Electric | Accepted | 2019-10-24 | 2019-10-28 | 2021-10-30 | Enphase Energy | IQ7-60-2-US | Inverters | 240 |  | 8 |  |  | 0.967 |  | Outside | on the rooftop under each solar panel
NJSTRE1545383630 | NJSRRE1542581462 | Transition Incentive Program | Atlantic City | 8401 | 19 | 2.56 | Residential | No | Behind the Meter | Net-metered residential rooftop and canopy |  | None | Castle Energy, LLC | AC Electric | Accepted | 2019-10-24 | 2019-10-28 | 2021-10-30 | Hanwha Q-Cells | Q.Peak DUO-G5 320 | Solar Panels |  | 0.32 | 8 | 152 | 25 |  | Fixed | Roof
NJSTRE1545383632 | NJSRRE1542509280 | Transition Incentive Program | Leonia | 7605 | 7 | 6.38 | Residential | No | Behind the Meter | Behind the Meter |  | None | Sunrun Installation Services, Inc. | PSE&G | Eligible for TI Program | 2019-10-04 | 2019-10-09 | 2021-10-30 | Ningbo Ginlong Technologies | Solis-1P5K-4G-US | Inverters | 5000 |  | 1 |  |  | 0.96 |  | Outdoor | Next To Meter
NJSTRE1545383632 | NJSRRE1542509280 | Transition Incentive Program | Leonia | 7605 | 7 | 6.38 | Residential | No | Behind the Meter | Behind the Meter |  | None | Sunrun Installation Services, Inc. | PSE&G | Eligible for TI Program | 2019-10-04 | 2019-10-09 | 2021-10-30 | REC Solar | REC290TP2 BLK | Solar Panels |  | 0.29 | 12 | 129 | 34 |  | Fixed | Roof
NJSTRE1545383632 | NJSRRE1542509280 | Transition Incentive Program | Leonia | 7605 | 7 | 6.38 | Residential | No | Behind the Meter | Behind the Meter |  | None | Sunrun Installation Services, Inc. | PSE&G | Eligible for TI Program | 2019-10-04 | 2019-10-09 | 2021-10-30 | REC Solar | REC290TP2 BLK | Solar Panels |  | 0.29 | 10 | 309 | 14 |  | Fixed | Roof
NJSTRE1545383633 | NJSRRE1542544117 | Transition Incentive Program | KEYPORT | 7735 | 17 | 4.73 | Residential | Yes | Behind the Meter | Net-metered residential rooftop and canopy |  | None | Vivint Solar Developer, LLC | JCP&L | Accepted | 2019-10-15 | 2019-10-17 | 2021-10-30 | SOLAREDGE | SE3800H-US | Inverters | 3800 |  | 1 |  |  | 0.992 |  | Outdoor | Near the Utility Meter
NJSTRE1545383633 | NJSRRE1542544117 | Transition Incentive Program | KEYPORT | 7735 | 17 | 4.73 | Residential | Yes | Behind the Meter | Net-metered residential rooftop and canopy |  | None | Vivint Solar Developer, LLC | JCP&L | Accepted | 2019-10-15 | 2019-10-17 | 2021-10-30 | Hanwha Solar | Q.PEAK BLK-G5 315 | Solar Panels |  | 0.315 | 3 | 111 | 34 |  | Fixed | Roof
NJSTRE1545383633 | NJSRRE1542544117 | Transition Incentive Program | KEYPORT | 7735 | 17 | 4.73 | Residential | Yes | Behind the Meter | Net-metered residential rooftop and canopy |  | None | Vivint Solar Developer, LLC | JCP&L | Accepted | 2019-10-15 | 2019-10-17 | 2021-10-30 | Hanwha Solar | Q.PEAK BLK-G5 315 | Solar Panels |  | 0.315 | 12 | 291 | 34 |  | Fixed | Roof
NJSTRE1545383635 | NJSRRE1542575644 | Transition Incentive Program | Edison | 8817 | 11 | 170.2 | Commercial | No | Behind the Meter | Net-metered non-residential rooftop and canopy |  | None | Ampericon | PSE&G | Accepted | 2019-10-22 | 2019-10-24 | 2021-10-30 | SolarEdge | 43.2 KUS | Inverters | 44000 |  | 4 |  |  | 0.965 |  | Outside | Roof
NJSTRE1545383635 | NJSRRE1542575644 | Transition Incentive Program | Edison | 8817 | 11 | 170.2 | Commercial | No | Behind the Meter | Net-metered non-residential rooftop and canopy |  | None | Ampericon | PSE&G | Accepted | 2019-10-22 | 2019-10-24 | 2021-10-30 | Yingli Solar | 72M | Solar Panels |  | 0.37 | 80 | 182 | 30 |  | Fixed | Roof
NJSTRE1545383635 | NJSRRE1542575644 | Transition Incentive Program | Edison | 8817 | 11 | 170.2 | Commercial | No | Behind the Meter | Net-metered non-residential rooftop and canopy |  | None | Ampericon | PSE&G | Accepted | 2019-10-22 | 2019-10-24 | 2021-10-30 | Yingli Solar | 72M | Solar Panels |  | 0.37 | 190 | 272 | 30 |  | Fixed | Roof
NJSTRE1545383635 | NJSRRE1542575644 | Transition Incentive Program | Edison | 8817 | 11 | 170.2 | Commercial | No | Behind the Meter | Net-metered non-residential rooftop and canopy |  | None | Ampericon | PSE&G | Accepted | 2019-10-22 | 2019-10-24 | 2021-10-30 | Yingli Solar | 72M | Solar Panels |  | 0.37 | 190 | 92 | 30 |  | Fixed | Roof
NJSTRE1545383636 | NJSRRE1542548374 | Transition Incentive Program | Pompton Plains | 7444 | 3 | 7.25 | Residential | Yes | Behind the Meter | Behind the Meter |  | None | Sunrun Installation Services, Inc. | JCP&L | Eligible for TI Program | 2019-10-16 | 2019-10-18 | 2021-10-30 | LG Chem | RESU 10H SEG | Electric Storage Battery |  |  | 1 |  |  |  | Lithium Ion |  | outside
NJSTRE1545383636 | NJSRRE1542548374 | Transition Incentive Program | Pompton Plains | 7444 | 3 | 7.25 | Residential | Yes | Behind the Meter | Behind the Meter |  | None | Sunrun Installation Services, Inc. | JCP&L | Eligible for TI Program | 2019-10-16 | 2019-10-18 | 2021-10-30 | SolarEdge Technologies | SE7600A-USS2RGM | Inverters | 7600 |  | 1 |  |  | 0.96 |  | Outdoor | Next To Meter
NJSTRE1545383636 | NJSRRE1542548374 | Transition Incentive Program | Pompton Plains | 7444 | 3 | 7.25 | Residential | Yes | Behind the Meter | Behind the Meter |  | None | Sunrun Installation Services, Inc. | JCP&L | Eligible for TI Program | 2019-10-16 | 2019-10-18 | 2021-10-30 | REC Solar | REC290TP2 BLK | Solar Panels |  | 0.29 | 21 | 173 | 27 |  | Fixed | Roof
NJSTRE1545383636 | NJSRRE1542548374 | Transition Incentive Program | Pompton Plains | 7444 | 3 | 7.25 | Residential | Yes | Behind the Meter | Behind the Meter |  | None | Sunrun Installation Services, Inc. | JCP&L | Eligible for TI Program | 2019-10-16 | 2019-10-18 | 2021-10-30 | REC Solar | REC290TP2 BLK | Solar Panels |  | 0.29 | 4 | 263 | 27 |  | Fixed | Roof
NJSTRE1545383637 | NJSRRE1542544504 | Transition Incentive Program | Flemington | 8822 | 4 | 6.27 | Residential | No | Behind the Meter | Behind the Meter |  | None | Sunrun Installation Services, Inc. | JCP&L | Eligible for TI Program | 2019-10-15 | 2019-10-23 | 2021-10-30 | Delta Electronics | M5-TL-US | Inverters | 4800 |  | 1 |  |  | 0.96 |  | Outdoor | Next To Meter
NJSTRE1545383637 | NJSRRE1542544504 | Transition Incentive Program | Flemington | 8822 | 4 | 6.27 | Residential | No | Behind the Meter | Behind the Meter |  | None | Sunrun Installation Services, Inc. | JCP&L | Eligible for TI Program | 2019-10-15 | 2019-10-23 | 2021-10-30 | LG Electronics | LG330N1C-A5 | Solar Panels |  | 0.33 | 6 | 52 | 27 |  | Fixed | Roof
NJSTRE1545383637 | NJSRRE1542544504 | Transition Incentive Program | Flemington | 8822 | 4 | 6.27 | Residential | No | Behind the Meter | Behind the Meter |  | None | Sunrun Installation Services, Inc. | JCP&L | Eligible for TI Program | 2019-10-15 | 2019-10-23 | 2021-10-30 | LG Electronics | LG330N1C-A5 | Solar Panels |  | 0.33 | 13 | 232 | 27 |  | Fixed | Roof
NJSTRE1545383638 | NJSRRE1543040898 | Transition Incentive Program | Swainton | 8210 | 21 | 180 | Commercial | Yes | Behind the Meter | Behind the Meter |  | None | OCEAN SOLAR | AC Electric | Eligible for TI Program | 2019-11-06 | 2019-11-11 | 2021-10-30 | SMA | 50Kw Core 1 | Inverters | 50000 |  | 3 |  |  | 0.98 |  | Outdoor | On Array
NJSTRE1545383638 | NJSRRE1543040898 | Transition Incentive Program | Swainton | 8210 | 21 | 180 | Commercial | Yes | Behind the Meter | Behind the Meter |  | None | OCEAN SOLAR | AC Electric | Eligible for TI Program | 2019-11-06 | 2019-11-11 | 2021-10-30 | Solar World | SW 300 Mono | Solar Panels |  | 0.3 | 600 | 202 | 20 |  | Fixed | Ground
NJSTRE1545383641 | NJSRRE1542528139 | Transition Incentive Program | Irvington Town | 7111 | 9 | 7.04 | Residential | Yes | Behind the Meter | Behind the Meter |  | None | Skyline Solar, LLC | PSE&G | Eligible for TI Program | 2019-10-11 | 2019-10-15 | 2021-10-30 | SolarEdge | SE5000H-US | Inverters | 5000 |  | 1 |  |  | 0.99 |  | Outside | within ten feet of meter
NJSTRE1545383641 | NJSRRE1542528139 | Transition Incentive Program | Irvington Town | 7111 | 9 | 7.04 | Residential | Yes | Behind the Meter | Behind the Meter |  | None | Skyline Solar, LLC | PSE&G | Eligible for TI Program | 2019-10-11 | 2019-10-15 | 2021-10-30 | Hanwha Q-Cells | Q.PEAK DUO-G5 320 | Solar Panels |  | 0.32 | 22 | 301 | 14 |  | Fixed | Roof
NJSTRE1545383642 | NJSRRE1542832850 | Transition Incentive Program | sicklerville | 8081 | 14 | 16.35 | Residential | Yes | Behind the Meter | Net-metered residential rooftop and canopy |  | None | Vision Solar LLC | AC Electric | Accepted | 2019-10-30 | 2019-11-01 | 2021-10-30 | sunpower | e20-327-e-ac | Inverters | 0.32 |  | 50 |  |  | 0.96 |  | Other | behind panels
NJSTRE1545383642 | NJSRRE1542832850 | Transition Incentive Program | sicklerville | 8081 | 14 | 16.35 | Residential | Yes | Behind the Meter | Net-metered residential rooftop and canopy |  | None | Vision Solar LLC | AC Electric | Accepted | 2019-10-30 | 2019-11-01 | 2021-10-30 | sunpower | e20-327-e-ac | Solar Panels |  | 0.327 | 35 | 257 | 27 |  | Fixed | Roof
NJSTRE1545383642 | NJSRRE1542832850 | Transition Incentive Program | sicklerville | 8081 | 14 | 16.35 | Residential | Yes | Behind the Meter | Net-metered residential rooftop and canopy |  | None | Vision Solar LLC | AC Electric | Accepted | 2019-10-30 | 2019-11-01 | 2021-10-30 | sunpower | e20-327-e-ac | Solar Panels |  | 0.327 | 15 | 77 | 27 |  | Fixed | Roof
NJSTRE1545383644 | NJSRRE1543040987 | Transition Incentive Program | Swainton | 8210 | 21 | 99.9 | Commercial | No | Behind the Meter | Behind the Meter |  | None | OCEAN SOLAR | AC Electric | Eligible for TI Program | 2019-11-06 | 2019-11-11 | 2021-10-30 | SMA | SMA Core 1 50kw | Inverters | 50000 |  | 2 |  |  | 0.98 |  | Outside | on array
NJSTRE1545383644 | NJSRRE1543040987 | Transition Incentive Program | Swainton | 8210 | 21 | 99.9 | Commercial | No | Behind the Meter | Behind the Meter |  | None | OCEAN SOLAR | AC Electric | Eligible for TI Program | 2019-11-06 | 2019-11-11 | 2021-10-30 | Solar World | SW 300 Mono | Solar Panels |  | 0.3 | 333 | 202 | 20 |  | Fixed | Ground
NJSTRE1545383646 | NJSRRE1542431763 | Transition Incentive Program | Wayne | 7470 | 6 | 9.28 | Residential | No | Behind the Meter | Behind the Meter |  | None | Sunrun Installation Services, Inc. | PSE&G | Eligible for TI Program | 2019-09-24 | 2019-09-26 | 2021-10-30 | Ningbo Ginlong Technologies | Solis-1P7.6K-4G-US | Inverters | 7600 |  | 1 |  |  | 0.96 |  | Outdoor | Next To Meter
NJSTRE1545383646 | NJSRRE1542431763 | Transition Incentive Program | Wayne | 7470 | 6 | 9.28 | Residential | No | Behind the Meter | Behind the Meter |  | None | Sunrun Installation Services, Inc. | PSE&G | Eligible for TI Program | 2019-09-24 | 2019-09-26 | 2021-10-30 | REC Solar | REC290TP2 BLK | Solar Panels |  | 0.29 | 26 | 173 | 10 |  | Fixed | Roof
NJSTRE1545383646 | NJSRRE1542431763 | Transition Incentive Program | Wayne | 7470 | 6 | 9.28 | Residential | No | Behind the Meter | Behind the Meter |  | None | Sunrun Installation Services, Inc. | PSE&G | Eligible for TI Program | 2019-09-24 | 2019-09-26 | 2021-10-30 | REC Solar | REC290TP2 BLK | Solar Panels |  | 0.29 | 6 | 174 | 23 |  | Fixed | Roof
NJSTRE1545383648 | NJSRRE1542433966 | Transition Incentive Program | Newark | 7107 | 9 | 7.32 | Residential | No | Behind the Meter | Net-metered residential rooftop and canopy |  | None | Whitman Construction, LLC | PSE&G | Accepted | 2019-09-26 | 2019-09-27 | 2021-10-30 | Enphase Energy | IQ7-60-2-US | Inverters | 0.24 |  | 24 |  |  | 0.976 |  | Outside | roof
NJSTRE1545383648 | NJSRRE1542433966 | Transition Incentive Program | Newark | 7107 | 9 | 7.32 | Residential | No | Behind the Meter | Net-metered residential rooftop and canopy |  | None | Whitman Construction, LLC | PSE&G | Accepted | 2019-09-26 | 2019-09-27 | 2021-10-30 | Trina Solar | TSM-305DD05A | Solar Panels |  | 0.305 | 6 | 291 | 35 |  | Fixed | Roof
NJSTRE1545383648 | NJSRRE1542433966 | Transition Incentive Program | Newark | 7107 | 9 | 7.32 | Residential | No | Behind the Meter | Net-metered residential rooftop and canopy |  | None | Whitman Construction, LLC | PSE&G | Accepted | 2019-09-26 | 2019-09-27 | 2021-10-30 | Trina Solar | TSM-305DD05A | Solar Panels |  | 0.305 | 8 | 201 | 35 |  | Fixed | Roof
NJSTRE1545383648 | NJSRRE1542433966 | Transition Incentive Program | Newark | 7107 | 9 | 7.32 | Residential | No | Behind the Meter | Net-metered residential rooftop and canopy |  | None | Whitman Construction, LLC | PSE&G | Accepted | 2019-09-26 | 2019-09-27 | 2021-10-30 | Trina Solar | TSM-305DD05A | Solar Panels |  | 0.305 | 3 | 111 | 35 |  | Fixed | Roof
NJSTRE1545383648 | NJSRRE1542433966 | Transition Incentive Program | Newark | 7107 | 9 | 7.32 | Residential | No | Behind the Meter | Net-metered residential rooftop and canopy |  | None | Whitman Construction, LLC | PSE&G | Accepted | 2019-09-26 | 2019-09-27 | 2021-10-30 | Trina Solar | TSM-305DD05A | Solar Panels |  | 0.305 | 7 | 21 | 35 |  | Fixed | Roof
NJSTRE1545383649 | NJSRRE1542578637 | Transition Incentive Program | Hamilton Township | 8610 | 12 | 10.85 | Residential | No | Behind the Meter | Behind the Meter |  | None | Green Power Energy | PSE&G | Eligible for TI Program | 2019-10-23 | 2019-10-25 | 2021-10-30 | SolarEdge | SE10000H-US | Inverters | 10000 |  | 1 |  |  | 0.97 |  | Outside | Next to meter
NJSTRE1545383649 | NJSRRE1542578637 | Transition Incentive Program | Hamilton Township | 8610 | 12 | 10.85 | Residential | No | Behind the Meter | Behind the Meter |  | None | Green Power Energy | PSE&G | Eligible for TI Program | 2019-10-23 | 2019-10-25 | 2021-10-30 | Silfab | SLA310M | Solar Panels |  | 0.31 | 8 | 298 | 23 |  | Fixed | Roof
NJSTRE1545383649 | NJSRRE1542578637 | Transition Incentive Program | Hamilton Township | 8610 | 12 | 10.85 | Residential | No | Behind the Meter | Behind the Meter |  | None | Green Power Energy | PSE&G | Eligible for TI Program | 2019-10-23 | 2019-10-25 | 2021-10-30 | Silfab | SLA310M | Solar Panels |  | 0.31 | 27 | 116 | 18 |  | Fixed | Roof
NJSTRE1545383651 | NJSRRE1543041116 | Transition Incentive Program | Williamstown | 8094 | 15 | 8.99 | Residential | Yes | Behind the Meter | Behind the Meter |  | None | Sunrun Installation Services, Inc. | AC Electric | Eligible for TI Program | 2019-11-06 | 2019-11-08 | 2021-10-30 | Delta Electronics | M8-TL-US | Inverters | 7680 |  | 1 |  |  | 0.96 |  | Outdoor | Next To Meter
NJSTRE1545383651 | NJSRRE1543041116 | Transition Incentive Program | Williamstown | 8094 | 15 | 8.99 | Residential | Yes | Behind the Meter | Behind the Meter |  | None | Sunrun Installation Services, Inc. | AC Electric | Eligible for TI Program | 2019-11-06 | 2019-11-08 | 2021-10-30 | REC Solar | REC290TP2 BLK | Solar Panels |  | 0.29 | 31 | 112 | 34 |  | Fixed | Roof
NJSTRE1545383652 | NJSRRE1542433909 | Transition Incentive Program | Ventnor City | 8406 | 19 | 8.25 | Residential | No | Behind the Meter | Behind the Meter |  | None | Green Power Energy | AC Electric | Eligible for TI Program | 2019-09-25 | 2019-09-27 | 2021-10-30 | Solar Edge | SE7600H-US | Inverters | 7600 |  | 1 |  |  | 0.97 |  | Outside | next to meter
NJSTRE1545383652 | NJSRRE1542433909 | Transition Incentive Program | Ventnor City | 8406 | 19 | 8.25 | Residential | No | Behind the Meter | Behind the Meter |  | None | Green Power Energy | AC Electric | Eligible for TI Program | 2019-09-25 | 2019-09-27 | 2021-10-30 | Panasonic | VBHN330SA17 | Solar Panels |  | 0.33 | 4 | 147 | 27 |  | Fixed | Roof
NJSTRE1545383652 | NJSRRE1542433909 | Transition Incentive Program | Ventnor City | 8406 | 19 | 8.25 | Residential | No | Behind the Meter | Behind the Meter |  | None | Green Power Energy | AC Electric | Eligible for TI Program | 2019-09-25 | 2019-09-27 | 2021-10-30 | Panasonic | VBHN330SA17 | Solar Panels |  | 0.33 | 21 | 148 | 23 |  | Fixed | Roof
NJSTRE1545383653 | NJSRRE1542428863 | Transition Incentive Program | NORTH PLAINFIELD | 7063 | 10 | 7.25 | Residential | Yes | Behind the Meter | Net-metered residential rooftop and canopy |  | None | Vivint Solar Developer, LLC | PSE&G | Accepted | 2019-09-24 | 2019-09-25 | 2021-10-30 | Solar Edge | SE7600H-US000BNC4 | Inverters | 7600 |  | 1 |  |  | 0.992 |  | Outdoor | Near the Utility Meter
NJSTRE1545383653 | NJSRRE1542428863 | Transition Incentive Program | NORTH PLAINFIELD | 7063 | 10 | 7.25 | Residential | Yes | Behind the Meter | Net-metered residential rooftop and canopy |  | None | Vivint Solar Developer, LLC | PSE&G | Accepted | 2019-09-24 | 2019-09-25 | 2021-10-30 | Hanwha | Q.PEAK DUO BLK-G5 315w | Solar Panels |  | 0.315 | 6 | 314 | 26 |  | Fixed | Roof
NJSTRE1545383653 | NJSRRE1542428863 | Transition Incentive Program | NORTH PLAINFIELD | 7063 | 10 | 7.25 | Residential | Yes | Behind the Meter | Net-metered residential rooftop and canopy |  | None | Vivint Solar Developer, LLC | PSE&G | Accepted | 2019-09-24 | 2019-09-25 | 2021-10-30 | Hanwha | Q.PEAK DUO BLK-G5 315w | Solar Panels |  | 0.315 | 3 | 134 | 26 |  | Fixed | Roof
NJSTRE1545383653 | NJSRRE1542428863 | Transition Incentive Program | NORTH PLAINFIELD | 7063 | 10 | 7.25 | Residential | Yes | Behind the Meter | Net-metered residential rooftop and canopy |  | None | Vivint Solar Developer, LLC | PSE&G | Accepted | 2019-09-24 | 2019-09-25 | 2021-10-30 | Hanwha | Q.PEAK DUO BLK-G5 315w | Solar Panels |  | 0.315 | 14 | 134 | 35 |  | Fixed | Roof
NJSTRE1545383654 | NJSRRE1542525284 | Transition Incentive Program | northfield | 8225 | 19 | 12.16 | Commercial | Yes | Behind the Meter | Net-metered non-residential rooftop and canopy |  | None | CE Team Inc. | AC Electric | Accepted | 2019-10-10 | 2019-10-14 | 2021-10-30 | Solaredge | SE9000U | Inverters | 9000 |  | 1 |  |  | 0.955 |  | Outdoor | roof
NJSTRE1545383654 | NJSRRE1542525284 | Transition Incentive Program | northfield | 8225 | 19 | 12.16 | Commercial | Yes | Behind the Meter | Net-metered non-residential rooftop and canopy |  | None | CE Team Inc. | AC Electric | Accepted | 2019-10-10 | 2019-10-14 | 2021-10-30 | Axitec | AC380-72S | Solar Panels |  | 0.38 | 32 | 161 | 10 |  | Fixed | Roof
NJSTRE1545383655 | NJSRRE1542832715 | Transition Incentive Program | Mansfield | 8022 | 13 | 12.24 | Residential | No | Behind the Meter | Net-metered residential rooftop and canopy |  | None | SunPower Corporation, Systems | PSE&G | Final As-Built Received | 2019-10-30 | 2019-11-01 |  | SUNPOWER | SPR-X22-360-E-AC | Solar Panels |  | 0.36 | 17 | 190 | 30 |  | Fixed | Roof
NJSTRE1545383655 | NJSRRE1542832715 | Transition Incentive Program | Mansfield | 8022 | 13 | 12.24 | Residential | No | Behind the Meter | Net-metered residential rooftop and canopy |  | None | SunPower Corporation, Systems | PSE&G | Final As-Built Received | 2019-10-30 | 2019-11-01 |  | SUNPOWER | SPR-X22-360-E-AC | Solar Panels |  | 0.36 | 17 | 190 | 30 |  | Fixed | Roof
NJSTRE1545383655 | NJSRRE1542832715 | Transition Incentive Program | Mansfield | 8022 | 13 | 12.24 | Residential | No | Behind the Meter | Net-metered residential rooftop and canopy |  | None | SunPower Corporation, Systems | PSE&G | Final As-Built Received | 2019-10-30 | 2019-11-01 |  | SUNPOWER | SPR-X22-360-E-AC | Inverters | 320 |  | 34 |  |  | 0.96 |  | Other | under each panel
NJSTRE1545383655 | NJSRRE1542832715 | Transition Incentive Program | Mansfield | 8022 | 13 | 12.24 | Residential | No | Behind the Meter | Net-metered residential rooftop and canopy |  | None | SunPower Corporation, Systems | PSE&G | Final As-Built Received | 2019-10-30 | 2019-11-01 |  | SunPower | PVS6 | Meters |  |  | 1 |  |  |  | Yes | Outdoor
NJSTRE1545383658 | NJSRRE1542518870 | Transition Incentive Program | pennsauken | 8109 | 14 | 9.48 | Residential | Yes | Behind the Meter | Net-metered residential rooftop and canopy |  | None | Vision Solar LLC | PSE&G | Accepted | 2019-10-09 | 2019-10-14 | 2021-10-30 | sunpower | e20-327-e-ac | Inverters | 0.32 |  | 29 |  |  | 0.96 |  | Other | behind panels
NJSTRE1545383658 | NJSRRE1542518870 | Transition Incentive Program | pennsauken | 8109 | 14 | 9.48 | Residential | Yes | Behind the Meter | Net-metered residential rooftop and canopy |  | None | Vision Solar LLC | PSE&G | Accepted | 2019-10-09 | 2019-10-14 | 2021-10-30 | sunpower | e20-327-e-ac | Solar Panels |  | 0.327 | 4 | 262 | 27 |  | Fixed | Roof
NJSTRE1545383658 | NJSRRE1542518870 | Transition Incentive Program | pennsauken | 8109 | 14 | 9.48 | Residential | Yes | Behind the Meter | Net-metered residential rooftop and canopy |  | None | Vision Solar LLC | PSE&G | Accepted | 2019-10-09 | 2019-10-14 | 2021-10-30 | sunpower | e20-327-e-ac | Solar Panels |  | 0.327 | 9 | 82 | 27 |  | Fixed | Roof
NJSTRE1545383658 | NJSRRE1542518870 | Transition Incentive Program | pennsauken | 8109 | 14 | 9.48 | Residential | Yes | Behind the Meter | Net-metered residential rooftop and canopy |  | None | Vision Solar LLC | PSE&G | Accepted | 2019-10-09 | 2019-10-14 | 2021-10-30 | sunpowper | e20-327-e-ac | Solar Panels |  | 0.327 | 16 | 262 | 27 |  | Fixed | Roof
NJSTRE1545383659 | NJSRRE1543151679 | Transition Incentive Program | North Bergen | 7047 | 8 | 6.3 | Residential | Yes | Behind the Meter | Net-metered residential rooftop and canopy |  | None | Suntuity Solar LLC | PSE&G | Accepted | 2019-11-13 | 2019-11-15 | 2021-10-30 | Enphase Energy | IQ7-60-2-US | Inverters | 240 |  | 20 |  |  | 0.97 |  | Outdoor | Behind the PV Modules
NJSTRE1545383659 | NJSRRE1543151679 | Transition Incentive Program | North Bergen | 7047 | 8 | 6.3 | Residential | Yes | Behind the Meter | Net-metered residential rooftop and canopy |  | None | Suntuity Solar LLC | PSE&G | Accepted | 2019-11-13 | 2019-11-15 | 2021-10-30 | Yingli Green Energy | YL315D-30b | Solar Panels |  | 0.315 | 20 | 120 | 17 |  | Fixed | Roof
NJSTRE1545383660 | NJSRRE1542679433 | Transition Incentive Program | North Bergen | 7047 | 8 | 4.41 | Residential | No | Behind the Meter | Net-metered residential rooftop and canopy |  | None | Suntuity Solar LLC | PSE&G | Accepted | 2019-10-26 | 2019-10-29 | 2021-10-30 | Enphase Energy | IQ7-60-2-US | Inverters | 240 |  | 14 |  |  | 0.97 |  | Outdoor | Behind the PV Modules
NJSTRE1545383660 | NJSRRE1542679433 | Transition Incentive Program | North Bergen | 7047 | 8 | 4.41 | Residential | No | Behind the Meter | Net-metered residential rooftop and canopy |  | None | Suntuity Solar LLC | PSE&G | Accepted | 2019-10-26 | 2019-10-29 | 2021-10-30 | Yingli Green Energy | YL315D-30b | Solar Panels |  | 0.315 | 3 | 301 | 34 |  | Fixed | Roof
NJSTRE1545383660 | NJSRRE1542679433 | Transition Incentive Program | North Bergen | 7047 | 8 | 4.41 | Residential | No | Behind the Meter | Net-metered residential rooftop and canopy |  | None | Suntuity Solar LLC | PSE&G | Accepted | 2019-10-26 | 2019-10-29 | 2021-10-30 | Yingli Green Energy | YL315D-30b | Solar Panels |  | 0.315 | 11 | 121 | 34 |  | Fixed | Roof
NJSTRE1545383661 | NJSRRE1542461618 | Transition Incentive Program | FREEHOLD | 7728 | 17 | 7.56 | Residential | No | Behind the Meter | Behind the Meter |  | None | Tesla Energy Operations | JCP&L | Eligible for TI Program | 2019-09-30 | 2019-10-11 | 2021-10-30 | SOLAREDGE | SE7600H-US000SNC2 | Inverters | 7600 |  | 1 |  |  | 0.99 |  | Outside | OUTSIDE
NJSTRE1545383661 | NJSRRE1542461618 | Transition Incentive Program | FREEHOLD | 7728 | 17 | 7.56 | Residential | No | Behind the Meter | Behind the Meter |  | None | Tesla Energy Operations | JCP&L | Eligible for TI Program | 2019-09-30 | 2019-10-11 | 2021-10-30 | Hanwha Q-Cells | # Q.Peak DUO BLK-G5/SC315 | Solar Panels |  | 0.315 | 1 | 253 | 37 |  | Fixed | Roof | outside
NJSTRE1545383661 | NJSRRE1542461618 | Transition Incentive Program | FREEHOLD | 7728 | 17 | 7.56 | Residential | No | Behind the Meter | Behind the Meter |  | None | Tesla Energy Operations | JCP&L | Eligible for TI Program | 2019-09-30 | 2019-10-11 | 2021-10-30 | Hanwha Q-Cells | # Q.Peak DUO BLK-G5/SC315 | Solar Panels |  | 0.315 | 14 | 163 | 37 |  | Fixed | Roof | outside
NJSTRE1545383661 | NJSRRE1542461618 | Transition Incentive Program | FREEHOLD | 7728 | 17 | 7.56 | Residential | No | Behind the Meter | Behind the Meter |  | None | Tesla Energy Operations | JCP&L | Eligible for TI Program | 2019-09-30 | 2019-10-11 | 2021-10-30 | Hanwha Q-Cells | # Q.Peak DUO BLK-G5/SC315 | Solar Panels |  | 0.315 | 5 | 163 | 37 |  | Fixed | Roof | outside
NJSTRE1545383661 | NJSRRE1542461618 | Transition Incentive Program | FREEHOLD | 7728 | 17 | 7.56 | Residential | No | Behind the Meter | Behind the Meter |  | None | Tesla Energy Operations | JCP&L | Eligible for TI Program | 2019-09-30 | 2019-10-11 | 2021-10-30 | Hanwha Q-Cells | # Q.Peak DUO BLK-G5/SC315 | Solar Panels |  | 0.315 | 4 | 73 | 37 |  | Fixed | Roof | outside
NJSTRE1545383662 | NJSRRE1542424989 | Transition Incentive Program | CHERRY HILL | 8003 | 14 | 8.19 | Residential | Yes | Behind the Meter | Net-metered residential rooftop and canopy |  | None | Vivint Solar Developer, LLC | PSE&G | Accepted | 2019-09-20 | 2019-09-24 | 2021-10-30 | SOLAREDGE | SE7600H-US000BNC4 | Inverters | 7600 |  | 1 |  |  | 0.992 |  | Outdoor | Near The Utility Meter
NJSTRE1545383662 | NJSRRE1542424989 | Transition Incentive Program | CHERRY HILL | 8003 | 14 | 8.19 | Residential | Yes | Behind the Meter | Net-metered residential rooftop and canopy |  | None | Vivint Solar Developer, LLC | PSE&G | Accepted | 2019-09-20 | 2019-09-24 | 2021-10-30 | HANWHA SOLAR | Q.PEAK BLK-G5 315 | Solar Panels |  | 0.315 | 11 | 281 | 24 |  | Fixed | Roof
NJSTRE1545383662 | NJSRRE1542424989 | Transition Incentive Program | CHERRY HILL | 8003 | 14 | 8.19 | Residential | Yes | Behind the Meter | Net-metered residential rooftop and canopy |  | None | Vivint Solar Developer, LLC | PSE&G | Accepted | 2019-09-20 | 2019-09-24 | 2021-10-30 | HANWHA SOLAR | Q.PEAK BLK-G5 315 | Solar Panels |  | 0.315 | 15 | 281 | 19 |  | Fixed | Roof
NJSTRE1545383663 | NJSRRE1542528152 | Transition Incentive Program | Union | 7083 | 10 | 27.2 | Commercial | Yes | Behind the Meter | Net-metered non-residential rooftop and canopy |  | None | Powerlutions | PSE&G | Accepted | 2019-10-11 | 2019-10-15 | 2021-10-30 | SolarEdge | SE10000H-US | Inverters | 20 |  | 2 |  |  | 0.99 |  | Outdoor | Near Meter
NJSTRE1545383663 | NJSRRE1542528152 | Transition Incentive Program | Union | 7083 | 10 | 27.2 | Commercial | Yes | Behind the Meter | Net-metered non-residential rooftop and canopy |  | None | Powerlutions | PSE&G | Accepted | 2019-10-11 | 2019-10-15 | 2021-10-30 | Axitec | AC-320MH/120S | Solar Panels |  | 0.32 | 37 | 302 | 23 |  | Fixed | Roof
NJSTRE1545383663 | NJSRRE1542528152 | Transition Incentive Program | Union | 7083 | 10 | 27.2 | Commercial | Yes | Behind the Meter | Net-metered non-residential rooftop and canopy |  | None | Powerlutions | PSE&G | Accepted | 2019-10-11 | 2019-10-15 | 2021-10-30 | Axitec | AC-320MH/120S | Solar Panels |  | 0.32 | 36 | 122 | 23 |  | Fixed | Roof
NJSTRE1545383663 | NJSRRE1542528152 | Transition Incentive Program | Union | 7083 | 10 | 27.2 | Commercial | Yes | Behind the Meter | Net-metered non-residential rooftop and canopy |  | None | Powerlutions | PSE&G | Accepted | 2019-10-11 | 2019-10-15 | 2021-10-30 | Axitec | AC-320MH/120S | Solar Panels |  | 0.32 | 12 | 212 | 23 |  | Fixed | Roof
NJSTRE1545383664 | NJSRRE1542448621 | Transition Incentive Program | WEST ORANGE | 7052 | 9 | 13.55 | Residential | Yes | Behind the Meter | Net-metered residential rooftop and canopy |  | None | Vivint Solar Developer, LLC | PSE&G | Accepted | 2019-09-27 | 2019-10-01 | 2021-10-30 | Solar Edge | SE10000H-US000BNC4 | Inverters | 10000 |  | 1 |  |  | 0.992 |  | Outdoor | Near the Utility Meter
NJSTRE1545383664 | NJSRRE1542448621 | Transition Incentive Program | WEST ORANGE | 7052 | 9 | 13.55 | Residential | Yes | Behind the Meter | Net-metered residential rooftop and canopy |  | None | Vivint Solar Developer, LLC | PSE&G | Accepted | 2019-09-27 | 2019-10-01 | 2021-10-30 | Hanwha | Q.PEAK BLK-G5 315w | Solar Panels |  | 0.315 | 16 | 283 | 37 |  | Fixed | Roof
NJSTRE1545383664 | NJSRRE1542448621 | Transition Incentive Program | WEST ORANGE | 7052 | 9 | 13.55 | Residential | Yes | Behind the Meter | Net-metered residential rooftop and canopy |  | None | Vivint Solar Developer, LLC | PSE&G | Accepted | 2019-09-27 | 2019-10-01 | 2021-10-30 | Hanwha | Q.PEAK BLK-G5 315 | Solar Panels |  | 0.315 | 15 | 12 | 31 |  | Fixed | Roof
NJSTRE1545383664 | NJSRRE1542448621 | Transition Incentive Program | WEST ORANGE | 7052 | 9 | 13.55 | Residential | Yes | Behind the Meter | Net-metered residential rooftop and canopy |  | None | Vivint Solar Developer, LLC | PSE&G | Accepted | 2019-09-27 | 2019-10-01 | 2021-10-30 | Hanwha | Q.PEAK BLK-G5 315 | Solar Panels |  | 0.315 | 12 | 103 | 37 |  | Fixed | Roof
NJSTRE1545383666 | NJSRRE1542561127 | Transition Incentive Program | Matawan | 7747 | 17 | 5.28 | Residential | Yes | Behind the Meter | Net-metered residential rooftop and canopy |  | None | Tesla Energy Operations | JCP&L | Accepted | 2019-10-19 | 2019-10-22 | 2021-10-30 | SOLAREDGE | SE5000H-US000SNC2 | Inverters | 5000 |  | 1 |  |  | 0.985 |  | Outdoor | Ourdoor
NJSTRE1545383666 | NJSRRE1542561127 | Transition Incentive Program | Matawan | 7747 | 17 | 5.28 | Residential | Yes | Behind the Meter | Net-metered residential rooftop and canopy |  | None | Tesla Energy Operations | JCP&L | Accepted | 2019-10-19 | 2019-10-22 | 2021-10-30 | Panasonic | Standard #SC330 | Solar Panels |  | 0.33 | 5 | 348 | 11 |  | Fixed | Roof
NJSTRE1545383666 | NJSRRE1542561127 | Transition Incentive Program | Matawan | 7747 | 17 | 5.28 | Residential | Yes | Behind the Meter | Net-metered residential rooftop and canopy |  | None | Tesla Energy Operations | JCP&L | Accepted | 2019-10-19 | 2019-10-22 | 2021-10-30 | Panasonic | SolarCity Standard #SC330 | Solar Panels |  | 0.33 | 4 | 168 | 40 |  | Fixed | Roof
NJSTRE1545383666 | NJSRRE1542561127 | Transition Incentive Program | Matawan | 7747 | 17 | 5.28 | Residential | Yes | Behind the Meter | Net-metered residential rooftop and canopy |  | None | Tesla Energy Operations | JCP&L | Accepted | 2019-10-19 | 2019-10-22 | 2021-10-30 | Panasonic | SolarCity Standard #SC330 | Solar Panels |  | 0.33 | 7 | 168 | 20 |  | Fixed | Roof
NJSTRE1545383667 | NJSRRE1543067336 | Transition Incentive Program | WILLINGBORO | 8046 | 13 | 3.47 | Residential | Yes | Behind the Meter | Net-metered residential rooftop and canopy |  | None | Vivint Solar Developer, LLC | PSE&G | Accepted | 2019-11-12 | 2019-11-14 | 2021-10-30 | Solar Edge | SE3800H-US000BNC4 | Inverters | 3800 |  | 1 |  |  | 0.992 |  | Outdoor | Near the utility meter
NJSTRE1545383667 | NJSRRE1543067336 | Transition Incentive Program | WILLINGBORO | 8046 | 13 | 3.47 | Residential | Yes | Behind the Meter | Net-metered residential rooftop and canopy |  | None | Vivint Solar Developer, LLC | PSE&G | Accepted | 2019-11-12 | 2019-11-14 | 2021-10-30 | Hanwha | Q.PEAK BLK-G5 315 | Solar Panels |  | 0.315 | 11 | 189 | 42 |  | Fixed | Roof
NJSTRE1545383669 | NJSRRE1542967086 | Transition Incentive Program | Cedar Brook | 8018 | 14 | 8.37 | Residential | Yes | Behind the Meter | Behind the Meter |  | None | All Season Solar | AC Electric | Eligible for TI Program | 2019-11-05 | 2019-11-07 | 2021-10-30 | Enphase | IQ7 | Inverters | 240 |  | 27 |  |  | 0.97 |  | Outdoor | Under Module
NJSTRE1545383669 | NJSRRE1542967086 | Transition Incentive Program | Cedar Brook | 8018 | 14 | 8.37 | Residential | Yes | Behind the Meter | Behind the Meter |  | None | All Season Solar | AC Electric | Eligible for TI Program | 2019-11-05 | 2019-11-07 | 2021-10-30 | Trina | TSM DD05H.05II 310W AUG 2019 | Solar Panels |  | 0.31 | 6 | 134 | 18 |  | Fixed | Roof
NJSTRE1545383669 | NJSRRE1542967086 | Transition Incentive Program | Cedar Brook | 8018 | 14 | 8.37 | Residential | Yes | Behind the Meter | Behind the Meter |  | None | All Season Solar | AC Electric | Eligible for TI Program | 2019-11-05 | 2019-11-07 | 2021-10-30 | Trina | TSM DD05H.05II 310W AUG 2019 | Solar Panels |  | 0.31 | 21 | 134 | 18 |  | Fixed | Roof
NJSTRE1545383670 | NJSRRE1543257771 | Transition Incentive Program | Blackwood | 8012 | 14 | 5.99 | Residential | Yes | Behind the Meter | Net-metered residential rooftop and canopy |  | None | Vivint Solar Developer, LLC | PSE&G | Accepted | 2019-11-15 | 2019-11-19 | 2021-10-30 | solar edge | SE7600H-US000BNC4 | Inverters | 7600 |  | 1 |  |  | 0.992 |  | Outdoor | near utility meter
NJSTRE1545383670 | NJSRRE1543257771 | Transition Incentive Program | Blackwood | 8012 | 14 | 5.99 | Residential | Yes | Behind the Meter | Net-metered residential rooftop and canopy |  | None | Vivint Solar Developer, LLC | PSE&G | Accepted | 2019-11-15 | 2019-11-19 | 2021-10-30 | HANWHA SOLAR | Q.PEAK BLK-G5 315 | Solar Panels |  | 0.315 | 3 | 202 | 19 |  | Fixed | Roof
NJSTRE1545383670 | NJSRRE1543257771 | Transition Incentive Program | Blackwood | 8012 | 14 | 5.99 | Residential | Yes | Behind the Meter | Net-metered residential rooftop and canopy |  | None | Vivint Solar Developer, LLC | PSE&G | Accepted | 2019-11-15 | 2019-11-19 | 2021-10-30 | HANWHA SOLAR | Q.PEAK BLK-G5 315 | Solar Panels |  | 0.315 | 2 | 202 | 19 |  | Fixed | Roof
NJSTRE1545383670 | NJSRRE1543257771 | Transition Incentive Program | Blackwood | 8012 | 14 | 5.99 | Residential | Yes | Behind the Meter | Net-metered residential rooftop and canopy |  | None | Vivint Solar Developer, LLC | PSE&G | Accepted | 2019-11-15 | 2019-11-19 | 2021-10-30 | HANWHA SOLAR | Q.PEAK BLK-G5 315 | Solar Panels |  | 0.315 | 14 | 202 | 19 |  | Fixed | Roof
NJSTRE1545383671 | NJSRRE1542476182 | Transition Incentive Program | Sewell | 8080 | 15 | 14.39 | Residential | Yes | Behind the Meter | Net-metered residential rooftop and canopy |  | None | SunPower Corporation, Systems | AC Electric | Accepted | 2019-10-01 | 2019-10-03 | 2021-10-30 | SUNPOWER | SPR-E20-327-E-AC | Inverters | 320 |  | 44 |  |  | 0.96 |  | Other | under each panel
NJSTRE1545383671 | NJSRRE1542476182 | Transition Incentive Program | Sewell | 8080 | 15 | 14.39 | Residential | Yes | Behind the Meter | Net-metered residential rooftop and canopy |  | None | SunPower Corporation, Systems | AC Electric | Accepted | 2019-10-01 | 2019-10-03 | 2021-10-30 | SUNPOWER | SPR-E20-327-E-AC | Solar Panels |  | 0.327 | 5 | 201 | 20 |  | Fixed | Roof
NJSTRE1545383671 | NJSRRE1542476182 | Transition Incentive Program | Sewell | 8080 | 15 | 14.39 | Residential | Yes | Behind the Meter | Net-metered residential rooftop and canopy |  | None | SunPower Corporation, Systems | AC Electric | Accepted | 2019-10-01 | 2019-10-03 | 2021-10-30 | SUNPOWER | SPR-E20-327-E-AC | Solar Panels |  | 0.327 | 27 | 111 | 20 |  | Fixed | Roof
NJSTRE1545383671 | NJSRRE1542476182 | Transition Incentive Program | Sewell | 8080 | 15 | 14.39 | Residential | Yes | Behind the Meter | Net-metered residential rooftop and canopy |  | None | SunPower Corporation, Systems | AC Electric | Accepted | 2019-10-01 | 2019-10-03 | 2021-10-30 | SUNPOWER | SPR-E20-327-E-AC | Solar Panels |  | 0.327 | 12 | 291 | 20 |  | Fixed | Roof
NJSTRE1545383672 | NJSRRE1542548346 | Transition Incentive Program | Woodland Park | 7424 | 6 | 10.56 | Residential | No | Behind the Meter | Behind the Meter |  | None | ACDC Solar LLC | PSE&G | Eligible for TI Program | 2019-10-16 | 2019-10-22 | 2021-10-30 | Solaredge | SE7600US-A | Inverters | 7600 |  | 1 |  |  | 0.97 |  | Outside | Side of house
NJSTRE1545383672 | NJSRRE1542548346 | Transition Incentive Program | Woodland Park | 7424 | 6 | 10.56 | Residential | No | Behind the Meter | Behind the Meter |  | None | ACDC Solar LLC | PSE&G | Eligible for TI Program | 2019-10-16 | 2019-10-22 | 2021-10-30 | Canadian Solar | CS1H-330MS | Solar Panels |  | 0.33 | 32 | 197 | 41 |  | Fixed | Roof
NJSTRE1545383673 | NJSRRE1542561892 | Transition Incentive Program | PENNSAUKEN | 8109 | 14 | 11.97 | Residential | No | Behind the Meter | Net-metered residential rooftop and canopy |  | None | Vivint Solar Developer, LLC | PSE&G | Accepted | 2019-10-21 | 2019-10-22 | 2021-10-30 | Solar Edge | SE10000H-US | Inverters | 10000 |  | 1 |  |  | 0.992 |  | Outdoor | Near the Utility Meter
NJSTRE1545383673 | NJSRRE1542561892 | Transition Incentive Program | PENNSAUKEN | 8109 | 14 | 11.97 | Residential | No | Behind the Meter | Net-metered residential rooftop and canopy |  | None | Vivint Solar Developer, LLC | PSE&G | Accepted | 2019-10-21 | 2019-10-22 | 2021-10-30 | Hanwha | Q.PEAK BLK-G5 315 | Solar Panels |  | 0.315 | 6 | 265 | 25 |  | Fixed | Roof
NJSTRE1545383673 | NJSRRE1542561892 | Transition Incentive Program | PENNSAUKEN | 8109 | 14 | 11.97 | Residential | No | Behind the Meter | Net-metered residential rooftop and canopy |  | None | Vivint Solar Developer, LLC | PSE&G | Accepted | 2019-10-21 | 2019-10-22 | 2021-10-30 | Hanwha | Q.PEAK BLK-G5 315 | Solar Panels |  | 0.315 | 14 | 85 | 27 |  | Fixed | Roof
NJSTRE1545383673 | NJSRRE1542561892 | Transition Incentive Program | PENNSAUKEN | 8109 | 14 | 11.97 | Residential | No | Behind the Meter | Net-metered residential rooftop and canopy |  | None | Vivint Solar Developer, LLC | PSE&G | Accepted | 2019-10-21 | 2019-10-22 | 2021-10-30 | Hanwha | Q.PEAK BLK-G5 315 | Solar Panels |  | 0.315 | 12 | 265 | 25 |  | Fixed | Roof
NJSTRE1545383673 | NJSRRE1542561892 | Transition Incentive Program | PENNSAUKEN | 8109 | 14 | 11.97 | Residential | No | Behind the Meter | Net-metered residential rooftop and canopy |  | None | Vivint Solar Developer, LLC | PSE&G | Accepted | 2019-10-21 | 2019-10-22 | 2021-10-30 | Hanwha | Q.PEAK BLK-G5 315 | Solar Panels |  | 0.315 | 6 | 85 | 21 |  | Fixed | Roof
NJSTRE1545383674 | NJSRRE1542574885 | Transition Incentive Program | South Dennis | 8210 | 21 | 17.66 | Residential | Yes | Behind the Meter | Net-metered residential rooftop and canopy |  | None | Vision Solar LLC | AC Electric | Accepted | 2019-10-22 | 2019-10-23 | 2021-10-30 | sunpower | e20-327-e-ac | Inverters | 0.32 |  | 54 |  |  | 0.96 |  | Other | behind panels
NJSTRE1545383674 | NJSRRE1542574885 | Transition Incentive Program | South Dennis | 8210 | 21 | 17.66 | Residential | Yes | Behind the Meter | Net-metered residential rooftop and canopy |  | None | Vision Solar LLC | AC Electric | Accepted | 2019-10-22 | 2019-10-23 | 2021-10-30 | sunpower | e20-327-e-ac | Solar Panels |  | 0.327 | 15 | 97 | 27 |  | Fixed | Roof
NJSTRE1545383674 | NJSRRE1542574885 | Transition Incentive Program | South Dennis | 8210 | 21 | 17.66 | Residential | Yes | Behind the Meter | Net-metered residential rooftop and canopy |  | None | Vision Solar LLC | AC Electric | Accepted | 2019-10-22 | 2019-10-23 | 2021-10-30 | sunpower | e20-327-e-ac | Solar Panels |  | 0.327 | 22 | 185 | 18 |  | Fixed | Roof
NJSTRE1545383674 | NJSRRE1542574885 | Transition Incentive Program | South Dennis | 8210 | 21 | 17.66 | Residential | Yes | Behind the Meter | Net-metered residential rooftop and canopy |  | None | Vision Solar LLC | AC Electric | Accepted | 2019-10-22 | 2019-10-23 | 2021-10-30 | sunpower | e20-327-e-ac | Solar Panels |  | 0.327 | 17 | 5 | 18 |  | Fixed | Roof
NJSTRE1545383675 | NJSRRE1543046162 | Transition Incentive Program | Mount Laurel Township | 8054 | 13 | 8.5 | Residential | No | Behind the Meter | Net-metered residential rooftop and canopy |  | None | SunPower Corporation, Systems | PSE&G | Accepted | 2019-11-07 | 2019-11-12 | 2021-10-30 | SUNPOWER | SPR-E20-327-E-AC | Inverters | 320 |  | 26 |  |  | 0.96 |  | Other | under each panel
NJSTRE1545383675 | NJSRRE1543046162 | Transition Incentive Program | Mount Laurel Township | 8054 | 13 | 8.5 | Residential | No | Behind the Meter | Net-metered residential rooftop and canopy |  | None | SunPower Corporation, Systems | PSE&G | Accepted | 2019-11-07 | 2019-11-12 | 2021-10-30 | SUNPOWER | SPR-E20-327-E-AC | Solar Panels |  | 0.327 | 5 | 153 | 30 |  | Fixed | Roof
NJSTRE1545383675 | NJSRRE1543046162 | Transition Incentive Program | Mount Laurel Township | 8054 | 13 | 8.5 | Residential | No | Behind the Meter | Net-metered residential rooftop and canopy |  | None | SunPower Corporation, Systems | PSE&G | Accepted | 2019-11-07 | 2019-11-12 | 2021-10-30 | SUNPOWER | SPR-E20-327-E-AC | Solar Panels |  | 0.327 | 21 | 153 | 30 |  | Fixed | Roof
NJSTRE1545383676 | NJSRRE1542428418 | Transition Incentive Program | Englishtown | 7726 | 17 | 20.79 | Residential | Yes | Behind the Meter | Net-metered residential rooftop and canopy |  | None | Vivint Solar Developer, LLC | JCP&L | Accepted | 2019-09-23 | 2019-09-25 | 2021-10-30 | Solar Edge | SE7600H-US000BNC4 | Inverters | 7600 |  | 2 |  |  | 0.992 |  | Outdoor | near the utility meter
NJSTRE1545383676 | NJSRRE1542428418 | Transition Incentive Program | Englishtown | 7726 | 17 | 20.79 | Residential | Yes | Behind the Meter | Net-metered residential rooftop and canopy |  | None | Vivint Solar Developer, LLC | JCP&L | Accepted | 2019-09-23 | 2019-09-25 | 2021-10-30 | Hanwha Solar | Q.PEAK BLK-G5 315 | Solar Panels |  | 0.315 | 5 | 73 | 20 |  | Fixed | Roof
NJSTRE1545383676 | NJSRRE1542428418 | Transition Incentive Program | Englishtown | 7726 | 17 | 20.79 | Residential | Yes | Behind the Meter | Net-metered residential rooftop and canopy |  | None | Vivint Solar Developer, LLC | JCP&L | Accepted | 2019-09-23 | 2019-09-25 | 2021-10-30 | Hanwha Solar | Q.PEAK BLK-G5 315 | Solar Panels |  | 0.315 | 7 | 73 | 20 |  | Fixed | Roof
NJSTRE1545383676 | NJSRRE1542428418 | Transition Incentive Program | Englishtown | 7726 | 17 | 20.79 | Residential | Yes | Behind the Meter | Net-metered residential rooftop and canopy |  | None | Vivint Solar Developer, LLC | JCP&L | Accepted | 2019-09-23 | 2019-09-25 | 2021-10-30 | Hanwha Solar | Q.PEAK BLK-G5 315 | Solar Panels |  | 0.315 | 5 | 73 | 20 |  | Fixed | Roof
NJSTRE1545383676 | NJSRRE1542428418 | Transition Incentive Program | Englishtown | 7726 | 17 | 20.79 | Residential | Yes | Behind the Meter | Net-metered residential rooftop and canopy |  | None | Vivint Solar Developer, LLC | JCP&L | Accepted | 2019-09-23 | 2019-09-25 | 2021-10-30 | Hanwha Solar | Q.PEAK BLK-G5 315 | Solar Panels |  | 0.315 | 4 | 253 | 20 |  | Fixed | Roof
NJSTRE1545383676 | NJSRRE1542428418 | Transition Incentive Program | Englishtown | 7726 | 17 | 20.79 | Residential | Yes | Behind the Meter | Net-metered residential rooftop and canopy |  | None | Vivint Solar Developer, LLC | JCP&L | Accepted | 2019-09-23 | 2019-09-25 | 2021-10-30 | Hanwha Solar | Q.PEAK BLK-G5 315 | Solar Panels |  | 0.315 | 24 | 253 | 20 |  | Fixed | Roof
NJSTRE1545383676 | NJSRRE1542428418 | Transition Incentive Program | Englishtown | 7726 | 17 | 20.79 | Residential | Yes | Behind the Meter | Net-metered residential rooftop and canopy |  | None | Vivint Solar Developer, LLC | JCP&L | Accepted | 2019-09-23 | 2019-09-25 | 2021-10-30 | Hanwha Solar | Q.PEAK BLK-G5 315 | Solar Panels |  | 0.315 | 8 | 253 | 20 |  | Fixed | Roof
NJSTRE1545383676 | NJSRRE1542428418 | Transition Incentive Program | Englishtown | 7726 | 17 | 20.79 | Residential | Yes | Behind the Meter | Net-metered residential rooftop and canopy |  | None | Vivint Solar Developer, LLC | JCP&L | Accepted | 2019-09-23 | 2019-09-25 | 2021-10-30 | Hanwha Solar | Q.PEAK BLK-G5 315 | Solar Panels |  | 0.315 | 13 | 73 | 20 |  | Fixed | Roof
NJSTRE1545383677 | NJSRRE1542461133 | Transition Incentive Program | Sicklerville | 8081 | 14 | 13.08 | Residential | Yes | Behind the Meter | Net-metered residential rooftop and canopy |  | None | Castle Energy, LLC | AC Electric | Accepted | 2019-09-30 | 2019-10-02 | 2021-10-30 | SunPower | SPR-E20-327-C-AC Type E | Inverters | 240 |  | 40 |  |  | 0.975 |  | Outside | on the rooftop under each solar panel
NJSTRE1545383677 | NJSRRE1542461133 | Transition Incentive Program | Sicklerville | 8081 | 14 | 13.08 | Residential | Yes | Behind the Meter | Net-metered residential rooftop and canopy |  | None | Castle Energy, LLC | AC Electric | Accepted | 2019-09-30 | 2019-10-02 | 2021-10-30 | SunPower | SPR-E20-327-C-AC | Solar Panels |  | 0.327 | 22 | 245 | 30 |  | Fixed | Roof
NJSTRE1545383677 | NJSRRE1542461133 | Transition Incentive Program | Sicklerville | 8081 | 14 | 13.08 | Residential | Yes | Behind the Meter | Net-metered residential rooftop and canopy |  | None | Castle Energy, LLC | AC Electric | Accepted | 2019-09-30 | 2019-10-02 | 2021-10-30 | SunPower | SPR-E20-327-C-AC | Solar Panels |  | 0.327 | 18 | 65 | 30 |  | Fixed | Roof
NJSTRE1545383678 | NJSRRE1543060792 | Transition Incentive Program | Millville | 8332 | 20 | 12.92 | Residential | Yes | Behind the Meter | Net-metered residential rooftop and canopy |  | None | Vivint Solar Developer, LLC | AC Electric | Accepted | 2019-11-08 | 2019-11-13 | 2021-10-30 | SOLAREDGE | SE10000H-US000BNC4 | Inverters | 10000 |  | 1 |  |  | 0.992 |  | Outdoor | Near the Utility Meter
NJSTRE1545383678 | NJSRRE1543060792 | Transition Incentive Program | Millville | 8332 | 20 | 12.92 | Residential | Yes | Behind the Meter | Net-metered residential rooftop and canopy |  | None | Vivint Solar Developer, LLC | AC Electric | Accepted | 2019-11-08 | 2019-11-13 | 2021-10-30 | HANWHA SOLAR | Q.PEAK BLK-G5 315 | Solar Panels |  | 0.315 | 17 | 85 | 14 |  | Fixed | Roof
NJSTRE1545383678 | NJSRRE1543060792 | Transition Incentive Program | Millville | 8332 | 20 | 12.92 | Residential | Yes | Behind the Meter | Net-metered residential rooftop and canopy |  | None | Vivint Solar Developer, LLC | AC Electric | Accepted | 2019-11-08 | 2019-11-13 | 2021-10-30 | HANWHA SOLAR | Q.PEAK BLK-G5 315 | Solar Panels |  | 0.315 | 24 | 265 | 14 |  | Fixed | Roof
NJSTRE1545383683 | NJSRRE1542547029 | Transition Incentive Program | Cape May | 8204 | 21 | 10.23 | Residential | Yes | Behind the Meter | Behind the Meter |  | None | Orbit Energy & Power, LLC | AC Electric | Eligible for TI Program | 2019-10-16 | 2019-10-18 | 2021-10-30 | enphase | iq7 | Inverters | 240 |  | 33 |  |  | 0.986 |  | Outside | panel
NJSTRE1545383683 | NJSRRE1542547029 | Transition Incentive Program | Cape May | 8204 | 21 | 10.23 | Residential | Yes | Behind the Meter | Behind the Meter |  | None | Orbit Energy & Power, LLC | AC Electric | Eligible for TI Program | 2019-10-16 | 2019-10-18 | 2021-10-30 | trina | tsm 310 | Solar Panels |  | 0.31 | 30 | 114 | 20 |  | Fixed | Roof
NJSTRE1545383683 | NJSRRE1542547029 | Transition Incentive Program | Cape May | 8204 | 21 | 10.23 | Residential | Yes | Behind the Meter | Behind the Meter |  | None | Orbit Energy & Power, LLC | AC Electric | Eligible for TI Program | 2019-10-16 | 2019-10-18 | 2021-10-30 | trina | tsm 310 | Solar Panels |  | 0.31 | 3 | 294 | 20 |  | Fixed | Roof
NJSTRE1545383684 | NJSRRE1542528756 | Transition Incentive Program | Irvington City | 7111 | 9 | 4.06 | Residential | Yes | Behind the Meter | Behind the Meter |  | None | Sunrun Installation Services, Inc. | PSE&G | Eligible for TI Program | 2019-10-11 | 2019-10-15 | 2021-10-30 | SolarEdge Technologies | SE3800H-USRGM | Inverters | 3800 |  | 1 |  |  | 0.96 |  | Outdoor | Next To Meter
NJSTRE1545383684 | NJSRRE1542528756 | Transition Incentive Program | Irvington City | 7111 | 9 | 4.06 | Residential | Yes | Behind the Meter | Behind the Meter |  | None | Sunrun Installation Services, Inc. | PSE&G | Eligible for TI Program | 2019-10-11 | 2019-10-15 | 2021-10-30 | REC Solar | REC290TP2 BLK | Solar Panels |  | 0.29 | 11 | 213 | 43 |  | Fixed | Roof
NJSTRE1545383684 | NJSRRE1542528756 | Transition Incentive Program | Irvington City | 7111 | 9 | 4.06 | Residential | Yes | Behind the Meter | Behind the Meter |  | None | Sunrun Installation Services, Inc. | PSE&G | Eligible for TI Program | 2019-10-11 | 2019-10-15 | 2021-10-30 | REC Solar | REC290TP2 BLK | Solar Panels |  | 0.29 | 3 | 212 | 18 |  | Fixed | Roof
NJSTRE1545383685 | NJSRRE1542521333 | Transition Incentive Program | Lincoln Park | 7035 | 3 | 4.8 | Residential | No | Behind the Meter | Net-metered residential rooftop and canopy |  | None | SunPower Corporation, Systems | JCP&L | Accepted | 2019-10-09 | 2019-10-11 | 2021-10-30 | SUNPOWER | SPR-A400-G-AC | Inverters | 320 |  | 12 |  |  | 0.97 |  | Other | under each panel
NJSTRE1545383685 | NJSRRE1542521333 | Transition Incentive Program | Lincoln Park | 7035 | 3 | 4.8 | Residential | No | Behind the Meter | Net-metered residential rooftop and canopy |  | None | SunPower Corporation, Systems | JCP&L | Accepted | 2019-10-09 | 2019-10-11 | 2021-10-30 | SUNPOWER | SPR-A400-G-AC | Solar Panels |  | 0.4 | 12 | 142 | 8 |  | Fixed | Roof
NJSTRE1545383686 | NJSRRE1543040897 | Transition Incentive Program | Phillipsburg | 8865 | 2 | 14.72 | Residential | Yes | Behind the Meter | Net-metered residential rooftop and canopy |  | None | SunPower Corporation, Systems | JCP&L | Accepted | 2019-11-06 | 2019-11-08 | 2021-10-30 | SUNPOWER | SPR-E20-327-E-AC | Inverters | 320 |  | 45 |  |  | 0.96 |  | Other | under each panel
NJSTRE1545383686 | NJSRRE1543040897 | Transition Incentive Program | Phillipsburg | 8865 | 2 | 14.72 | Residential | Yes | Behind the Meter | Net-metered residential rooftop and canopy |  | None | SunPower Corporation, Systems | JCP&L | Accepted | 2019-11-06 | 2019-11-08 | 2021-10-30 | SUNPOWER | SPR-E20-327-E-AC | Solar Panels |  | 0.327 | 13 | 67 | 25 |  | Fixed | Roof
NJSTRE1545383686 | NJSRRE1543040897 | Transition Incentive Program | Phillipsburg | 8865 | 2 | 14.72 | Residential | Yes | Behind the Meter | Net-metered residential rooftop and canopy |  | None | SunPower Corporation, Systems | JCP&L | Accepted | 2019-11-06 | 2019-11-08 | 2021-10-30 | SUNPOWER | SPR-E20-327-E-AC | Solar Panels |  | 0.327 | 22 | 247 | 25 |  | Fixed | Roof
NJSTRE1545383686 | NJSRRE1543040897 | Transition Incentive Program | Phillipsburg | 8865 | 2 | 14.72 | Residential | Yes | Behind the Meter | Net-metered residential rooftop and canopy |  | None | SunPower Corporation, Systems | JCP&L | Accepted | 2019-11-06 | 2019-11-08 | 2021-10-30 | SUNPOWER | SPR-E20-327-E-AC | Solar Panels |  | 0.327 | 10 | 67 | 35 |  | Fixed | Roof
NJSTRE1545383687 | NJSRRE1542556276 | Transition Incentive Program | Toms River | 8755 | 18 | 9.81 | Residential | No | Behind the Meter | Net-metered residential rooftop and canopy |  | None | SunPower Corporation, Systems | JCP&L | Accepted | 2019-10-18 | 2019-10-21 | 2021-10-30 | SUNPOWER | SPR-E20-327-E-AC | Inverters | 320 |  | 30 |  |  | 0.96 |  | Other | under each panel
NJSTRE1545383687 | NJSRRE1542556276 | Transition Incentive Program | Toms River | 8755 | 18 | 9.81 | Residential | No | Behind the Meter | Net-metered residential rooftop and canopy |  | None | SunPower Corporation, Systems | JCP&L | Accepted | 2019-10-18 | 2019-10-21 | 2021-10-30 | SUNPOWER | SPR-E20-327-E-AC | Solar Panels |  | 0.327 | 30 | 217 | 20 |  | Fixed | Roof
NJSTRE1545383692 | NJSRRE1542461030 | Transition Incentive Program | Burlington | 8016 | 13 | 13.34 | Residential | Yes | Behind the Meter | Behind the Meter |  | None | Sunrun Installation Services, Inc. | PSE&G | Eligible for TI Program | 2019-09-30 | 2019-10-02 | 2021-10-30 | Ningbo Ginlong Technologies | Solis-1P5K-4G-US | Inverters | 5000 |  | 1 |  |  | 0.96 |  | Outdoor | Next To Meter
NJSTRE1545383692 | NJSRRE1542461030 | Transition Incentive Program | Burlington | 8016 | 13 | 13.34 | Residential | Yes | Behind the Meter | Behind the Meter |  | None | Sunrun Installation Services, Inc. | PSE&G | Eligible for TI Program | 2019-09-30 | 2019-10-02 | 2021-10-30 | Ningbo Ginlong Technologies | Solis-1P9K-4G-US | Inverters | 9000 |  | 1 |  |  | 0.96 |  | Outdoor | Next To Meter
NJSTRE1545383692 | NJSRRE1542461030 | Transition Incentive Program | Burlington | 8016 | 13 | 13.34 | Residential | Yes | Behind the Meter | Behind the Meter |  | None | Sunrun Installation Services, Inc. | PSE&G | Eligible for TI Program | 2019-09-30 | 2019-10-02 | 2021-10-30 | REC Solar | REC290TP2 BLK | Solar Panels |  | 0.29 | 20 | 211 | 27 |  | Fixed | Roof
NJSTRE1545383692 | NJSRRE1542461030 | Transition Incentive Program | Burlington | 8016 | 13 | 13.34 | Residential | Yes | Behind the Meter | Behind the Meter |  | None | Sunrun Installation Services, Inc. | PSE&G | Eligible for TI Program | 2019-09-30 | 2019-10-02 | 2021-10-30 | REC Solar | REC290TP2 BLK | Solar Panels |  | 0.29 | 26 | 32 | 27 |  | Fixed | Roof
NJSTRE1545383696 | NJSRRE1542431387 | Transition Incentive Program | Hightstown | 8520 | 12 | 8.91 | Residential | Yes | Behind the Meter | Behind the Meter |  | None | Sunrun Installation Services, Inc. | JCP&L | Eligible for TI Program | 2019-09-24 | 2019-09-26 | 2021-10-30 | SolarEdge Technologies | SE7600H-USRGM | Inverters | 7600 |  | 1 |  |  | 0.96 |  | Outdoor | Next To Meter
NJSTRE1545383696 | NJSRRE1542431387 | Transition Incentive Program | Hightstown | 8520 | 12 | 8.91 | Residential | Yes | Behind the Meter | Behind the Meter |  | None | Sunrun Installation Services, Inc. | JCP&L | Eligible for TI Program | 2019-09-24 | 2019-09-26 | 2021-10-30 | LG Electronics | LG330N1C-A5 | Solar Panels |  | 0.33 | 8 | 92 | 15 |  | Fixed | Roof
NJSTRE1545383696 | NJSRRE1542431387 | Transition Incentive Program | Hightstown | 8520 | 12 | 8.91 | Residential | Yes | Behind the Meter | Behind the Meter |  | None | Sunrun Installation Services, Inc. | JCP&L | Eligible for TI Program | 2019-09-24 | 2019-09-26 | 2021-10-30 | LG Electronics | LG330N1C-A5 | Solar Panels |  | 0.33 | 3 | 2 | 18 |  | Fixed | Roof
NJSTRE1545383696 | NJSRRE1542431387 | Transition Incentive Program | Hightstown | 8520 | 12 | 8.91 | Residential | Yes | Behind the Meter | Behind the Meter |  | None | Sunrun Installation Services, Inc. | JCP&L | Eligible for TI Program | 2019-09-24 | 2019-09-26 | 2021-10-30 | LG Electronics | LG330N1C-A5 | Solar Panels |  | 0.33 | 13 | 271 | 18 |  | Fixed | Roof
NJSTRE1545383696 | NJSRRE1542431387 | Transition Incentive Program | Hightstown | 8520 | 12 | 8.91 | Residential | Yes | Behind the Meter | Behind the Meter |  | None | Sunrun Installation Services, Inc. | JCP&L | Eligible for TI Program | 2019-09-24 | 2019-09-26 | 2021-10-30 | LG Electronics | LG330N1C-A5 | Solar Panels |  | 0.33 | 3 | 182 | 19 |  | Fixed | Roof
NJSTRE1545383699 | NJSRRE1542431444 | Transition Incentive Program | Absecon | 8201 | 19 | 27.8 | Residential | Yes | Behind the Meter | Behind the Meter |  | None | Sun Up Zero Down | AC Electric | Eligible for TI Program | 2019-09-24 | 2019-09-26 | 2021-10-30 | Sunpower | SPR-E20-327-C-AC | Inverters | 27200 |  | 85 |  |  | 0.96 |  | Other | behind panels
NJSTRE1545383699 | NJSRRE1542431444 | Transition Incentive Program | Absecon | 8201 | 19 | 27.8 | Residential | Yes | Behind the Meter | Behind the Meter |  | None | Sun Up Zero Down | AC Electric | Eligible for TI Program | 2019-09-24 | 2019-09-26 | 2021-10-30 | Sunpower | SPR-E20-327-C-AC | Solar Panels |  | 0.327 | 34 | 7 | 25 |  | Fixed | Roof
NJSTRE1545383699 | NJSRRE1542431444 | Transition Incentive Program | Absecon | 8201 | 19 | 27.8 | Residential | Yes | Behind the Meter | Behind the Meter |  | None | Sun Up Zero Down | AC Electric | Eligible for TI Program | 2019-09-24 | 2019-09-26 | 2021-10-30 | SUnpower | SPR-E20-327-C-AC | Solar Panels |  | 0.327 | 40 | 187 | 25 |  | Fixed | Roof
NJSTRE1545383699 | NJSRRE1542431444 | Transition Incentive Program | Absecon | 8201 | 19 | 27.8 | Residential | Yes | Behind the Meter | Behind the Meter |  | None | Sun Up Zero Down | AC Electric | Eligible for TI Program | 2019-09-24 | 2019-09-26 | 2021-10-30 | Sunpower | SPR-E20-327-C-AC | Solar Panels |  | 0.327 | 11 | 7 | 14 |  | Fixed | Roof
NJSTRE1545383700 | NJSRRE1542501289 | Transition Incentive Program | Newfield | 8344 | 15 | 4.8 | Residential | Yes | Behind the Meter | Net-metered residential rooftop and canopy |  | None | Bright Planet Solar | AC Electric | Accepted | 2019-10-03 | 2019-10-08 | 2021-10-30 | SOLAR EDGE | SE3800H-USRGM | Inverters | 3800 |  | 1 |  |  | 0.98 |  | Outdoor | NEXT TO METER
NJSTRE1545383700 | NJSRRE1542501289 | Transition Incentive Program | Newfield | 8344 | 15 | 4.8 | Residential | Yes | Behind the Meter | Net-metered residential rooftop and canopy |  | None | Bright Planet Solar | AC Electric | Accepted | 2019-10-03 | 2019-10-08 | 2021-10-30 | HANWHA Q-CELLS | Q.PEAK-G4.1 300W | Solar Panels |  | 0.3 | 9 | 94 | 23 |  | Fixed | Roof
NJSTRE1545383700 | NJSRRE1542501289 | Transition Incentive Program | Newfield | 8344 | 15 | 4.8 | Residential | Yes | Behind the Meter | Net-metered residential rooftop and canopy |  | None | Bright Planet Solar | AC Electric | Accepted | 2019-10-03 | 2019-10-08 | 2021-10-30 | HANWHA Q-CELLS | Q.PEAK-G4.1 300W | Solar Panels |  | 0.3 | 7 | 183 | 23 |  | Fixed | Roof
NJSTRE1545383701 | NJSRRE1542576384 | Transition Incentive Program | West Berlin | 8091 | 14 | 10.73 | Residential | Yes | Behind the Meter | Behind the Meter |  | None | Sunrun Installation Services, Inc. | AC Electric | Eligible for TI Program | 2019-10-22 | 2019-10-24 | 2021-10-30 | Delta Electronics | M5-TL-US | Inverters | 4800 |  | 1 |  |  | 0.96 |  | Outdoor | Next To Meter
NJSTRE1545383701 | NJSRRE1542576384 | Transition Incentive Program | West Berlin | 8091 | 14 | 10.73 | Residential | Yes | Behind the Meter | Behind the Meter |  | None | Sunrun Installation Services, Inc. | AC Electric | Eligible for TI Program | 2019-10-22 | 2019-10-24 | 2021-10-30 | Delta Electronics | M4-TL-US | Inverters | 3840 |  | 1 |  |  | 0.96 |  | Outdoor | Next To Meter
NJSTRE1545383701 | NJSRRE1542576384 | Transition Incentive Program | West Berlin | 8091 | 14 | 10.73 | Residential | Yes | Behind the Meter | Behind the Meter |  | None | Sunrun Installation Services, Inc. | AC Electric | Eligible for TI Program | 2019-10-22 | 2019-10-24 | 2021-10-30 | REC Solar | REC290TP2 BLK | Solar Panels |  | 0.29 | 21 | 7 | 23 |  | Fixed | Roof
NJSTRE1545383701 | NJSRRE1542576384 | Transition Incentive Program | West Berlin | 8091 | 14 | 10.73 | Residential | Yes | Behind the Meter | Behind the Meter |  | None | Sunrun Installation Services, Inc. | AC Electric | Eligible for TI Program | 2019-10-22 | 2019-10-24 | 2021-10-30 | REC Solar | REC290TP2 BLK | Solar Panels |  | 0.29 | 16 | 187 | 23 |  | Fixed | Roof
NJSTRE1545383702 | NJSRRE1542885420 | Transition Incentive Program | Sussex | 7461 | 1 | 10.15 | Residential | Yes | Behind the Meter | Behind the Meter |  | None | Sunrun Installation Services, Inc. | JCP&L | Eligible for TI Program | 2019-11-01 | 2019-11-05 | 2021-10-30 | Delta Electronics | M8-TL-US | Inverters | 7680 |  | 1 |  |  | 0.96 |  | Outdoor | Next To Meter
NJSTRE1545383702 | NJSRRE1542885420 | Transition Incentive Program | Sussex | 7461 | 1 | 10.15 | Residential | Yes | Behind the Meter | Behind the Meter |  | None | Sunrun Installation Services, Inc. | JCP&L | Eligible for TI Program | 2019-11-01 | 2019-11-05 | 2021-10-30 | REC Solar | REC290TP2 BLK | Solar Panels |  | 0.29 | 12 | 123 | 23 |  | Fixed | Roof
NJSTRE1545383702 | NJSRRE1542885420 | Transition Incentive Program | Sussex | 7461 | 1 | 10.15 | Residential | Yes | Behind the Meter | Behind the Meter |  | None | Sunrun Installation Services, Inc. | JCP&L | Eligible for TI Program | 2019-11-01 | 2019-11-05 | 2021-10-30 | REC Solar | REC290TP2 BLK | Solar Panels |  | 0.29 | 13 | 303 | 23 |  | Fixed | Roof
NJSTRE1545383702 | NJSRRE1542885420 | Transition Incentive Program | Sussex | 7461 | 1 | 10.15 | Residential | Yes | Behind the Meter | Behind the Meter |  | None | Sunrun Installation Services, Inc. | JCP&L | Eligible for TI Program | 2019-11-01 | 2019-11-05 | 2021-10-30 | REC Solar | REC290TP2 BLK | Solar Panels |  | 0.29 | 10 | 213 | 23 |  | Fixed | Roof
NJSTRE1545383703 | NJSRRE1542883223 | Transition Incentive Program | DUNELLEN | 8812 | 11 | 13.23 | Residential | Yes | Behind the Meter | Net-metered residential rooftop and canopy |  | None | Vivint Solar Developer, LLC | PSE&G | Accepted | 2019-11-01 | 2019-11-05 | 2021-10-30 | Solar Edge | SE7600H-US000BNC4 | Inverters | 7600 |  | 1 |  |  | 0.992 |  | Outdoor | Near the utility meter
NJSTRE1545383703 | NJSRRE1542883223 | Transition Incentive Program | DUNELLEN | 8812 | 11 | 13.23 | Residential | Yes | Behind the Meter | Net-metered residential rooftop and canopy |  | None | Vivint Solar Developer, LLC | PSE&G | Accepted | 2019-11-01 | 2019-11-05 | 2021-10-30 | Solar Edge | SE3800H-US000BNC4 | Inverters | 3800 |  | 1 |  |  | 0.992 |  | Outdoor | Near the utility meter
NJSTRE1545383703 | NJSRRE1542883223 | Transition Incentive Program | DUNELLEN | 8812 | 11 | 13.23 | Residential | Yes | Behind the Meter | Net-metered residential rooftop and canopy |  | None | Vivint Solar Developer, LLC | PSE&G | Accepted | 2019-11-01 | 2019-11-05 | 2021-10-30 | Hanwha | Q.PEAK BLK-G5 315 | Solar Panels |  | 0.315 | 8 | 82 | 23 |  | Fixed | Roof
NJSTRE1545383703 | NJSRRE1542883223 | Transition Incentive Program | DUNELLEN | 8812 | 11 | 13.23 | Residential | Yes | Behind the Meter | Net-metered residential rooftop and canopy |  | None | Vivint Solar Developer, LLC | PSE&G | Accepted | 2019-11-01 | 2019-11-05 | 2021-10-30 | Hanwha | Q.PEAK BLK-G5 315 | Solar Panels |  | 0.315 | 10 | 172 | 14 |  | Fixed | Roof
NJSTRE1545383703 | NJSRRE1542883223 | Transition Incentive Program | DUNELLEN | 8812 | 11 | 13.23 | Residential | Yes | Behind the Meter | Net-metered residential rooftop and canopy |  | None | Vivint Solar Developer, LLC | PSE&G | Accepted | 2019-11-01 | 2019-11-05 | 2021-10-30 | Hanwha | Q.PEAK BLK-G5 315 | Solar Panels |  | 0.315 | 18 | 262 | 23 |  | Fixed | Roof
NJSTRE1545383703 | NJSRRE1542883223 | Transition Incentive Program | DUNELLEN | 8812 | 11 | 13.23 | Residential | Yes | Behind the Meter | Net-metered residential rooftop and canopy |  | None | Vivint Solar Developer, LLC | PSE&G | Accepted | 2019-11-01 | 2019-11-05 | 2021-10-30 | Hanwha | Q.PEAK BLK-G5 315 | Solar Panels |  | 0.315 | 6 | 82 | 10 |  | Fixed | Roof
NJSTRE1545383704 | NJSRRE1542561789 | Transition Incentive Program | Vineland | 8360 | 20 | 6.62 | Residential | Yes | Behind the Meter | Behind the Meter |  | None | Trinity Solar | Vineland Muni Electric | Eligible for TI Program | 2019-10-21 | 2019-10-22 | 2021-10-30 | Solar Edge | SE5000H-US0SHBNC4 | Meters |  |  | 1 |  |  |  | Yes | Outdoor
NJSTRE1545383704 | NJSRRE1542561789 | Transition Incentive Program | Vineland | 8360 | 20 | 6.62 | Residential | Yes | Behind the Meter | Behind the Meter |  | None | Trinity Solar | Vineland Muni Electric | Eligible for TI Program | 2019-10-21 | 2019-10-22 | 2021-10-30 | Solar Edge | SE5000 | Inverters | 5000 |  | 1 |  |  | 0.97 |  | Outside | side of home
NJSTRE1545383704 | NJSRRE1542561789 | Transition Incentive Program | Vineland | 8360 | 20 | 6.62 | Residential | Yes | Behind the Meter | Behind the Meter |  | None | Trinity Solar | Vineland Muni Electric | Eligible for TI Program | 2019-10-21 | 2019-10-22 | 2021-10-30 | Hanwha 315 | Q.PEAK DUO BLK-G5 315 | Solar Panels |  | 0.315 | 18 | 109 | 34 |  | Fixed | Roof
NJSTRE1545383704 | NJSRRE1542561789 | Transition Incentive Program | Vineland | 8360 | 20 | 6.62 | Residential | Yes | Behind the Meter | Behind the Meter |  | None | Trinity Solar | Vineland Muni Electric | Eligible for TI Program | 2019-10-21 | 2019-10-22 | 2021-10-30 | Hanwha 315 | Q.PEAK DUO BLK-G5 315 | Solar Panels |  | 0.315 | 3 | 199 | 43 |  | Fixed | Roof
NJSTRE1545383705 | NJSRRE1542447193 | Transition Incentive Program | Pleasantville | 8232 | 19 | 9.6 | Residential | Yes | Behind the Meter | Behind the Meter |  | None | Skyline Solar, LLC | AC Electric | Eligible for TI Program | 2019-09-27 | 2019-10-01 | 2021-10-30 | SolarEdge | SE7600H-US | Inverters | 7600 |  | 1 |  |  | 0.99 |  | Outside | within ten feet of meter
NJSTRE1545383705 | NJSRRE1542447193 | Transition Incentive Program | Pleasantville | 8232 | 19 | 9.6 | Residential | Yes | Behind the Meter | Behind the Meter |  | None | Skyline Solar, LLC | AC Electric | Eligible for TI Program | 2019-09-27 | 2019-10-01 | 2021-10-30 | Hanwha Q-Cells | Q.PEAK DUO-G5 320 | Solar Panels |  | 0.32 | 30 | 295115 | 20 |  | Fixed | Roof
NJSTRE1545383706 | NJSRRE1542850455 | Transition Incentive Program | Irvington Town | 7111 | 9 | 8.12 | Residential | Yes | Behind the Meter | Behind the Meter |  | None | Sunrun Installation Services, Inc. | PSE&G | Eligible for TI Program | 2019-10-31 | 2019-11-04 | 2021-10-30 | Delta Electronics | M8-TL-US | Inverters | 7680 |  | 1 |  |  | 0.96 |  | Outdoor | Next To Meter
NJSTRE1545383706 | NJSRRE1542850455 | Transition Incentive Program | Irvington Town | 7111 | 9 | 8.12 | Residential | Yes | Behind the Meter | Behind the Meter |  | None | Sunrun Installation Services, Inc. | PSE&G | Eligible for TI Program | 2019-10-31 | 2019-11-04 | 2021-10-30 | REC Solar | REC290TP2 BLK | Solar Panels |  | 0.29 | 28 | 216 | 10 |  | Fixed | Roof
NJSTRE1545383707 | NJSRRE1542579688 | Transition Incentive Program | Maywood | 7607 | 7 | 6.12 | Residential | No | Behind the Meter | Behind the Meter |  | None | Green Power Energy | PSE&G | Eligible for TI Program | 2019-10-23 | 2019-10-25 | 2021-10-30 | SolarEdge | SE5000H-US | Inverters | 5000 |  | 1 |  |  | 0.97 |  | Outside | Next to meter
NJSTRE1545383707 | NJSRRE1542579688 | Transition Incentive Program | Maywood | 7607 | 7 | 6.12 | Residential | No | Behind the Meter | Behind the Meter |  | None | Green Power Energy | PSE&G | Eligible for TI Program | 2019-10-23 | 2019-10-25 | 2021-10-30 | S-ENERGY | SN360M-10 | Solar Panels |  | 0.36 | 17 | 218 | 23 |  | Fixed | Roof
NJSTRE1545383709 | NJSRRE1542425717 | Transition Incentive Program | Barnegat | 8005 | 18 | 4.96 | Residential | No | Behind the Meter | Net-metered residential rooftop and canopy |  | None | Solar Energy World | AC Electric | Accepted | 2019-09-20 | 2019-09-24 | 2021-10-30 | Solar Edge | SE5000H-USRGM | Inverters | 5000 |  | 1 |  |  | 0.983 |  | Outside | near meter
NJSTRE1545383709 | NJSRRE1542425717 | Transition Incentive Program | Barnegat | 8005 | 18 | 4.96 | Residential | No | Behind the Meter | Net-metered residential rooftop and canopy |  | None | Solar Energy World | AC Electric | Accepted | 2019-09-20 | 2019-09-24 | 2021-10-30 | LONGi Green Energy Technology | LR6-60PE-310M | Solar Panels |  | 0.31 | 16 | 314 | 32 |  | Fixed | Roof
NJSTRE1545383711 | NJSRRE1542494042 | Transition Incentive Program | Keyport | 7735 | 17 | 9.77 | Residential | Yes | Behind the Meter | Net-metered residential rooftop and canopy |  | None | Vivint Solar Developer, LLC | JCP&L | Accepted | 2019-10-02 | 2019-10-04 | 2021-10-30 | SOLAREDGE | SE7600H-US000BNC4 | Inverters | 7600 |  | 1 |  |  | 0.992 |  | Outdoor | Near The Utility Meter
NJSTRE1545383711 | NJSRRE1542494042 | Transition Incentive Program | Keyport | 7735 | 17 | 9.77 | Residential | Yes | Behind the Meter | Net-metered residential rooftop and canopy |  | None | Vivint Solar Developer, LLC | JCP&L | Accepted | 2019-10-02 | 2019-10-04 | 2021-10-30 | Hanwha Solar | Q.PEAK BLK-G5 315 | Solar Panels |  | 0.315 | 23 | 346 | 26 |  | Fixed | Roof
NJSTRE1545383711 | NJSRRE1542494042 | Transition Incentive Program | Keyport | 7735 | 17 | 9.77 | Residential | Yes | Behind the Meter | Net-metered residential rooftop and canopy |  | None | Vivint Solar Developer, LLC | JCP&L | Accepted | 2019-10-02 | 2019-10-04 | 2021-10-30 | Hanwha Solar | Q.PEAK BLK-G5 315 | Solar Panels |  | 0.315 | 8 | 166 | 26 |  | Fixed | Roof
NJSTRE1545383713 | NJSRRE1542428473 | Transition Incentive Program | LONG BRANCH | 7740 | 17 | 2.52 | Residential | Yes | Behind the Meter | Net-metered residential rooftop and canopy |  | None | Vivint Solar Developer, LLC | JCP&L | Accepted | 2019-09-23 | 2019-09-25 | 2021-10-30 | SOLAR EDGE | SE3800H-US | Inverters | 3800 |  | 1 |  |  | 0.992 |  | Outdoor | NEAR UTILITY METER
NJSTRE1545383713 | NJSRRE1542428473 | Transition Incentive Program | LONG BRANCH | 7740 | 17 | 2.52 | Residential | Yes | Behind the Meter | Net-metered residential rooftop and canopy |  | None | Vivint Solar Developer, LLC | JCP&L | Accepted | 2019-09-23 | 2019-09-25 | 2021-10-30 | HANWHA SOLAR | Q.PEAK BLK-G5 315 | Solar Panels |  | 0.315 | 6 | 277 | 39 |  | Fixed | Roof
NJSTRE1545383713 | NJSRRE1542428473 | Transition Incentive Program | LONG BRANCH | 7740 | 17 | 2.52 | Residential | Yes | Behind the Meter | Net-metered residential rooftop and canopy |  | None | Vivint Solar Developer, LLC | JCP&L | Accepted | 2019-09-23 | 2019-09-25 | 2021-10-30 | HANWHA SOLAR | Q.PEAK BLK-G5 315 | Solar Panels |  | 0.315 | 2 | 97 | 13 |  | Fixed | Roof
NJSTRE1545383714 | NJSRRE1542461546 | Transition Incentive Program | Franklinville | 8322 | 15 | 10.03 | Residential | No | Behind the Meter | Net-metered residential rooftop and canopy |  | None | Bright Planet Solar | AC Electric | Accepted | 2019-09-30 | 2019-10-01 | 2021-10-30 | SOLAR EDGE | SE7600H-USRGM | Inverters | 7600 |  | 1 |  |  | 0.98 |  | Outdoor | NEXT TO METER
NJSTRE1545383714 | NJSRRE1542461546 | Transition Incentive Program | Franklinville | 8322 | 15 | 10.03 | Residential | No | Behind the Meter | Net-metered residential rooftop and canopy |  | None | Bright Planet Solar | AC Electric | Accepted | 2019-09-30 | 2019-10-01 | 2021-10-30 | HANWHA Q-CELLS | Q.PEAK BLK-G4.1 295W | Solar Panels |  | 0.295 | 24 | 191 | 20 |  | Fixed | Roof
NJSTRE1545383714 | NJSRRE1542461546 | Transition Incentive Program | Franklinville | 8322 | 15 | 10.03 | Residential | No | Behind the Meter | Net-metered residential rooftop and canopy |  | None | Bright Planet Solar | AC Electric | Accepted | 2019-09-30 | 2019-10-01 | 2021-10-30 | HANWHA Q-CELLS | Q.PEAK BLK-G4.1 295W | Solar Panels |  | 0.295 | 10 | 11 | 20 |  | Fixed | Roof
NJSTRE1545383716 | NJSRRE1542909574 | Transition Incentive Program | Manville | 8835 | 5 | 9.45 | Residential | Yes | Behind the Meter | Net-metered residential rooftop and canopy |  | None | Vivint Solar Developer, LLC | PSE&G | Accepted | 2019-11-04 | 2019-11-06 | 2021-10-30 | Solar Edge | SE7600H-US000BNC4 | Inverters | 7600 |  | 1 |  |  | 0.992 |  | Outdoor | Near the utility meter
NJSTRE1545383716 | NJSRRE1542909574 | Transition Incentive Program | Manville | 8835 | 5 | 9.45 | Residential | Yes | Behind the Meter | Net-metered residential rooftop and canopy |  | None | Vivint Solar Developer, LLC | PSE&G | Accepted | 2019-11-04 | 2019-11-06 | 2021-10-30 | Hanwha | Q.PEAK BLK-G5 315 | Solar Panels |  | 0.315 | 16 | 308 | 7 |  | Fixed | Roof
NJSTRE1545383716 | NJSRRE1542909574 | Transition Incentive Program | Manville | 8835 | 5 | 9.45 | Residential | Yes | Behind the Meter | Net-metered residential rooftop and canopy |  | None | Vivint Solar Developer, LLC | PSE&G | Accepted | 2019-11-04 | 2019-11-06 | 2021-10-30 | Hanwha | Q.PEAK BLK-G5 315 | Solar Panels |  | 0.315 | 14 | 128 | 7 |  | Fixed | Roof
NJSTRE1545383717 | NJSRRE1542781325 | Transition Incentive Program | Pleasantville | 8232 | 19 | 5.12 | Residential | Yes | Behind the Meter | Behind the Meter |  | None | Skyline Solar, LLC | AC Electric | Eligible for TI Program | 2019-10-30 | 2019-11-01 | 2021-10-30 | SolarEdge | SE3800H-US | Inverters | 3800 |  | 1 |  |  | 0.99 |  | Outside | within ten feet of meter
NJSTRE1545383717 | NJSRRE1542781325 | Transition Incentive Program | Pleasantville | 8232 | 19 | 5.12 | Residential | Yes | Behind the Meter | Behind the Meter |  | None | Skyline Solar, LLC | AC Electric | Eligible for TI Program | 2019-10-30 | 2019-11-01 | 2021-10-30 | Hanwha Q-Cells | Q.PEAK DUO-G5 320 | Solar Panels |  | 0.32 | 16 | 223133 | 42 |  | Fixed | Roof
NJSTRE1545383718 | NJSRRE1542581417 | Transition Incentive Program | Washington Twp | 8012 | 14 | 5.89 | Residential | No | Behind the Meter | Behind the Meter |  | None | Spectrum Energy, Inc. | PSE&G | Eligible for TI Program | 2019-10-24 | 2019-10-28 | 2021-10-30 | ENPHASE | IQ7-60-ACM-US | Inverters | 240 |  | 19 |  |  | 0.97 |  | Outside | MICROINVERTERS UNDER EACH PANEL
NJSTRE1545383718 | NJSRRE1542581417 | Transition Incentive Program | Washington Twp | 8012 | 14 | 5.89 | Residential | No | Behind the Meter | Behind the Meter |  | None | Spectrum Energy, Inc. | PSE&G | Eligible for TI Program | 2019-10-24 | 2019-10-28 | 2021-10-30 | AXITEC | AC-310MH/120SB | Solar Panels |  | 0.31 | 11 | 207 | 18 |  | Fixed | Roof
NJSTRE1545383718 | NJSRRE1542581417 | Transition Incentive Program | Washington Twp | 8012 | 14 | 5.89 | Residential | No | Behind the Meter | Behind the Meter |  | None | Spectrum Energy, Inc. | PSE&G | Eligible for TI Program | 2019-10-24 | 2019-10-28 | 2021-10-30 | AXITEC | AC-310MH/120SB | Solar Panels |  | 0.31 | 8 | 297 | 19 |  | Fixed | Roof
NJSTRE1545383719 | NJSRRE1542445442 | Transition Incentive Program | Woodbridge | 8863 | 11 | 5.89 | Residential | No | Behind the Meter | Net-metered residential rooftop and canopy |  | None | Sunpower Capital LLC | PSE&G | Accepted | 2019-09-26 | 2019-09-30 | 2021-10-30 | SUNPOWER | TYPE E | Inverters | 320 |  | 18 |  |  | 0.92 |  | Outside | NA
NJSTRE1545383719 | NJSRRE1542445442 | Transition Incentive Program | Woodbridge | 8863 | 11 | 5.89 | Residential | No | Behind the Meter | Net-metered residential rooftop and canopy |  | None | Sunpower Capital LLC | PSE&G | Accepted | 2019-09-26 | 2019-09-30 | 2021-10-30 | SUNPOWER | 327W | Solar Panels |  | 0.327 | 18 | 192 | 21 |  | Fixed | Roof
NJSTRE1545383721 | NJSRRE1542790735 | Transition Incentive Program | Hillsborough | 8844 | 5 | 9.6 | Residential | Yes | Behind the Meter | Behind the Meter |  | None | Skyline Solar, LLC | JCP&L | Eligible for TI Program | 2019-10-30 | 2019-12-04 | 2021-10-30 | SolarEdge | SE7600H-US | Inverters | 7600 |  | 1 |  |  | 0.99 |  | Outside | within ten feet of meter
NJSTRE1545383721 | NJSRRE1542790735 | Transition Incentive Program | Hillsborough | 8844 | 5 | 9.6 | Residential | Yes | Behind the Meter | Behind the Meter |  | None | Skyline Solar, LLC | JCP&L | Eligible for TI Program | 2019-10-30 | 2019-12-04 | 2021-10-30 | Hanwha Q-Cells | Q.PEAK DUO-G5 320 | Solar Panels |  | 0.32 | 30 | 158338 | 28 |  | Fixed | Roof
NJSTRE1545383722 | NJSRRE1543066079 | Transition Incentive Program | Elmwood Park | 7407 | 7 | 6.93 | Residential | Yes | Behind the Meter | Net-metered residential rooftop and canopy |  | None | Vivint Solar Developer, LLC | PSE&G | Accepted | 2019-11-11 | 2019-11-14 | 2021-10-30 | solar edge | SE7600H-US000BNC4 | Inverters | 7600 |  | 1 |  |  | 0.992 |  | Outdoor | near the utility meter
NJSTRE1545383722 | NJSRRE1543066079 | Transition Incentive Program | Elmwood Park | 7407 | 7 | 6.93 | Residential | Yes | Behind the Meter | Net-metered residential rooftop and canopy |  | None | Vivint Solar Developer, LLC | PSE&G | Accepted | 2019-11-11 | 2019-11-14 | 2021-10-30 | Hanwha Solar | Q.PEAK BLK-G5 315 | Solar Panels |  | 0.315 | 8 | 339 | 40 |  | Fixed | Roof
NJSTRE1545383722 | NJSRRE1543066079 | Transition Incentive Program | Elmwood Park | 7407 | 7 | 6.93 | Residential | Yes | Behind the Meter | Net-metered residential rooftop and canopy |  | None | Vivint Solar Developer, LLC | PSE&G | Accepted | 2019-11-11 | 2019-11-14 | 2021-10-30 | Hanwha Solar | Q.PEAK BLK-G5 315 | Solar Panels |  | 0.315 | 14 | 159 | 40 |  | Fixed | Roof
NJSTRE1545383723 | NJSRRE1542521307 | Transition Incentive Program | Mckee City | 8234 | 19 | 7.04 | Residential | Yes | Behind the Meter | Behind the Meter |  | None | Skyline Solar, LLC | AC Electric | Eligible for TI Program | 2019-10-09 | 2019-10-11 | 2021-10-30 | SolarEdge | SE500H-US | Inverters | 5000 |  | 1 |  |  | 0.99 |  | Outside | within ten feet of meter
NJSTRE1545383723 | NJSRRE1542521307 | Transition Incentive Program | Mckee City | 8234 | 19 | 7.04 | Residential | Yes | Behind the Meter | Behind the Meter |  | None | Skyline Solar, LLC | AC Electric | Eligible for TI Program | 2019-10-09 | 2019-10-11 | 2021-10-30 | Hanwha Q-Cells | Q.PEAK DUO-G5 320 | Solar Panels |  | 0.32 | 22 | 109199289 | 34 |  | Fixed | Roof
NJSTRE1545383730 | NJSRRE1542445457 | Transition Incentive Program | Sicklerville | 8081 | 14 | 4.1 | Residential | Yes | Behind the Meter | Net-metered residential rooftop and canopy |  | None | Vivint Solar Developer, LLC | AC Electric | Accepted | 2019-09-26 | 2019-11-22 | 2021-10-30 | Solar Edge | SE3800H-US000BNC4 | Inverters | 3800 |  | 1 |  |  | 0.992 |  | Outdoor | Near the Utility Meter
NJSTRE1545383730 | NJSRRE1542445457 | Transition Incentive Program | Sicklerville | 8081 | 14 | 4.1 | Residential | Yes | Behind the Meter | Net-metered residential rooftop and canopy |  | None | Vivint Solar Developer, LLC | AC Electric | Accepted | 2019-09-26 | 2019-11-22 | 2021-10-30 | Hanwha | Q.PEAK DUO BLK-G5 315w | Solar Panels |  | 0.315 | 13 | 271 | 18 |  | Fixed | Roof
NJSTRE1545383731 | NJSRRE1542554105 | Transition Incentive Program | Piscataway | 8854 | 11 | 11.77 | Residential | No | Behind the Meter | Net-metered residential rooftop and canopy |  | None | Sunpower Capital LLC | PSE&G | Accepted | 2019-11-01 | 2019-11-04 | 2021-10-30 | SunPower | Type E | Inverters | 320 |  | 36 |  |  | 0.92 |  | Outside | na
NJSTRE1545383731 | NJSRRE1542554105 | Transition Incentive Program | Piscataway | 8854 | 11 | 11.77 | Residential | No | Behind the Meter | Net-metered residential rooftop and canopy |  | None | Sunpower Capital LLC | PSE&G | Accepted | 2019-11-01 | 2019-11-04 | 2021-10-30 | SunPower | 327W | Solar Panels |  | 0.327 | 36 | 164 | 13 |  | Fixed | Roof
NJSTRE1545383732 | NJSRRE1542556206 | Transition Incentive Program | Mays Landing | 8330 | 19 | 14.88 | Residential | Yes | Behind the Meter | Net-metered residential rooftop and canopy |  | None | Bright Planet Solar | AC Electric | Accepted | 2019-10-18 | 2019-10-24 | 2021-10-30 | SOLAR EDGE | SE11400H-USRGM | Inverters | 11400 |  | 1 |  |  | 0.98 |  | Outdoor | NEXT TO METER
NJSTRE1545383732 | NJSRRE1542556206 | Transition Incentive Program | Mays Landing | 8330 | 19 | 14.88 | Residential | Yes | Behind the Meter | Net-metered residential rooftop and canopy |  | None | Bright Planet Solar | AC Electric | Accepted | 2019-10-18 | 2019-10-24 | 2021-10-30 | LONGI | LR6-60PB-310M | Solar Panels |  | 0.31 | 24 | 182 | 18 |  | Fixed | Roof
NJSTRE1545383732 | NJSRRE1542556206 | Transition Incentive Program | Mays Landing | 8330 | 19 | 14.88 | Residential | Yes | Behind the Meter | Net-metered residential rooftop and canopy |  | None | Bright Planet Solar | AC Electric | Accepted | 2019-10-18 | 2019-10-24 | 2021-10-30 | LONGI | LR6-60PB-310M | Solar Panels |  | 0.31 | 24 | 2 | 18 |  | Fixed | Roof
NJSTRE1545383733 | NJSRRE1542582583 | Transition Incentive Program | Whitehouse Station | 8889 | 4 | 13.05 | Residential | No | Behind the Meter | Behind the Meter |  | None | Sunrun Installation Services, Inc. | JCP&L | Eligible for TI Program | 2019-10-24 | 2019-10-28 | 2021-10-30 | SolarEdge Technologies | SE10000H-USRGM | Inverters | 10000 |  | 1 |  |  | 0.96 |  | Outdoor | Next To Meter
NJSTRE1545383733 | NJSRRE1542582583 | Transition Incentive Program | Whitehouse Station | 8889 | 4 | 13.05 | Residential | No | Behind the Meter | Behind the Meter |  | None | Sunrun Installation Services, Inc. | JCP&L | Eligible for TI Program | 2019-10-24 | 2019-10-28 | 2021-10-30 | REC Solar | REC290TP2 BLK | Solar Panels |  | 0.29 | 15 | 166 | 23 |  | Fixed | Roof
NJSTRE1545383733 | NJSRRE1542582583 | Transition Incentive Program | Whitehouse Station | 8889 | 4 | 13.05 | Residential | No | Behind the Meter | Behind the Meter |  | None | Sunrun Installation Services, Inc. | JCP&L | Eligible for TI Program | 2019-10-24 | 2019-10-28 | 2021-10-30 | REC Solar | REC290TP2 BLK | Solar Panels |  | 0.29 | 30 | 346 | 23 |  | Fixed | Roof
NJSTRE1545383736 | NJSRRE1542433947 | Transition Incentive Program | Morristown | 7960 | 3 | 22.37 | Residential | No | Behind the Meter | Behind the Meter |  | None | Maier Solar Engineering dba Solar Me | JCP&L | Eligible for TI Program | 2019-09-25 | 2019-09-27 | 2021-10-30 | IQ7 | IQ7 240W | Inverters | 240 |  | 71 |  |  | 0.96 |  | Outdoor | Next to meter
NJSTRE1545383736 | NJSRRE1542433947 | Transition Incentive Program | Morristown | 7960 | 3 | 22.37 | Residential | No | Behind the Meter | Behind the Meter |  | None | Maier Solar Engineering dba Solar Me | JCP&L | Eligible for TI Program | 2019-09-25 | 2019-09-27 | 2021-10-30 | Hanwha | Q.Peak DUO G5 315W | Solar Panels |  | 0.315 | 15 | 86 | 30 |  | Fixed | Roof
NJSTRE1545383736 | NJSRRE1542433947 | Transition Incentive Program | Morristown | 7960 | 3 | 22.37 | Residential | No | Behind the Meter | Behind the Meter |  | None | Maier Solar Engineering dba Solar Me | JCP&L | Eligible for TI Program | 2019-09-25 | 2019-09-27 | 2021-10-30 | Hanwha | Q.Peak DUO G5 315W | Solar Panels |  | 0.315 | 32 | 119 | 20 |  | Fixed | Roof
NJSTRE1545383736 | NJSRRE1542433947 | Transition Incentive Program | Morristown | 7960 | 3 | 22.37 | Residential | No | Behind the Meter | Behind the Meter |  | None | Maier Solar Engineering dba Solar Me | JCP&L | Eligible for TI Program | 2019-09-25 | 2019-09-27 | 2021-10-30 | Hanwha | Q.Peak DUO G5 315W | Solar Panels |  | 0.315 | 9 | 299 | 20 |  | Fixed | Roof
NJSTRE1545383736 | NJSRRE1542433947 | Transition Incentive Program | Morristown | 7960 | 3 | 22.37 | Residential | No | Behind the Meter | Behind the Meter |  | None | Maier Solar Engineering dba Solar Me | JCP&L | Eligible for TI Program | 2019-09-25 | 2019-09-27 | 2021-10-30 | Hanwha | Q.Peak DUO G5 315W | Solar Panels |  | 0.315 | 10 | 266 | 30 |  | Fixed | Roof
NJSTRE1545383736 | NJSRRE1542433947 | Transition Incentive Program | Morristown | 7960 | 3 | 22.37 | Residential | No | Behind the Meter | Behind the Meter |  | None | Maier Solar Engineering dba Solar Me | JCP&L | Eligible for TI Program | 2019-09-25 | 2019-09-27 | 2021-10-30 | Hanwha | Q.Peak DUO G5 315W | Solar Panels |  | 0.315 | 5 | 5 | 20 |  | Fixed | Roof
NJSTRE1545383737 | NJSRRE1542544212 | Transition Incentive Program | Cream Ridge | 8514 | 17 | 9.81 | Residential | Yes | Behind the Meter | Net-metered residential rooftop and canopy |  | None | Vision Solar LLC | JCP&L | Accepted | 2019-10-21 | 2019-10-21 | 2021-10-30 | sunpower | e20-327-e-ac | Inverters | 0.32 |  | 52 |  |  | 0.96 |  | Other | behind panels
NJSTRE1545383737 | NJSRRE1542544212 | Transition Incentive Program | Cream Ridge | 8514 | 17 | 9.81 | Residential | Yes | Behind the Meter | Net-metered residential rooftop and canopy |  | None | Vision Solar LLC | JCP&L | Accepted | 2019-10-21 | 2019-10-21 | 2021-10-30 | sunpower | e20-327-e-ac | Solar Panels |  | 0.327 | 30 | 309 | 18 |  | Fixed | Roof
NJSTRE1545383740 | NJSRRE1543269709 | Transition Incentive Program | Perth amboy | 8861 | 11 | 4.91 | Residential | Yes | Behind the Meter | Net-metered residential rooftop and canopy |  | None | Vision Solar LLC | PSE&G | Accepted | 2019-11-22 | 2019-12-05 | 2021-10-30 | sunpower | e20-327-e-ac | Inverters | 0.32 |  | 15 |  |  | 0.96 |  | Outside | behind the pannels
NJSTRE1545383740 | NJSRRE1543269709 | Transition Incentive Program | Perth amboy | 8861 | 11 | 4.91 | Residential | Yes | Behind the Meter | Net-metered residential rooftop and canopy |  | None | Vision Solar LLC | PSE&G | Accepted | 2019-11-22 | 2019-12-05 | 2021-10-30 | sunpower | e20-327-e-ac | Solar Panels |  | 0.327 | 3 | 37 | 285 |  | Fixed | Roof
NJSTRE1545383740 | NJSRRE1543269709 | Transition Incentive Program | Perth amboy | 8861 | 11 | 4.91 | Residential | Yes | Behind the Meter | Net-metered residential rooftop and canopy |  | None | Vision Solar LLC | PSE&G | Accepted | 2019-11-22 | 2019-12-05 | 2021-10-30 | sunpower | e20-327-e-ac | Solar Panels |  | 0.327 | 6 | 105 | 37 |  | Fixed | Roof
NJSTRE1545383740 | NJSRRE1543269709 | Transition Incentive Program | Perth amboy | 8861 | 11 | 4.91 | Residential | Yes | Behind the Meter | Net-metered residential rooftop and canopy |  | None | Vision Solar LLC | PSE&G | Accepted | 2019-11-22 | 2019-12-05 | 2021-10-30 | sunpower | e2-327-e-ac | Solar Panels |  | 0.327 | 6 | 23 | 195 |  | Fixed | Roof
NJSTRE1545383741 | NJSRRE1542575687 | Transition Incentive Program | Little Ferry Boro | 7643 | 7 | 3.9 | Residential | No | Behind the Meter | Behind the Meter |  | None | EMT Renewables | PSE&G | Eligible for TI Program | 2019-10-22 | 2019-10-24 | 2021-10-30 | SolarEdge | SE3000H-US | Inverters | 3000 |  | 1 |  |  | 0.95 |  | Other | next to meter
NJSTRE1545383741 | NJSRRE1542575687 | Transition Incentive Program | Little Ferry Boro | 7643 | 7 | 3.9 | Residential | No | Behind the Meter | Behind the Meter |  | None | EMT Renewables | PSE&G | Eligible for TI Program | 2019-10-22 | 2019-10-24 | 2021-10-30 | Trina | TSM-300-Allmax-BLK | Solar Panels |  | 0.3 | 2 | 209 | 22 |  | Fixed | Roof
NJSTRE1545383741 | NJSRRE1542575687 | Transition Incentive Program | Little Ferry Boro | 7643 | 7 | 3.9 | Residential | No | Behind the Meter | Behind the Meter |  | None | EMT Renewables | PSE&G | Eligible for TI Program | 2019-10-22 | 2019-10-24 | 2021-10-30 | Trina | TSM - 300 - Allmax - BLK | Solar Panels |  | 0.3 | 11 | 119 | 22 |  | Fixed | Roof
NJSTRE1545383743 | NJSRRE1542576204 | Transition Incentive Program | Morganville | 7751 | 17 | 17.11 | Residential | Yes | Behind the Meter | Behind the Meter |  | None | Sunrun Installation Services, Inc. | JCP&L | Eligible for TI Program | 2019-10-22 | 2019-10-24 | 2021-10-30 | SolarEdge Technologies | SE6000H-USRGM | Inverters | 6000 |  | 1 |  |  | 0.96 |  | Outdoor | Next To Meter
NJSTRE1545383743 | NJSRRE1542576204 | Transition Incentive Program | Morganville | 7751 | 17 | 17.11 | Residential | Yes | Behind the Meter | Behind the Meter |  | None | Sunrun Installation Services, Inc. | JCP&L | Eligible for TI Program | 2019-10-22 | 2019-10-24 | 2021-10-30 | SolarEdge Technologies | SE7600H-USRGM | Inverters | 7600 |  | 1 |  |  | 0.96 |  | Outdoor | Next To Meter
NJSTRE1545383743 | NJSRRE1542576204 | Transition Incentive Program | Morganville | 7751 | 17 | 17.11 | Residential | Yes | Behind the Meter | Behind the Meter |  | None | Sunrun Installation Services, Inc. | JCP&L | Eligible for TI Program | 2019-10-22 | 2019-10-24 | 2021-10-30 | REC Solar | REC290TP2 BLK | Solar Panels |  | 0.29 | 43 | 240 | 28 |  | Fixed | Roof
NJSTRE1545383743 | NJSRRE1542576204 | Transition Incentive Program | Morganville | 7751 | 17 | 17.11 | Residential | Yes | Behind the Meter | Behind the Meter |  | None | Sunrun Installation Services, Inc. | JCP&L | Eligible for TI Program | 2019-10-22 | 2019-10-24 | 2021-10-30 | REC Solar | REC290TP2 BLK | Solar Panels |  | 0.29 | 6 | 60 | 18 |  | Fixed | Roof
NJSTRE1545383743 | NJSRRE1542576204 | Transition Incentive Program | Morganville | 7751 | 17 | 17.11 | Residential | Yes | Behind the Meter | Behind the Meter |  | None | Sunrun Installation Services, Inc. | JCP&L | Eligible for TI Program | 2019-10-22 | 2019-10-24 | 2021-10-30 | REC Solar | REC290TP2 BLK | Solar Panels |  | 0.29 | 10 | 60 | 30 |  | Fixed | Roof
NJSTRE1545383744 | NJSRRE1542512313 | Transition Incentive Program | Jackson | 8527 | 18 | 14.4 | Residential | Yes | Behind the Meter | Net-metered residential rooftop and canopy |  | None | Powerlutions | JCP&L | Accepted | 2019-10-07 | 2019-10-09 | 2021-10-30 | SolarEdge | SE11400H-US | Meters |  |  | 1 |  |  |  | Yes | Outdoor
NJSTRE1545383744 | NJSRRE1542512313 | Transition Incentive Program | Jackson | 8527 | 18 | 14.4 | Residential | Yes | Behind the Meter | Net-metered residential rooftop and canopy |  | None | Powerlutions | JCP&L | Accepted | 2019-10-07 | 2019-10-09 | 2021-10-30 | Solar Edge | SE11400H-US | Inverters | 11.4 |  | 1 |  |  | 0.99 |  | Outdoor | Near Meter
NJSTRE1545383744 | NJSRRE1542512313 | Transition Incentive Program | Jackson | 8527 | 18 | 14.4 | Residential | Yes | Behind the Meter | Net-metered residential rooftop and canopy |  | None | Powerlutions | JCP&L | Accepted | 2019-10-07 | 2019-10-09 | 2021-10-30 | Q-Cells | l Q.Peak DUO BLK-G5 320 | Solar Panels |  | 0.32 | 11 | 135 | 33 |  | Fixed | Roof
NJSTRE1545383744 | NJSRRE1542512313 | Transition Incentive Program | Jackson | 8527 | 18 | 14.4 | Residential | Yes | Behind the Meter | Net-metered residential rooftop and canopy |  | None | Powerlutions | JCP&L | Accepted | 2019-10-07 | 2019-10-09 | 2021-10-30 | Q-Cells | Q.Peak DUO BLK-G5 320 | Solar Panels |  | 0.32 | 6 | 135 | 17 |  | Fixed | Roof
NJSTRE1545383744 | NJSRRE1542512313 | Transition Incentive Program | Jackson | 8527 | 18 | 14.4 | Residential | Yes | Behind the Meter | Net-metered residential rooftop and canopy |  | None | Powerlutions | JCP&L | Accepted | 2019-10-07 | 2019-10-09 | 2021-10-30 | Q-Cell | Q.Peak DUO BLK-G5 320 | Solar Panels |  | 0.32 | 28 | 135 | 33 |  | Fixed | Roof
NJSTRE1545383745 | NJSRRE1542909610 | Transition Incentive Program | Piscataway | 8854 | 11 | 3.72 | Residential | No | Behind the Meter | Net-metered residential rooftop and canopy |  | None | All Season Solar | PSE&G | Accepted | 2019-11-04 | 2019-11-06 | 2021-10-30 | Enphase | IQ7 | Inverters | 240 |  | 12 |  |  | 0.97 |  | Outdoor | Under Module
NJSTRE1545383745 | NJSRRE1542909610 | Transition Incentive Program | Piscataway | 8854 | 11 | 3.72 | Residential | No | Behind the Meter | Net-metered residential rooftop and canopy |  | None | All Season Solar | PSE&G | Accepted | 2019-11-04 | 2019-11-06 | 2021-10-30 | Certain Teed | CT310CH11-04 | Solar Panels |  | 0.31 | 12 | 224 | 33 |  | Fixed | Roof
NJSTRE1545383747 | NJSRRE1542589562 | Transition Incentive Program | SCOTCH PLAINS TWP | 7076 | 10 | 7.85 | Residential | Yes | Behind the Meter | Net-metered residential rooftop and canopy |  | None | Vision Solar LLC | PSE&G | As-Built Incomplete | 2019-10-25 | 2019-10-29 |  | sunpower | e20-327-e-ac | Solar Panels |  | 0.327 | 16 | 217 | 38 |  | Fixed | Roof
NJSTRE1545383747 | NJSRRE1542589562 | Transition Incentive Program | SCOTCH PLAINS TWP | 7076 | 10 | 7.85 | Residential | Yes | Behind the Meter | Net-metered residential rooftop and canopy |  | None | Vision Solar LLC | PSE&G | As-Built Incomplete | 2019-10-25 | 2019-10-29 |  | sunpower | e20-327-e-ac | Solar Panels |  | 0.327 | 2 | 217 | 28 |  | Fixed | Roof
NJSTRE1545383747 | NJSRRE1542589562 | Transition Incentive Program | SCOTCH PLAINS TWP | 7076 | 10 | 7.85 | Residential | Yes | Behind the Meter | Net-metered residential rooftop and canopy |  | None | Vision Solar LLC | PSE&G | As-Built Incomplete | 2019-10-25 | 2019-10-29 |  | sunpower | e20-327-e-ac | Solar Panels |  | 0.327 | 6 | 37 | 38 |  | Fixed | Roof
NJSTRE1545383747 | NJSRRE1542589562 | Transition Incentive Program | SCOTCH PLAINS TWP | 7076 | 10 | 7.85 | Residential | Yes | Behind the Meter | Net-metered residential rooftop and canopy |  | None | Vision Solar LLC | PSE&G | As-Built Incomplete | 2019-10-25 | 2019-10-29 |  | sunpower | e20-327-e-ac | Inverters | 320 |  | 24 |  |  | 0.96 |  | Other | behind panels
NJSTRE1545383749 | NJSRRE1542832153 | Transition Incentive Program | Teaneck | 7666 | 7 | 5.51 | Residential | Yes | Behind the Meter | Behind the Meter |  | None | Sunrun Installation Services, Inc. | PSE&G | Eligible for TI Program | 2019-10-30 | 2019-11-01 | 2021-10-30 | Delta Electronics | M5-TL-US | Inverters | 4800 |  | 1 |  |  | 0.96 |  | Outdoor | Next To Meter
NJSTRE1545383749 | NJSRRE1542832153 | Transition Incentive Program | Teaneck | 7666 | 7 | 5.51 | Residential | Yes | Behind the Meter | Behind the Meter |  | None | Sunrun Installation Services, Inc. | PSE&G | Eligible for TI Program | 2019-10-30 | 2019-11-01 | 2021-10-30 | REC Solar | REC290TP2 BLK | Solar Panels |  | 0.29 | 19 | 197 | 37 |  | Fixed | Roof
NJSTRE1545383750 | NJSRRE1542461849 | Transition Incentive Program | WEST ORANGE | 7052 | 9 | 10.71 | Residential | Yes | Behind the Meter | Net-metered residential rooftop and canopy |  | None | Vivint Solar Developer, LLC | PSE&G | Accepted | 2019-10-01 | 2019-10-02 | 2021-10-30 | Solar Edge | SE10000H-US000BNC4 | Inverters | 10000 |  | 1 |  |  | 0.992 |  | Outdoor | Near the Utility Meter
NJSTRE1545383750 | NJSRRE1542461849 | Transition Incentive Program | WEST ORANGE | 7052 | 9 | 10.71 | Residential | Yes | Behind the Meter | Net-metered residential rooftop and canopy |  | None | Vivint Solar Developer, LLC | PSE&G | Accepted | 2019-10-01 | 2019-10-02 | 2021-10-30 | Hanwha Solar | Q.PEAK DUO BLK-G5 315w | Solar Panels |  | 0.315 | 9 | 293 | 28 |  | Fixed | Roof
NJSTRE1545383750 | NJSRRE1542461849 | Transition Incentive Program | WEST ORANGE | 7052 | 9 | 10.71 | Residential | Yes | Behind the Meter | Net-metered residential rooftop and canopy |  | None | Vivint Solar Developer, LLC | PSE&G | Accepted | 2019-10-01 | 2019-10-02 | 2021-10-30 | Hanwha Solar | Q.PEAK DUO BLK-G5 315w | Solar Panels |  | 0.315 | 13 | 203 | 28 |  | Fixed | Roof
NJSTRE1545383750 | NJSRRE1542461849 | Transition Incentive Program | WEST ORANGE | 7052 | 9 | 10.71 | Residential | Yes | Behind the Meter | Net-metered residential rooftop and canopy |  | None | Vivint Solar Developer, LLC | PSE&G | Accepted | 2019-10-01 | 2019-10-02 | 2021-10-30 | Hanwha Solar | Q.PEAK DUO BLK-G5 315w | Solar Panels |  | 0.315 | 3 | 203 | 28 |  | Fixed | Roof
NJSTRE1545383750 | NJSRRE1542461849 | Transition Incentive Program | WEST ORANGE | 7052 | 9 | 10.71 | Residential | Yes | Behind the Meter | Net-metered residential rooftop and canopy |  | None | Vivint Solar Developer, LLC | PSE&G | Accepted | 2019-10-01 | 2019-10-02 | 2021-10-30 | Hanwha Solar | Q.PEAK DUO BLK-G5 315w | Solar Panels |  | 0.315 | 9 | 113 | 28 |  | Fixed | Roof
NJSTRE1545383751 | NJSRRE1542573052 | Transition Incentive Program | Pitman | 8071 | 15 | 12.87 | Residential | Yes | Behind the Meter | Behind the Meter |  | None | Sunrun Installation Services, Inc. | AC Electric | Eligible for TI Program | 2019-10-21 | 2019-10-23 | 2021-10-30 | SolarEdge Technologies | SE10000H-USRGM | Inverters | 10000 |  | 1 |  |  | 0.96 |  | Outdoor | Next To Meter
NJSTRE1545383751 | NJSRRE1542573052 | Transition Incentive Program | Pitman | 8071 | 15 | 12.87 | Residential | Yes | Behind the Meter | Behind the Meter |  | None | Sunrun Installation Services, Inc. | AC Electric | Eligible for TI Program | 2019-10-21 | 2019-10-23 | 2021-10-30 | LG Electronics | LG330N1C-A5 | Solar Panels |  | 0.33 | 19 | 217 | 23 |  | Fixed | Roof
NJSTRE1545383751 | NJSRRE1542573052 | Transition Incentive Program | Pitman | 8071 | 15 | 12.87 | Residential | Yes | Behind the Meter | Behind the Meter |  | None | Sunrun Installation Services, Inc. | AC Electric | Eligible for TI Program | 2019-10-21 | 2019-10-23 | 2021-10-30 | LG Electronics | LG330N1C-A5 | Solar Panels |  | 0.33 | 20 | 37 | 23 |  | Fixed | Roof
NJSTRE1545383753 | NJSRRE1543417643 | Transition Incentive Program | Maplewood Twp | 7040 | 9 | 11.16 | Residential | No | Behind the Meter | Behind the Meter |  | None | Eznergy | PSE&G | Eligible for TI Program | 2019-11-18 | 2019-11-20 | 2021-10-30 | Enphase | IQ7 | Inverters | 240 |  | 36 |  |  | 0.97 |  | Outdoor | On rails under panels
NJSTRE1545383753 | NJSRRE1543417643 | Transition Incentive Program | Maplewood Twp | 7040 | 9 | 11.16 | Residential | No | Behind the Meter | Behind the Meter |  | None | Eznergy | PSE&G | Eligible for TI Program | 2019-11-18 | 2019-11-20 | 2021-10-30 | Trina | TSM310 | Solar Panels |  | 0.31 | 14 | 204 | 36 |  | Fixed | Roof
NJSTRE1545383753 | NJSRRE1543417643 | Transition Incentive Program | Maplewood Twp | 7040 | 9 | 11.16 | Residential | No | Behind the Meter | Behind the Meter |  | None | Eznergy | PSE&G | Eligible for TI Program | 2019-11-18 | 2019-11-20 | 2021-10-30 | Trina | TSM310 | Solar Panels |  | 0.31 | 2 | 294 | 36 |  | Fixed | Roof
NJSTRE1545383753 | NJSRRE1543417643 | Transition Incentive Program | Maplewood Twp | 7040 | 9 | 11.16 | Residential | No | Behind the Meter | Behind the Meter |  | None | Eznergy | PSE&G | Eligible for TI Program | 2019-11-18 | 2019-11-20 | 2021-10-30 | Trina | TSM310 | Solar Panels |  | 0.31 | 2 | 114 | 36 |  | Fixed | Roof
NJSTRE1545383753 | NJSRRE1543417643 | Transition Incentive Program | Maplewood Twp | 7040 | 9 | 11.16 | Residential | No | Behind the Meter | Behind the Meter |  | None | Eznergy | PSE&G | Eligible for TI Program | 2019-11-18 | 2019-11-20 | 2021-10-30 | Trina | TSM310 | Solar Panels |  | 0.31 | 18 | 24 | 36 |  | Fixed | Roof
NJSTRE1545383754 | NJSRRE1543416839 | Transition Incentive Program | Blairstown | 7825 | 2 | 12.18 | Residential | Yes | Behind the Meter | Behind the Meter |  | None | Sunrun Installation Services, Inc. | JCP&L | Eligible for TI Program | 2019-11-17 | 2019-11-20 | 2021-10-30 | Enphase Energy | IQ7-60-x-US (240V) | Inverters | 240 |  | 42 |  |  | 0.96 |  | Outdoor | Rooftop
NJSTRE1545383754 | NJSRRE1543416839 | Transition Incentive Program | Blairstown | 7825 | 2 | 12.18 | Residential | Yes | Behind the Meter | Behind the Meter |  | None | Sunrun Installation Services, Inc. | JCP&L | Eligible for TI Program | 2019-11-17 | 2019-11-20 | 2021-10-30 | REC Solar | REC290TP2 BLK | Solar Panels |  | 0.29 | 2 | 87 | 30 |  | Fixed | Roof
NJSTRE1545383754 | NJSRRE1543416839 | Transition Incentive Program | Blairstown | 7825 | 2 | 12.18 | Residential | Yes | Behind the Meter | Behind the Meter |  | None | Sunrun Installation Services, Inc. | JCP&L | Eligible for TI Program | 2019-11-17 | 2019-11-20 | 2021-10-30 | REC Solar | REC290TP2 BLK | Solar Panels |  | 0.29 | 10 | 266 | 28 |  | Fixed | Roof
NJSTRE1545383754 | NJSRRE1543416839 | Transition Incentive Program | Blairstown | 7825 | 2 | 12.18 | Residential | Yes | Behind the Meter | Behind the Meter |  | None | Sunrun Installation Services, Inc. | JCP&L | Eligible for TI Program | 2019-11-17 | 2019-11-20 | 2021-10-30 | REC Solar | REC290TP2 BLK | Solar Panels |  | 0.29 | 6 | 353 | 27 |  | Fixed | Roof
NJSTRE1545383754 | NJSRRE1543416839 | Transition Incentive Program | Blairstown | 7825 | 2 | 12.18 | Residential | Yes | Behind the Meter | Behind the Meter |  | None | Sunrun Installation Services, Inc. | JCP&L | Eligible for TI Program | 2019-11-17 | 2019-11-20 | 2021-10-30 | REC Solar | REC290TP2 BLK | Solar Panels |  | 0.29 | 24 | 175 | 27 |  | Fixed | Roof
NJSTRE1545383757 | NJSRRE1542481286 | Transition Incentive Program | East Brunswick Twp NJ | 8816 | 11 | 7.83 | Residential | Yes | Behind the Meter | Behind the Meter |  | None | Sunrun Installation Services, Inc. | PSE&G | Eligible for TI Program | 2019-10-01 | 2019-10-03 | 2021-10-30 | Ningbo Ginlong Technologies | Solis-1P6K-4G-US | Inverters | 6000 |  | 1 |  |  | 0.96 |  | Outdoor | Next To Meter
NJSTRE1545383757 | NJSRRE1542481286 | Transition Incentive Program | East Brunswick Twp NJ | 8816 | 11 | 7.83 | Residential | Yes | Behind the Meter | Behind the Meter |  | None | Sunrun Installation Services, Inc. | PSE&G | Eligible for TI Program | 2019-10-01 | 2019-10-03 | 2021-10-30 | REC Solar | REC290TP2 BLK | Solar Panels |  | 0.29 | 27 | 180 | 10 |  | Fixed | Roof
NJSTRE1545383758 | NJSRRE1542544455 | Transition Incentive Program | VENTNOR CITY | 8406 | 19 | 3.15 | Residential | Yes | Behind the Meter | Net-metered residential rooftop and canopy |  | None | Vivint Solar Developer, LLC | AC Electric | Accepted | 2019-10-15 | 2019-10-18 | 2021-10-30 | solar edge | SE3800H-US | Inverters | 3800 |  | 1 |  |  | 0.992 |  | Outdoor | near the utility meter
NJSTRE1545383758 | NJSRRE1542544455 | Transition Incentive Program | VENTNOR CITY | 8406 | 19 | 3.15 | Residential | Yes | Behind the Meter | Net-metered residential rooftop and canopy |  | None | Vivint Solar Developer, LLC | AC Electric | Accepted | 2019-10-15 | 2019-10-18 | 2021-10-30 | HANWHA SOLAR | Q.PEAK BLK-G5 315 | Solar Panels |  | 0.315 | 4 | 59 | 21 |  | Fixed | Roof
NJSTRE1545383758 | NJSRRE1542544455 | Transition Incentive Program | VENTNOR CITY | 8406 | 19 | 3.15 | Residential | Yes | Behind the Meter | Net-metered residential rooftop and canopy |  | None | Vivint Solar Developer, LLC | AC Electric | Accepted | 2019-10-15 | 2019-10-18 | 2021-10-30 | HANWHA SOLAR | Q.PEAK BLK-G5 315 | Solar Panels |  | 0.315 | 6 | 59 | 21 |  | Fixed | Roof
NJSTRE1545383760 | NJSRRE1542511204 | Transition Incentive Program | Mahwah | 7430 | 7 | 6.21 | Residential | Yes | Behind the Meter | Net-metered residential rooftop and canopy |  | None | Vision Solar LLC | Orange Rockland Electric | As-Built Incomplete | 2019-10-07 | 2019-10-09 | 2021-10-30 | SunPower | PVS6 | Meters |  |  | 1 |  |  |  | Yes | Outdoor
NJSTRE1545383760 | NJSRRE1542511204 | Transition Incentive Program | Mahwah | 7430 | 7 | 6.21 | Residential | Yes | Behind the Meter | Net-metered residential rooftop and canopy |  | None | Vision Solar LLC | Orange Rockland Electric | As-Built Incomplete | 2019-10-07 | 2019-10-09 | 2021-10-30 | sunpower | e20-327-e-ac | Inverters | 320 |  | 19 |  |  | 0.96 |  | Other | behind panels
NJSTRE1545383760 | NJSRRE1542511204 | Transition Incentive Program | Mahwah | 7430 | 7 | 6.21 | Residential | Yes | Behind the Meter | Net-metered residential rooftop and canopy |  | None | Vision Solar LLC | Orange Rockland Electric | As-Built Incomplete | 2019-10-07 | 2019-10-09 | 2021-10-30 | sunpower | e20-327-e-ac | Solar Panels |  | 0.327 | 19 | 168 | 30 |  | Fixed | Roof
NJSTRE1545383762 | NJSRRE1542461467 | Transition Incentive Program | PENNSAUKEN | 8109 | 14 | 6.3 | Residential | Yes | Behind the Meter | Net-metered residential rooftop and canopy |  | None | Vivint Solar Developer, LLC | PSE&G | Accepted | 2019-09-30 | 2019-10-02 | 2021-10-30 | Solar Edge | SE7600H-US000BNC4 | Inverters | 7600 |  | 1 |  |  | 0.992 |  | Outdoor | Near the Utility Meter
NJSTRE1545383762 | NJSRRE1542461467 | Transition Incentive Program | PENNSAUKEN | 8109 | 14 | 6.3 | Residential | Yes | Behind the Meter | Net-metered residential rooftop and canopy |  | None | Vivint Solar Developer, LLC | PSE&G | Accepted | 2019-09-30 | 2019-10-02 | 2021-10-30 | Hanwha | Q.PEAK DUO BLK-G5 315w | Solar Panels |  | 0.315 | 8 | 235 | 21 |  | Fixed | Roof
NJSTRE1545383762 | NJSRRE1542461467 | Transition Incentive Program | PENNSAUKEN | 8109 | 14 | 6.3 | Residential | Yes | Behind the Meter | Net-metered residential rooftop and canopy |  | None | Vivint Solar Developer, LLC | PSE&G | Accepted | 2019-09-30 | 2019-10-02 | 2021-10-30 | Hanwha | Q.PEAK DUO BLK-G5 315w | Solar Panels |  | 0.315 | 12 | 55 | 21 |  | Fixed | Roof
NJSTRE1545383765 | NJSRRE1543041579 | Transition Incentive Program | East Brunswick | 8816 | 11 | 8.41 | Residential | No | Behind the Meter | Behind the Meter |  | None | Sunrun Installation Services, Inc. | PSE&G | Eligible for TI Program | 2019-11-06 | 2019-11-11 | 2021-10-30 | Delta Electronics | M8-TL-US | Inverters | 7680 |  | 1 |  |  | 0.96 |  | Outdoor | Next To Meter
NJSTRE1545383765 | NJSRRE1543041579 | Transition Incentive Program | East Brunswick | 8816 | 11 | 8.41 | Residential | No | Behind the Meter | Behind the Meter |  | None | Sunrun Installation Services, Inc. | PSE&G | Eligible for TI Program | 2019-11-06 | 2019-11-11 | 2021-10-30 | REC Solar | REC290TP2 BLK | Solar Panels |  | 0.29 | 29 | 167 | 18 |  | Fixed | Roof
NJSTRE1545383767 | NJSRRE1542505582 | Transition Incentive Program | Albion | 8009 | 14 | 133.5 | Commercial | No | Behind the Meter | Behind the Meter |  | None | Green Power Energy | AC Electric | Eligible for TI Program | 2019-10-04 | 2019-10-08 | 2021-10-30 | Solar Edge | SE33.3KUS | Inverters | 33.3 |  | 4 |  |  | 0.97 |  | Outside | next to meter
NJSTRE1545383767 | NJSRRE1542505582 | Transition Incentive Program | Albion | 8009 | 14 | 133.5 | Commercial | No | Behind the Meter | Behind the Meter |  | None | Green Power Energy | AC Electric | Eligible for TI Program | 2019-10-04 | 2019-10-08 | 2021-10-30 | Trina Solar | TSM-375DE14A(II) | Solar Panels |  | 0.375 | 356 | 95 | 0 |  | Fixed | Roof
NJSTRE1545383771 | NJSRRE1542581794 | Transition Incentive Program | Little Ferry Boro | 7643 | 7 | 4.5 | Residential | No | Behind the Meter | Behind the Meter |  | PSEG | EMT Renewables | PSE&G | Eligible for TI Program | 2019-10-24 | 2019-10-28 | 2021-10-30 | SolarEdge | SE3800H-US | Inverters | 3800 |  | 1 |  |  | 0.95 |  | Other | next to meter
NJSTRE1545383771 | NJSRRE1542581794 | Transition Incentive Program | Little Ferry Boro | 7643 | 7 | 4.5 | Residential | No | Behind the Meter | Behind the Meter |  | PSEG | EMT Renewables | PSE&G | Eligible for TI Program | 2019-10-24 | 2019-10-28 | 2021-10-30 | Trina | TSM-300-Allmax-BLK | Solar Panels |  | 0.3 | 15 | 209 | 22 |  | Fixed | Roof
NJSTRE1545383772 | NJSRRE1542425071 | Transition Incentive Program | MILLVILLE | 8332 | 20 | 2.52 | Residential | Yes | Behind the Meter | Net-metered residential rooftop and canopy |  | None | Vivint Solar Developer, LLC | AC Electric | Accepted | 2019-09-20 | 2019-09-24 | 2021-10-30 | Solar edge | SE3800H-US000BNC4 | Inverters | 3800 |  | 1 |  |  | 0.992 |  | Outdoor | Near the Utility Meter
NJSTRE1545383772 | NJSRRE1542425071 | Transition Incentive Program | MILLVILLE | 8332 | 20 | 2.52 | Residential | Yes | Behind the Meter | Net-metered residential rooftop and canopy |  | None | Vivint Solar Developer, LLC | AC Electric | Accepted | 2019-09-20 | 2019-09-24 | 2021-10-30 | HANWHA SOLAR | Q.PEAK BLK-G5 315 | Solar Panels |  | 0.315 | 8 | 266 | 31 |  | Fixed | Roof
NJSTRE1545383776 | NJSRRE1542553074 | Transition Incentive Program | vineland | 8360 | 20 | 10.46 | Residential | Yes | Behind the Meter | Net-metered residential rooftop and canopy |  | None | Vision Solar LLC | Vineland Muni Electric | As-Built Incomplete - Review | 2019-10-17 | 2019-10-21 |  | sunpower | e20-327-e-ac | Solar Panels |  | 0.327 | 2 | 184 | 14 |  | Fixed | Roof
NJSTRE1545383776 | NJSRRE1542553074 | Transition Incentive Program | vineland | 8360 | 20 | 10.46 | Residential | Yes | Behind the Meter | Net-metered residential rooftop and canopy |  | None | Vision Solar LLC | Vineland Muni Electric | As-Built Incomplete - Review | 2019-10-17 | 2019-10-21 |  | sunpower | e20-327-e-ac | Solar Panels |  | 0.327 | 2 | 4 | 14 |  | Fixed | Roof
NJSTRE1545383776 | NJSRRE1542553074 | Transition Incentive Program | vineland | 8360 | 20 | 10.46 | Residential | Yes | Behind the Meter | Net-metered residential rooftop and canopy |  | None | Vision Solar LLC | Vineland Muni Electric | As-Built Incomplete - Review | 2019-10-17 | 2019-10-21 |  | sunpower | e20-327-e-ac | Solar Panels |  | 0.327 | 2 | 274 | 22 |  | Fixed | Roof
NJSTRE1545383776 | NJSRRE1542553074 | Transition Incentive Program | vineland | 8360 | 20 | 10.46 | Residential | Yes | Behind the Meter | Net-metered residential rooftop and canopy |  | None | Vision Solar LLC | Vineland Muni Electric | As-Built Incomplete - Review | 2019-10-17 | 2019-10-21 |  | sunpower | e20-327-e-ac | Solar Panels |  | 0.327 | 22 | 94 | 22 |  | Fixed | Roof
NJSTRE1545383776 | NJSRRE1542553074 | Transition Incentive Program | vineland | 8360 | 20 | 10.46 | Residential | Yes | Behind the Meter | Net-metered residential rooftop and canopy |  | None | Vision Solar LLC | Vineland Muni Electric | As-Built Incomplete - Review | 2019-10-17 | 2019-10-21 |  | sunpower | e20-327-e-ac | Solar Panels |  | 0.327 | 4 | 94 | 6 |  | Fixed | Roof
NJSTRE1545383776 | NJSRRE1542553074 | Transition Incentive Program | vineland | 8360 | 20 | 10.46 | Residential | Yes | Behind the Meter | Net-metered residential rooftop and canopy |  | None | Vision Solar LLC | Vineland Muni Electric | As-Built Incomplete - Review | 2019-10-17 | 2019-10-21 |  | sunpower | e20-327-e-ac | Inverters | 320 |  | 32 |  |  | 0.96 |  | Other | behind panels
NJSTRE1545383777 | NJSRRE1542478658 | Transition Incentive Program | Washington Twp mer | 8691 | 12 | 5.51 | Residential | No | Behind the Meter | Behind the Meter |  | None | Sunrun Installation Services, Inc. | PSE&G | Eligible for TI Program | 2019-10-01 | 2019-10-03 | 2021-10-30 | Ningbo Ginlong Technologies | Solis-1P4.6K-4G-US | Inverters | 4600 |  | 1 |  |  | 0.96 |  | Outdoor | Next To Meter
NJSTRE1545383777 | NJSRRE1542478658 | Transition Incentive Program | Washington Twp mer | 8691 | 12 | 5.51 | Residential | No | Behind the Meter | Behind the Meter |  | None | Sunrun Installation Services, Inc. | PSE&G | Eligible for TI Program | 2019-10-01 | 2019-10-03 | 2021-10-30 | REC Solar | REC290TP2 BLK | Solar Panels |  | 0.29 | 19 | 161 | 34 |  | Fixed | Roof
NJSTRE1545383778 | NJSRRE1542425067 | Transition Incentive Program | GALLOWAY | 8205 | 19 | 2.84 | Residential | Yes | Behind the Meter | Net-metered residential rooftop and canopy |  | None | Vivint Solar Developer, LLC | AC Electric | Accepted | 2019-09-20 | 2019-09-24 | 2021-10-30 | SolarEdge | SE3800H-US | Inverters | 3800 |  | 1 |  |  | 0.992 |  | Outdoor | Near the Utility Meter
NJSTRE1545383778 | NJSRRE1542425067 | Transition Incentive Program | GALLOWAY | 8205 | 19 | 2.84 | Residential | Yes | Behind the Meter | Net-metered residential rooftop and canopy |  | None | Vivint Solar Developer, LLC | AC Electric | Accepted | 2019-09-20 | 2019-09-24 | 2021-10-30 | Hanwha | Q.PEAK BLK-G5 315 | Solar Panels |  | 0.315 | 6 | 101 | 29 |  | Fixed | Roof
NJSTRE1545383778 | NJSRRE1542425067 | Transition Incentive Program | GALLOWAY | 8205 | 19 | 2.84 | Residential | Yes | Behind the Meter | Net-metered residential rooftop and canopy |  | None | Vivint Solar Developer, LLC | AC Electric | Accepted | 2019-09-20 | 2019-09-24 | 2021-10-30 | HANWHA SOLAR | Q.PEAK BLK-G5 315 | Solar Panels |  | 0.315 | 3 | 281 | 29 |  | Fixed | Roof
NJSTRE1545383779 | NJSRRE1542581521 | Transition Incentive Program | Franklin Park | 8823 | 5 | 6.3 | Residential | Yes | Behind the Meter | Net-metered residential rooftop and canopy |  | None | Vivint Solar Developer, LLC | PSE&G | Accepted | 2019-10-24 | 2019-10-28 | 2021-10-30 | Solar Edge | SE7600H-US | Inverters | 7600 |  | 1 |  |  | 0.992 |  | Outdoor | Near the utility meter
NJSTRE1545383779 | NJSRRE1542581521 | Transition Incentive Program | Franklin Park | 8823 | 5 | 6.3 | Residential | Yes | Behind the Meter | Net-metered residential rooftop and canopy |  | None | Vivint Solar Developer, LLC | PSE&G | Accepted | 2019-10-24 | 2019-10-28 | 2021-10-30 | Hanwha | Q.PEAK BLK-G5 315 | Solar Panels |  | 0.315 | 20 | 180 | 33 |  | Fixed | Roof
NJSTRE1545383780 | NJSRRE1542574879 | Transition Incentive Program | Robbinsville Township | 8691 | 12 | 9.77 | Residential | Yes | Behind the Meter | Net-metered residential rooftop and canopy |  | None | Suntuity Solar LLC | PSE&G | Accepted | 2019-10-22 | 2019-10-24 | 2021-10-30 | Enphase Energy | IQ7-60-2-US | Inverters | 240 |  | 31 |  |  | 0.97 |  | Outdoor | Behind the PV Modules
NJSTRE1545383780 | NJSRRE1542574879 | Transition Incentive Program | Robbinsville Township | 8691 | 12 | 9.77 | Residential | Yes | Behind the Meter | Net-metered residential rooftop and canopy |  | None | Suntuity Solar LLC | PSE&G | Accepted | 2019-10-22 | 2019-10-24 | 2021-10-30 | Yingli Green Energy | YL315D-30b | Solar Panels |  | 0.315 | 17 | 224 | 23 |  | Fixed | Roof
NJSTRE1545383780 | NJSRRE1542574879 | Transition Incentive Program | Robbinsville Township | 8691 | 12 | 9.77 | Residential | Yes | Behind the Meter | Net-metered residential rooftop and canopy |  | None | Suntuity Solar LLC | PSE&G | Accepted | 2019-10-22 | 2019-10-24 | 2021-10-30 | Yingli Green Energy | YL315D-30b | Solar Panels |  | 0.315 | 14 | 224 | 23 |  | Fixed | Roof
NJSTRE1545383781 | NJSRRE1542476122 | Transition Incentive Program | Montclair TWP | 7042 | 9 | 3.9 | Residential | No | Behind the Meter | Net-metered residential rooftop and canopy |  | None | Tesla Energy Operations Inc | PSE&G | Accepted | 2019-10-01 | 2019-10-03 | 2021-10-30 | Delta | Solivia 3.8TL | Inverters | 3800 |  | 1 |  |  | 0.975 |  | Outdoor | Outdoor
NJSTRE1545383781 | NJSRRE1542476122 | Transition Incentive Program | Montclair TWP | 7042 | 9 | 3.9 | Residential | No | Behind the Meter | Net-metered residential rooftop and canopy |  | None | Tesla Energy Operations Inc | PSE&G | Accepted | 2019-10-01 | 2019-10-03 | 2021-10-30 | SolarCity Standard | SC325 | Solar Panels |  | 0.325 | 12 | 178 | 18 |  | Fixed | Roof
NJSTRE1545383782 | NJSRRE1543046233 | Transition Incentive Program | Long Hil | 7980 | 3 | 8.18 | Residential | Yes | Behind the Meter | Net-metered residential rooftop and canopy |  | None | SunPower Capital LLC | JCP&L | Accepted | 2019-11-26 | 2019-11-26 | 2021-10-30 | sunpower | e20-327-e-ac | Inverters | 0.32 |  | 25 |  |  | 0.96 |  | Other | behind panels
NJSTRE1545383782 | NJSRRE1543046233 | Transition Incentive Program | Long Hil | 7980 | 3 | 8.18 | Residential | Yes | Behind the Meter | Net-metered residential rooftop and canopy |  | None | SunPower Capital LLC | JCP&L | Accepted | 2019-11-26 | 2019-11-26 | 2021-10-30 | sunpower | e20-327-e-ac | Solar Panels |  | 0.327 | 4 | 173 | 30 |  | Fixed | Roof
NJSTRE1545383782 | NJSRRE1543046233 | Transition Incentive Program | Long Hil | 7980 | 3 | 8.18 | Residential | Yes | Behind the Meter | Net-metered residential rooftop and canopy |  | None | SunPower Capital LLC | JCP&L | Accepted | 2019-11-26 | 2019-11-26 | 2021-10-30 | sunpower | e20-327-e-ac | Solar Panels |  | 0.327 | 21 | 30 | 263 |  | Fixed | Roof
NJSTRE1545383783 | NJSRRE1542430911 | Transition Incentive Program | Sicklerville | 8081 | 14 | 9.14 | Residential | Yes | Behind the Meter | Behind the Meter |  | None | Trinity Solar | AC Electric | Eligible for TI Program | 2019-09-24 | 2019-09-25 | 2021-10-30 | Solar Edge | SE7600H-US | Inverters | 7600 |  | 1 |  |  | 0.97 |  | Outdoor | side of home
NJSTRE1545383783 | NJSRRE1542430911 | Transition Incentive Program | Sicklerville | 8081 | 14 | 9.14 | Residential | Yes | Behind the Meter | Behind the Meter |  | None | Trinity Solar | AC Electric | Eligible for TI Program | 2019-09-24 | 2019-09-25 | 2021-10-30 | HANWHA | Q.PEAK DUO BLK-G5 315 | Solar Panels |  | 0.315 | 29 | 218 | 23 |  | Fixed | Roof
NJSTRE1545383784 | NJSRRE1542424504 | Transition Incentive Program | Vineland | 8361 | 20 | 6 | Residential | No | Behind the Meter | Net-metered residential ground mount |  | None | Bright Planet Solar | Vineland Muni Electric | Accepted | 2019-09-20 | 2019-09-24 | 2021-10-30 | Solar Edge | SE5000H-USRGM | Inverters | 5000 |  | 1 |  |  | 0.98 |  | Outdoor | Next to Meter
NJSTRE1545383784 | NJSRRE1542424504 | Transition Incentive Program | Vineland | 8361 | 20 | 6 | Residential | No | Behind the Meter | Net-metered residential ground mount |  | None | Bright Planet Solar | Vineland Muni Electric | Accepted | 2019-09-20 | 2019-09-24 | 2021-10-30 | Trina Solar | TSM-DD05A.05(II) 300W | Solar Panels |  | 0.3 | 20 | 180 | 25 |  | Fixed | Ground
NJSTRE1545383787 | NJSRRE1542460973 | Transition Incentive Program | Ridgefield | 7657 | 7 | 13.34 | Residential | Yes | Behind the Meter | Behind the Meter |  | None | Sunrun Installation Services, Inc. | PSE&G | Eligible for TI Program | 2019-09-30 | 2019-10-02 | 2021-10-30 | Ningbo Ginlong Technologies | Solis-1P10K-4G-US | Inverters | 10000 |  | 1 |  |  | 0.96 |  | Outdoor | Next To Meter
NJSTRE1545383787 | NJSRRE1542460973 | Transition Incentive Program | Ridgefield | 7657 | 7 | 13.34 | Residential | Yes | Behind the Meter | Behind the Meter |  | None | Sunrun Installation Services, Inc. | PSE&G | Eligible for TI Program | 2019-09-30 | 2019-10-02 | 2021-10-30 | Ningbo Ginlong Technologies | Solis-1P3K-4G-US | Inverters | 3000 |  | 1 |  |  | 0.96 |  | Outdoor | Next To Meter
NJSTRE1545383787 | NJSRRE1542460973 | Transition Incentive Program | Ridgefield | 7657 | 7 | 13.34 | Residential | Yes | Behind the Meter | Behind the Meter |  | None | Sunrun Installation Services, Inc. | PSE&G | Eligible for TI Program | 2019-09-30 | 2019-10-02 | 2021-10-30 | REC Solar | REC290TP2 BLK | Solar Panels |  | 0.29 | 18 | 127 | 27 |  | Fixed | Roof
NJSTRE1545383787 | NJSRRE1542460973 | Transition Incentive Program | Ridgefield | 7657 | 7 | 13.34 | Residential | Yes | Behind the Meter | Behind the Meter |  | None | Sunrun Installation Services, Inc. | PSE&G | Eligible for TI Program | 2019-09-30 | 2019-10-02 | 2021-10-30 | REC Solar | REC290TP2 BLK | Solar Panels |  | 0.29 | 15 | 218 | 23 |  | Fixed | Roof
NJSTRE1545383787 | NJSRRE1542460973 | Transition Incentive Program | Ridgefield | 7657 | 7 | 13.34 | Residential | Yes | Behind the Meter | Behind the Meter |  | None | Sunrun Installation Services, Inc. | PSE&G | Eligible for TI Program | 2019-09-30 | 2019-10-02 | 2021-10-30 | REC Solar | REC290TP2 BLK | Solar Panels |  | 0.29 | 13 | 38 | 23 |  | Fixed | Roof
NJSTRE1545383793 | NJSRRE1543066255 | Transition Incentive Program | marlboro | 7746 | 17 | 7.37 | Residential | No | Behind the Meter | Net-metered residential rooftop and canopy |  | None | Morgan Associates and Consulting LLC | JCP&L | Accepted | 2019-11-11 | 2019-11-14 | 2021-10-30 | SolarEdge | 7600 | Inverters | 7600 |  | 1 |  |  | 0.99 |  | Outdoor | side of house
NJSTRE1545383793 | NJSRRE1543066255 | Transition Incentive Program | marlboro | 7746 | 17 | 7.37 | Residential | No | Behind the Meter | Net-metered residential rooftop and canopy |  | None | Morgan Associates and Consulting LLC | JCP&L | Accepted | 2019-11-11 | 2019-11-14 | 2021-10-30 | LG | LG 335 | Solar Panels |  | 0.335 | 22 | 171 | 14 |  | Fixed | Roof
NJSTRE1545383794 | NJSRRE1542505482 | Transition Incentive Program | Barnegat | 8005 | 18 | 9.57 | Residential | Yes | Behind the Meter | Behind the Meter |  | None | Sunrun Installation Services, Inc. | AC Electric | Eligible for TI Program | 2019-10-04 | 2019-10-08 | 2021-10-30 | Ningbo Ginlong Technologies | Solis-1P7.6K-4G-US | Inverters | 7600 |  | 1 |  |  | 0.96 |  | Outdoor | Next To Meter
NJSTRE1545383794 | NJSRRE1542505482 | Transition Incentive Program | Barnegat | 8005 | 18 | 9.57 | Residential | Yes | Behind the Meter | Behind the Meter |  | None | Sunrun Installation Services, Inc. | AC Electric | Eligible for TI Program | 2019-10-04 | 2019-10-08 | 2021-10-30 | REC Solar | REC290TP2 BLK | Solar Panels |  | 0.29 | 10 | 304 | 34 |  | Fixed | Roof
NJSTRE1545383794 | NJSRRE1542505482 | Transition Incentive Program | Barnegat | 8005 | 18 | 9.57 | Residential | Yes | Behind the Meter | Behind the Meter |  | None | Sunrun Installation Services, Inc. | AC Electric | Eligible for TI Program | 2019-10-04 | 2019-10-08 | 2021-10-30 | REC Solar | REC290TP2 BLK | Solar Panels |  | 0.29 | 23 | 124 | 34 |  | Fixed | Roof
NJSTRE1545383796 | NJSRRE1542568759 | Transition Incentive Program | HEWITT | 7421 | 6 | 12.6 | Residential | Yes | Behind the Meter | Net-metered residential rooftop and canopy |  | None | Vivint Solar Developer, LLC | Orange Rockland Electric | Accepted | 2019-10-21 | 2019-10-23 | 2021-10-30 | Solar Edge | SE10000H-US | Inverters | 10000 |  | 1 |  |  | 0.992 |  | Outdoor | Near the Utility Meter
NJSTRE1545383796 | NJSRRE1542568759 | Transition Incentive Program | HEWITT | 7421 | 6 | 12.6 | Residential | Yes | Behind the Meter | Net-metered residential rooftop and canopy |  | None | Vivint Solar Developer, LLC | Orange Rockland Electric | Accepted | 2019-10-21 | 2019-10-23 | 2021-10-30 | Hanwha | Q.PEAK BLK-G5 315 | Solar Panels |  | 0.315 | 18 | 307 | 23 |  | Fixed | Roof
NJSTRE1545383796 | NJSRRE1542568759 | Transition Incentive Program | HEWITT | 7421 | 6 | 12.6 | Residential | Yes | Behind the Meter | Net-metered residential rooftop and canopy |  | None | Vivint Solar Developer, LLC | Orange Rockland Electric | Accepted | 2019-10-21 | 2019-10-23 | 2021-10-30 | Hanwha | Q.PEAK BLK-G5 315 | Solar Panels |  | 0.315 | 22 | 127 | 23 |  | Fixed | Roof
NJSTRE1545383797 | NJSRRE1542553278 | Transition Incentive Program | LINWOOD | 8221 | 19 | 14.49 | Residential | Yes | Behind the Meter | Net-metered residential rooftop and canopy |  | None | Vivint Solar Developer, LLC | AC Electric | Accepted | 2019-10-17 | 2019-10-21 | 2021-10-30 | SOLAREDGE | SE10000H-US000BNC4 | Inverters | 10000 |  | 1 |  |  | 0.992 |  | Outdoor | Near The Utility Meter
NJSTRE1545383797 | NJSRRE1542553278 | Transition Incentive Program | LINWOOD | 8221 | 19 | 14.49 | Residential | Yes | Behind the Meter | Net-metered residential rooftop and canopy |  | None | Vivint Solar Developer, LLC | AC Electric | Accepted | 2019-10-17 | 2019-10-21 | 2021-10-30 | HANWHA SOLAR | Q.PEAK BLK-G5 315 | Solar Panels |  | 0.315 | 24 | 302 | 28 |  | Fixed | Roof
NJSTRE1545383797 | NJSRRE1542553278 | Transition Incentive Program | LINWOOD | 8221 | 19 | 14.49 | Residential | Yes | Behind the Meter | Net-metered residential rooftop and canopy |  | None | Vivint Solar Developer, LLC | AC Electric | Accepted | 2019-10-17 | 2019-10-21 | 2021-10-30 | HANWHA SOLAR | Q.PEAK BLK-G5 315 | Solar Panels |  | 0.315 | 22 | 122 | 28 |  | Fixed | Roof
NJSTRE1545383798 | NJSRRE1542576369 | Transition Incentive Program | RIDGEFIELD | 7657 | 7 | 6.93 | Residential | Yes | Behind the Meter | Net-metered residential rooftop and canopy |  | None | Vivint Solar Developer, LLC | PSE&G | Accepted | 2019-10-24 | 2019-10-24 | 2021-10-30 | Solar Edge | SE7600H-US | Inverters | 7600 |  | 1 |  |  | 0.992 |  | Outdoor | Near the Utility Meter
NJSTRE1545383798 | NJSRRE1542576369 | Transition Incentive Program | RIDGEFIELD | 7657 | 7 | 6.93 | Residential | Yes | Behind the Meter | Net-metered residential rooftop and canopy |  | None | Vivint Solar Developer, LLC | PSE&G | Accepted | 2019-10-24 | 2019-10-24 | 2021-10-30 | Hanwha Solar | Q.PEAK BLK-G5 315 | Solar Panels |  | 0.315 | 22 | 127 | 18 |  | Fixed | Roof
NJSTRE1545383800 | NJSRRE1542430757 | Transition Incentive Program | HAMILTON TWP MER | 8629 | 12 | 6.87 | Residential | Yes | Behind the Meter | Net-metered residential rooftop and canopy |  | None | Vision Solar LLC | PSE&G | Accepted | 2019-09-24 | 2019-09-25 | 2021-10-30 | sunpower | e20-327-e-ac | Inverters | 0.32 |  | 21 |  |  | 0.96 |  | Other | behind panels
NJSTRE1545383800 | NJSRRE1542430757 | Transition Incentive Program | HAMILTON TWP MER | 8629 | 12 | 6.87 | Residential | Yes | Behind the Meter | Net-metered residential rooftop and canopy |  | None | Vision Solar LLC | PSE&G | Accepted | 2019-09-24 | 2019-09-25 | 2021-10-30 | SUNPOWER | E20-327-E-AC | Solar Panels |  | 0.327 | 9 | 231 | 34 |  | Fixed | Roof
NJSTRE1545383800 | NJSRRE1542430757 | Transition Incentive Program | HAMILTON TWP MER | 8629 | 12 | 6.87 | Residential | Yes | Behind the Meter | Net-metered residential rooftop and canopy |  | None | Vision Solar LLC | PSE&G | Accepted | 2019-09-24 | 2019-09-25 | 2021-10-30 | sunpower | e20-327-e-ac | Solar Panels |  | 0.327 | 7 | 141 | 8 |  | Fixed | Roof
NJSTRE1545383800 | NJSRRE1542430757 | Transition Incentive Program | HAMILTON TWP MER | 8629 | 12 | 6.87 | Residential | Yes | Behind the Meter | Net-metered residential rooftop and canopy |  | None | Vision Solar LLC | PSE&G | Accepted | 2019-09-24 | 2019-09-25 | 2021-10-30 | sunpower | e20-327-e-ac | Solar Panels |  | 0.327 | 3 | 141 | 32 |  | Fixed | Roof
NJSTRE1545383800 | NJSRRE1542430757 | Transition Incentive Program | HAMILTON TWP MER | 8629 | 12 | 6.87 | Residential | Yes | Behind the Meter | Net-metered residential rooftop and canopy |  | None | Vision Solar LLC | PSE&G | Accepted | 2019-09-24 | 2019-09-25 | 2021-10-30 | sunpower | e20-327-e-ac | Solar Panels |  | 0.327 | 2 | 51 | 34 |  | Fixed | Roof
NJSTRE1545383801 | NJSRRE1542580040 | Transition Incentive Program | Palermo | 8223 | 21 | 9.57 | Residential | Yes | Behind the Meter | Behind the Meter |  | None | Sunrun Installation Services, Inc. | AC Electric | Eligible for TI Program | 2019-10-23 | 2019-10-25 | 2021-10-30 | SolarEdge Technologies | SE7600H-USRGM | Inverters | 7600 |  | 1 |  |  | 0.96 |  | Outdoor | Next To Meter
NJSTRE1545383801 | NJSRRE1542580040 | Transition Incentive Program | Palermo | 8223 | 21 | 9.57 | Residential | Yes | Behind the Meter | Behind the Meter |  | None | Sunrun Installation Services, Inc. | AC Electric | Eligible for TI Program | 2019-10-23 | 2019-10-25 | 2021-10-30 | REC Solar | REC290TP2 BLK | Solar Panels |  | 0.29 | 3 | 228 | 18 |  | Fixed | Roof
NJSTRE1545383801 | NJSRRE1542580040 | Transition Incentive Program | Palermo | 8223 | 21 | 9.57 | Residential | Yes | Behind the Meter | Behind the Meter |  | None | Sunrun Installation Services, Inc. | AC Electric | Eligible for TI Program | 2019-10-23 | 2019-10-25 | 2021-10-30 | REC Solar | REC290TP2 BLK | Solar Panels |  | 0.29 | 26 | 228 | 42 |  | Fixed | Roof
NJSTRE1545383801 | NJSRRE1542580040 | Transition Incentive Program | Palermo | 8223 | 21 | 9.57 | Residential | Yes | Behind the Meter | Behind the Meter |  | None | Sunrun Installation Services, Inc. | AC Electric | Eligible for TI Program | 2019-10-23 | 2019-10-25 | 2021-10-30 | REC Solar | REC290TP2 BLK | Solar Panels |  | 0.29 | 4 | 48 | 43 |  | Fixed | Roof
NJSTRE1545383802 | NJSRRE1542559520 | Transition Incentive Program | Whiting | 8759 | 18 | 14.6 | Residential | Yes | Behind the Meter | Behind the Meter |  | None | Sunrun Installation Services, Inc. | JCP&L | Eligible for TI Program | 2019-10-18 | 2019-10-22 | 2021-10-30 | SolarEdge Technologies | SE11400H-USRGM | Inverters | 11400 |  | 1 |  |  | 0.96 |  | Outdoor | Next To Meter
NJSTRE1545383802 | NJSRRE1542559520 | Transition Incentive Program | Whiting | 8759 | 18 | 14.6 | Residential | Yes | Behind the Meter | Behind the Meter |  | None | Sunrun Installation Services, Inc. | JCP&L | Eligible for TI Program | 2019-10-18 | 2019-10-22 | 2021-10-30 | LG Electronics | LG365Q1C-V5 | Solar Panels |  | 0.365 | 22 | 100 | 34 |  | Fixed | Roof
NJSTRE1545383802 | NJSRRE1542559520 | Transition Incentive Program | Whiting | 8759 | 18 | 14.6 | Residential | Yes | Behind the Meter | Behind the Meter |  | None | Sunrun Installation Services, Inc. | JCP&L | Eligible for TI Program | 2019-10-18 | 2019-10-22 | 2021-10-30 | LG Electronics | LG365Q1C-V5 | Solar Panels |  | 0.365 | 18 | 280 | 34 |  | Fixed | Roof
NJSTRE1545383803 | NJSRRE1542505498 | Transition Incentive Program | Teaneck | 7666 | 7 | 8.7 | Residential | Yes | Behind the Meter | Behind the Meter |  | None | Sunrun Installation Services, Inc. | PSE&G | Eligible for TI Program | 2019-10-04 | 2019-10-08 | 2021-10-30 | Ningbo Ginlong Technologies | Solis-1P7.6K-4G-US | Inverters | 7600 |  | 1 |  |  | 0.96 |  | Outdoor | Next To Meter
NJSTRE1545383803 | NJSRRE1542505498 | Transition Incentive Program | Teaneck | 7666 | 7 | 8.7 | Residential | Yes | Behind the Meter | Behind the Meter |  | None | Sunrun Installation Services, Inc. | PSE&G | Eligible for TI Program | 2019-10-04 | 2019-10-08 | 2021-10-30 | REC Solar | REC290TP2 BLK | Solar Panels |  | 0.29 | 6 | 295 | 43 |  | Fixed | Roof
NJSTRE1545383803 | NJSRRE1542505498 | Transition Incentive Program | Teaneck | 7666 | 7 | 8.7 | Residential | Yes | Behind the Meter | Behind the Meter |  | None | Sunrun Installation Services, Inc. | PSE&G | Eligible for TI Program | 2019-10-04 | 2019-10-08 | 2021-10-30 | REC Solar | REC290TP2 BLK | Solar Panels |  | 0.29 | 24 | 115 | 43 |  | Fixed | Roof
NJSTRE1545383804 | NJSRRE1542501287 | Transition Incentive Program | Millville | 8332 | 20 | 9.6 | Residential | Yes | Behind the Meter | Behind the Meter |  | None | Skyline Solar, LLC | AC Electric | Eligible for TI Program | 2019-10-03 | 2019-10-08 | 2021-10-30 | SolarEdge | SE7600H-US | Inverters | 7600 |  | 1 |  |  | 0.99 |  | Outside | within ten feet of meter
NJSTRE1545383804 | NJSRRE1542501287 | Transition Incentive Program | Millville | 8332 | 20 | 9.6 | Residential | Yes | Behind the Meter | Behind the Meter |  | None | Skyline Solar, LLC | AC Electric | Eligible for TI Program | 2019-10-03 | 2019-10-08 | 2021-10-30 | Hanwha Q-Cells | Q.PEAK DUO-G5 320 | Solar Panels |  | 0.32 | 30 | 139 | 23 |  | Fixed | Roof
NJSTRE1545383805 | NJSRRE1542528487 | Transition Incentive Program | Passaic City | 7055 | 6 | 6.38 | Residential | Yes | Behind the Meter | Behind the Meter |  | None | Sunrun Installation Services, Inc. | PSE&G | Eligible for TI Program | 2019-10-11 | 2019-10-15 | 2021-10-30 | SolarEdge Technologies | SE5000H-USRGM | Inverters | 5000 |  | 1 |  |  | 0.96 |  | Outdoor | Next To Meter
NJSTRE1545383805 | NJSRRE1542528487 | Transition Incentive Program | Passaic City | 7055 | 6 | 6.38 | Residential | Yes | Behind the Meter | Behind the Meter |  | None | Sunrun Installation Services, Inc. | PSE&G | Eligible for TI Program | 2019-10-11 | 2019-10-15 | 2021-10-30 | REC Solar | REC290TP2 BLK | Solar Panels |  | 0.29 | 3 | 133 | 27 |  | Fixed | Roof
NJSTRE1545383805 | NJSRRE1542528487 | Transition Incentive Program | Passaic City | 7055 | 6 | 6.38 | Residential | Yes | Behind the Meter | Behind the Meter |  | None | Sunrun Installation Services, Inc. | PSE&G | Eligible for TI Program | 2019-10-11 | 2019-10-15 | 2021-10-30 | REC Solar | REC290TP2 BLK | Solar Panels |  | 0.29 | 1 | 313 | 27 |  | Fixed | Roof
NJSTRE1545383805 | NJSRRE1542528487 | Transition Incentive Program | Passaic City | 7055 | 6 | 6.38 | Residential | Yes | Behind the Meter | Behind the Meter |  | None | Sunrun Installation Services, Inc. | PSE&G | Eligible for TI Program | 2019-10-11 | 2019-10-15 | 2021-10-30 | REC Solar | REC290TP2 BLK | Solar Panels |  | 0.29 | 18 | 223 | 40 |  | Fixed | Roof
NJSTRE1545383806 | NJSRRE1542500842 | Transition Incentive Program | Asbury | 8802 | 4 | 7.04 | Residential | Yes | Behind the Meter | Behind the Meter |  | None | Skyline Solar, LLC | JCP&L | Eligible for TI Program | 2019-10-03 | 2019-10-08 | 2021-10-30 | SolarEdge | SE5000H-US | Inverters | 5000 |  | 1 |  |  | 0.99 |  | Outside | within ten feet of meter
NJSTRE1545383806 | NJSRRE1542500842 | Transition Incentive Program | Asbury | 8802 | 4 | 7.04 | Residential | Yes | Behind the Meter | Behind the Meter |  | None | Skyline Solar, LLC | JCP&L | Eligible for TI Program | 2019-10-03 | 2019-10-08 | 2021-10-30 | Silfab | SLA320M | Solar Panels |  | 0.32 | 22 | 230 | 36 |  | Fixed | Roof
NJSTRE1545383808 | NJSRRE1542584417 | Transition Incentive Program | PENNSAUKEN | 8109 | 14 | 5.99 | Residential | Yes | Behind the Meter | Net-metered residential rooftop and canopy |  | None | Vivint Solar Developer, LLC | PSE&G | Accepted | 2019-10-25 | 2019-10-29 | 2021-10-30 | Solar Edge | SE7600H-US | Inverters | 7600 |  | 1 |  |  | 0.992 |  | Outdoor | Near the utility meter
NJSTRE1545383808 | NJSRRE1542584417 | Transition Incentive Program | PENNSAUKEN | 8109 | 14 | 5.99 | Residential | Yes | Behind the Meter | Net-metered residential rooftop and canopy |  | None | Vivint Solar Developer, LLC | PSE&G | Accepted | 2019-10-25 | 2019-10-29 | 2021-10-30 | Hanwha | Q.PEAK BLK-G5 315 | Solar Panels |  | 0.315 | 8 | 262 | 45 |  | Fixed | Roof
NJSTRE1545383808 | NJSRRE1542584417 | Transition Incentive Program | PENNSAUKEN | 8109 | 14 | 5.99 | Residential | Yes | Behind the Meter | Net-metered residential rooftop and canopy |  | None | Vivint Solar Developer, LLC | PSE&G | Accepted | 2019-10-25 | 2019-10-29 | 2021-10-30 | Hanwha | Q.PEAK BLK-G5 315 | Solar Panels |  | 0.315 | 8 | 262 | 45 |  | Fixed | Roof
NJSTRE1545383808 | NJSRRE1542584417 | Transition Incentive Program | PENNSAUKEN | 8109 | 14 | 5.99 | Residential | Yes | Behind the Meter | Net-metered residential rooftop and canopy |  | None | Vivint Solar Developer, LLC | PSE&G | Accepted | 2019-10-25 | 2019-10-29 | 2021-10-30 | Hanwha | Q.PEAK BLK-G5 315 | Solar Panels |  | 0.315 | 3 | 172 | 60 |  | Fixed | Roof
NJSTRE1545383809 | NJSRRE1542564465 | Transition Incentive Program | Rahway City | 7065 | 10 | 7.04 | Residential | Yes | Behind the Meter | Behind the Meter |  | None | Skyline Solar, LLC | PSE&G | Eligible for TI Program | 2019-10-21 | 2019-10-23 | 2021-10-30 | SolarEdge | SE5000H-US | Inverters | 5000 |  | 1 |  |  | 0.99 |  | Outside | within ten feet of meter
NJSTRE1545383809 | NJSRRE1542564465 | Transition Incentive Program | Rahway City | 7065 | 10 | 7.04 | Residential | Yes | Behind the Meter | Behind the Meter |  | None | Skyline Solar, LLC | PSE&G | Eligible for TI Program | 2019-10-21 | 2019-10-23 | 2021-10-30 | Hanwha Q-Cells | Q.PEAK DUO-G5 320 | Solar Panels |  | 0.32 | 22 | 175 | 23 |  | Fixed | Roof
NJSTRE1545383810 | NJSRRE1542497303 | Transition Incentive Program | Atco | 8004 | 14 | 7.44 | Residential | Yes | Behind the Meter | Behind the Meter |  | None | 1st Light Energy Inc | AC Electric | Eligible for TI Program | 2019-10-02 | 2019-10-04 | 2021-10-30 | SMA | SB 6.0-US (240V) | Inverters | 6000 |  | 1 |  |  | 0.97 |  | Outside | within 10 feet of meter
NJSTRE1545383810 | NJSRRE1542497303 | Transition Incentive Program | Atco | 8004 | 14 | 7.44 | Residential | Yes | Behind the Meter | Behind the Meter |  | None | 1st Light Energy Inc | AC Electric | Eligible for TI Program | 2019-10-02 | 2019-10-04 | 2021-10-30 | Longi | MODULE LR6-60HPB-310M | Solar Panels |  | 0.31 | 16 | 29 | 18 |  | Fixed | Roof
NJSTRE1545383810 | NJSRRE1542497303 | Transition Incentive Program | Atco | 8004 | 14 | 7.44 | Residential | Yes | Behind the Meter | Behind the Meter |  | None | 1st Light Energy Inc | AC Electric | Eligible for TI Program | 2019-10-02 | 2019-10-04 | 2021-10-30 | Longi | MODULE LR6-60HPB-310M | Solar Panels |  | 0.31 | 8 | 209 | 18 |  | Fixed | Roof
NJSTRE1545383812 | NJSRRE1542423001 | Transition Incentive Program | KEYPORT | 7735 | 17 | 6.3 | Residential | Yes | Behind the Meter | Net-metered residential rooftop and canopy |  | None | Vivint Solar Developer, LLC | JCP&L | Accepted | 2019-09-19 | 2019-09-23 | 2021-10-30 | SolarEdge | SE7600H-US | Inverters | 7600 |  | 1 |  |  | 0.992 |  | Outdoor | Near the Utility Meter
NJSTRE1545383812 | NJSRRE1542423001 | Transition Incentive Program | KEYPORT | 7735 | 17 | 6.3 | Residential | Yes | Behind the Meter | Net-metered residential rooftop and canopy |  | None | Vivint Solar Developer, LLC | JCP&L | Accepted | 2019-09-19 | 2019-09-23 | 2021-10-30 | Hanwha | Q.PEAK BLK-G5 315 | Solar Panels |  | 0.315 | 6 | 307 | 22 |  | Fixed | Roof
NJSTRE1545383812 | NJSRRE1542423001 | Transition Incentive Program | KEYPORT | 7735 | 17 | 6.3 | Residential | Yes | Behind the Meter | Net-metered residential rooftop and canopy |  | None | Vivint Solar Developer, LLC | JCP&L | Accepted | 2019-09-19 | 2019-09-23 | 2021-10-30 | Hanwha Solar | Q.PEAK BLK-G5 315 | Solar Panels |  | 0.315 | 2 | 307 | 19 |  | Fixed | Roof
NJSTRE1545383812 | NJSRRE1542423001 | Transition Incentive Program | KEYPORT | 7735 | 17 | 6.3 | Residential | Yes | Behind the Meter | Net-metered residential rooftop and canopy |  | None | Vivint Solar Developer, LLC | JCP&L | Accepted | 2019-09-19 | 2019-09-23 | 2021-10-30 | Hanwha Solar | Q.PEAK BLK-G5 315 | Solar Panels |  | 0.315 | 6 | 37 | 27 |  | Fixed | Roof
NJSTRE1545383812 | NJSRRE1542423001 | Transition Incentive Program | KEYPORT | 7735 | 17 | 6.3 | Residential | Yes | Behind the Meter | Net-metered residential rooftop and canopy |  | None | Vivint Solar Developer, LLC | JCP&L | Accepted | 2019-09-19 | 2019-09-23 | 2021-10-30 | Hanwha Solar | Q.PEAK BLK-G5 315 | Solar Panels |  | 0.315 | 3 | 217 | 27 |  | Fixed | Roof
NJSTRE1545383812 | NJSRRE1542423001 | Transition Incentive Program | KEYPORT | 7735 | 17 | 6.3 | Residential | Yes | Behind the Meter | Net-metered residential rooftop and canopy |  | None | Vivint Solar Developer, LLC | JCP&L | Accepted | 2019-09-19 | 2019-09-23 | 2021-10-30 | Hanwha Solar | Q.PEAK BLK-G5 315 | Solar Panels |  | 0.315 | 3 | 22 | 127 |  | Fixed | Roof
NJSTRE1545383816 | NJSRRE1542510396 | Transition Incentive Program | Whippany | 7981 | 3 | 10.73 | Residential | Yes | Behind the Meter | Behind the Meter |  | None | Sunrun Installation Services, Inc. | JCP&L | Eligible for TI Program | 2019-10-05 | 2019-10-09 | 2021-10-30 | Delta Electronics | M5-TL-US | Inverters | 4800 |  | 1 |  |  | 0.96 |  | Outdoor | Next To Meter
NJSTRE1545383816 | NJSRRE1542510396 | Transition Incentive Program | Whippany | 7981 | 3 | 10.73 | Residential | Yes | Behind the Meter | Behind the Meter |  | None | Sunrun Installation Services, Inc. | JCP&L | Eligible for TI Program | 2019-10-05 | 2019-10-09 | 2021-10-30 | Delta Electronics | M4-TL-US | Inverters | 3840 |  | 1 |  |  | 0.96 |  | Outdoor | Next To Meter
NJSTRE1545383816 | NJSRRE1542510396 | Transition Incentive Program | Whippany | 7981 | 3 | 10.73 | Residential | Yes | Behind the Meter | Behind the Meter |  | None | Sunrun Installation Services, Inc. | JCP&L | Eligible for TI Program | 2019-10-05 | 2019-10-09 | 2021-10-30 | REC Solar | REC290TP2 BLK | Solar Panels |  | 0.29 | 21 | 306 | 23 |  | Fixed | Roof
NJSTRE1545383816 | NJSRRE1542510396 | Transition Incentive Program | Whippany | 7981 | 3 | 10.73 | Residential | Yes | Behind the Meter | Behind the Meter |  | None | Sunrun Installation Services, Inc. | JCP&L | Eligible for TI Program | 2019-10-05 | 2019-10-09 | 2021-10-30 | REC Solar | REC290TP2 BLK | Solar Panels |  | 0.29 | 16 | 126 | 23 |  | Fixed | Roof
NJSTRE1545383817 | NJSRRE1542816160 | Transition Incentive Program | Irvington Town | 7111 | 9 | 4.96 | Residential | Yes | Behind the Meter | Behind the Meter |  | None | Posigen NJ LLC | PSE&G | Eligible for TI Program | 2019-10-30 | 2019-11-01 | 2021-10-30 | SolarEdge | SE5000H-US | Inverters | 5000 |  | 1 |  |  | 0.99 |  | Outside | within ten feet of meter
NJSTRE1545383817 | NJSRRE1542816160 | Transition Incentive Program | Irvington Town | 7111 | 9 | 4.96 | Residential | Yes | Behind the Meter | Behind the Meter |  | None | Posigen NJ LLC | PSE&G | Eligible for TI Program | 2019-10-30 | 2019-11-01 | 2021-10-30 | Silfab | SLA310M | Solar Panels |  | 0.31 | 16 | 179269 | 40 |  | Fixed | Roof
NJSTRE1545383819 | NJSRRE1542481272 | Transition Incentive Program | Manahawkin | 8050 | 18 | 6.67 | Residential | Yes | Behind the Meter | Behind the Meter |  | None | Sunrun Installation Services, Inc. | AC Electric | Eligible for TI Program | 2019-10-01 | 2019-10-03 | 2021-10-30 | SolarEdge Technologies | SE6000H-USRGM | Inverters | 6000 |  | 1 |  |  | 0.96 |  | Outdoor | Next To Meter
NJSTRE1545383819 | NJSRRE1542481272 | Transition Incentive Program | Manahawkin | 8050 | 18 | 6.67 | Residential | Yes | Behind the Meter | Behind the Meter |  | None | Sunrun Installation Services, Inc. | AC Electric | Eligible for TI Program | 2019-10-01 | 2019-10-03 | 2021-10-30 | REC Solar | REC290TP2 BLK | Solar Panels |  | 0.29 | 4 | 173 | 34 |  | Fixed | Roof
NJSTRE1545383819 | NJSRRE1542481272 | Transition Incentive Program | Manahawkin | 8050 | 18 | 6.67 | Residential | Yes | Behind the Meter | Behind the Meter |  | None | Sunrun Installation Services, Inc. | AC Electric | Eligible for TI Program | 2019-10-01 | 2019-10-03 | 2021-10-30 | REC Solar | REC290TP2 BLK | Solar Panels |  | 0.29 | 19 | 353 | 34 |  | Fixed | Roof
NJSTRE1545383821 | NJSRRE1543182809 | Transition Incentive Program | Ewing Township | 8618 | 12 | 4.75 | Residential | No | Behind the Meter | Behind the Meter |  | None | Sunrun Installation Services, Inc. | PSE&G | Eligible for TI Program | 2019-11-13 | 2019-11-18 | 2021-10-30 | Delta Electronics | M4-TL-US | Inverters | 3840 |  | 1 |  |  | 0.96 |  | Outdoor | Next To Meter
NJSTRE1545383821 | NJSRRE1543182809 | Transition Incentive Program | Ewing Township | 8618 | 12 | 4.75 | Residential | No | Behind the Meter | Behind the Meter |  | None | Sunrun Installation Services, Inc. | PSE&G | Eligible for TI Program | 2019-11-13 | 2019-11-18 | 2021-10-30 | LG Electronics | LG365Q1C-V5 | Solar Panels |  | 0.365 | 6 | 177 | 24 |  | Fixed | Roof
NJSTRE1545383821 | NJSRRE1543182809 | Transition Incentive Program | Ewing Township | 8618 | 12 | 4.75 | Residential | No | Behind the Meter | Behind the Meter |  | None | Sunrun Installation Services, Inc. | PSE&G | Eligible for TI Program | 2019-11-13 | 2019-11-18 | 2021-10-30 | LG Electronics | LG365Q1C-V5 | Solar Panels |  | 0.365 | 7 | 267 | 23 |  | Fixed | Roof
NJSTRE1545383822 | NJSRRE1542441597 | Transition Incentive Program | Merchantville | 8109 | 14 | 4.73 | Residential | Yes | Behind the Meter | Net-metered residential rooftop and canopy |  | None | Vivint Solar Developer, LLC | PSE&G | Accepted | 2019-09-25 | 2019-09-27 | 2021-10-30 | solar edge | SE7600H-US | Inverters | 7600 |  | 1 |  |  | 0.992 |  | Outdoor | near utility meter
NJSTRE1545383822 | NJSRRE1542441597 | Transition Incentive Program | Merchantville | 8109 | 14 | 4.73 | Residential | Yes | Behind the Meter | Net-metered residential rooftop and canopy |  | None | Vivint Solar Developer, LLC | PSE&G | Accepted | 2019-09-25 | 2019-09-27 | 2021-10-30 | Hanwha Solar | Q.PEAK BLK-G5 315 | Solar Panels |  | 0.315 | 15 | 125 | 26 |  | Fixed | Roof
NJSTRE1545383827 | NJSRRE1542515237 | Transition Incentive Program | ATCO | 8004 | 14 | 2.84 | Residential | Yes | Behind the Meter | Net-metered residential rooftop and canopy |  | None | Vivint Solar Developer, LLC | AC Electric | Accepted | 2019-10-08 | 2019-10-10 | 2021-10-30 | SOLAR EDGE | SE3800H-US000BNC4 | Inverters | 3800 |  | 1 |  |  | 0.992 |  | Outdoor | Near The Utility Meter
NJSTRE1545383827 | NJSRRE1542515237 | Transition Incentive Program | ATCO | 8004 | 14 | 2.84 | Residential | Yes | Behind the Meter | Net-metered residential rooftop and canopy |  | None | Vivint Solar Developer, LLC | AC Electric | Accepted | 2019-10-08 | 2019-10-10 | 2021-10-30 | Hanwha Solar | Q.PEAK BLK-G5 315 | Solar Panels |  | 0.315 | 2 | 193 | 33 |  | Fixed | Roof
NJSTRE1545383827 | NJSRRE1542515237 | Transition Incentive Program | ATCO | 8004 | 14 | 2.84 | Residential | Yes | Behind the Meter | Net-metered residential rooftop and canopy |  | None | Vivint Solar Developer, LLC | AC Electric | Accepted | 2019-10-08 | 2019-10-10 | 2021-10-30 | Hanwha Solar | Q.PEAK BLK-G5 315 | Solar Panels |  | 0.315 | 7 | 13 | 33 |  | Fixed | Roof
NJSTRE1545383828 | NJSRRE1542525216 | Transition Incentive Program | LINWOOD | 8221 | 19 | 3.78 | Residential | Yes | Behind the Meter | Net-metered residential rooftop and canopy |  | None | Vivint Solar Developer, LLC | AC Electric | Accepted | 2019-10-10 | 2019-10-14 | 2021-10-30 | Solar Edge | SE3800H-US | Inverters | 3800 |  | 1 |  |  | 0.992 |  | Outdoor | Near the Utility Meter
NJSTRE1545383828 | NJSRRE1542525216 | Transition Incentive Program | LINWOOD | 8221 | 19 | 3.78 | Residential | Yes | Behind the Meter | Net-metered residential rooftop and canopy |  | None | Vivint Solar Developer, LLC | AC Electric | Accepted | 2019-10-10 | 2019-10-14 | 2021-10-30 | Hanwha | Q.PEAK BLK-G5 315 | Solar Panels |  | 0.315 | 12 | 301 | 21 |  | Fixed | Roof
NJSTRE1545383831 | NJSRRE1542431363 | Transition Incentive Program | Randolph | 7869 | 3 | 11.6 | Residential | Yes | Behind the Meter | Behind the Meter |  | None | Sunrun Installation Services, Inc. | JCP&L | Eligible for TI Program | 2019-09-24 | 2019-09-26 | 2021-10-30 | Ningbo Ginlong Technologies | Solis-1P9K-4G-US | Inverters | 9000 |  | 1 |  |  | 0.96 |  | Outdoor | Next To Meter
NJSTRE1545383831 | NJSRRE1542431363 | Transition Incentive Program | Randolph | 7869 | 3 | 11.6 | Residential | Yes | Behind the Meter | Behind the Meter |  | None | Sunrun Installation Services, Inc. | JCP&L | Eligible for TI Program | 2019-09-24 | 2019-09-26 | 2021-10-30 | REC Solar | REC290TP2 BLK | Solar Panels |  | 0.29 | 26 | 188 | 23 |  | Fixed | Roof
NJSTRE1545383831 | NJSRRE1542431363 | Transition Incentive Program | Randolph | 7869 | 3 | 11.6 | Residential | Yes | Behind the Meter | Behind the Meter |  | None | Sunrun Installation Services, Inc. | JCP&L | Eligible for TI Program | 2019-09-24 | 2019-09-26 | 2021-10-30 | REC Solar | REC290TP2 BLK | Solar Panels |  | 0.29 | 14 | 8 | 23 |  | Fixed | Roof
NJSTRE1545383832 | NJSRRE1542559533 | Transition Incentive Program | Long Valley | 7853 | 3 | 13.92 | Residential | Yes | Behind the Meter | Behind the Meter |  | None | Sunrun Installation Services, Inc. | JCP&L | Eligible for TI Program | 2019-10-18 | 2019-10-22 | 2021-10-30 | SolarEdge Technologies | SE11400H-USRGM | Inverters | 11400 |  | 1 |  |  | 0.96 |  | Outdoor | Next To Meter
NJSTRE1545383832 | NJSRRE1542559533 | Transition Incentive Program | Long Valley | 7853 | 3 | 13.92 | Residential | Yes | Behind the Meter | Behind the Meter |  | None | Sunrun Installation Services, Inc. | JCP&L | Eligible for TI Program | 2019-10-18 | 2019-10-22 | 2021-10-30 | REC Solar | REC290TP2 BLK | Solar Panels |  | 0.29 | 40 | 239 | 34 |  | Fixed | Roof
NJSTRE1545383832 | NJSRRE1542559533 | Transition Incentive Program | Long Valley | 7853 | 3 | 13.92 | Residential | Yes | Behind the Meter | Behind the Meter |  | None | Sunrun Installation Services, Inc. | JCP&L | Eligible for TI Program | 2019-10-18 | 2019-10-22 | 2021-10-30 | REC Solar | REC290TP2 BLK | Solar Panels |  | 0.29 | 8 | 58 | 34 |  | Fixed | Roof
NJSTRE1545383836 | NJSRRE1542642844 | Transition Incentive Program | PENNSAUKEN | 8109 | 14 | 2.52 | Residential | Yes | Behind the Meter | Net-metered residential rooftop and canopy |  | None | Vivint Solar Developer, LLC | PSE&G | Accepted | 2019-10-25 | 2019-10-29 | 2021-10-30 | solar edge | SE3800H-US | Inverters | 3800 |  | 1 |  |  | 0.992 |  | Outdoor | near utility meter
NJSTRE1545383836 | NJSRRE1542642844 | Transition Incentive Program | PENNSAUKEN | 8109 | 14 | 2.52 | Residential | Yes | Behind the Meter | Net-metered residential rooftop and canopy |  | None | Vivint Solar Developer, LLC | PSE&G | Accepted | 2019-10-25 | 2019-10-29 | 2021-10-30 | HANWHA SOLAR | Q.PEAK BLK-G5 315 | Solar Panels |  | 0.315 | 6 | 337 | 33 |  | Fixed | Roof
NJSTRE1545383836 | NJSRRE1542642844 | Transition Incentive Program | PENNSAUKEN | 8109 | 14 | 2.52 | Residential | Yes | Behind the Meter | Net-metered residential rooftop and canopy |  | None | Vivint Solar Developer, LLC | PSE&G | Accepted | 2019-10-25 | 2019-10-29 | 2021-10-30 | HANWHA SOLAR | Q.PEAK BLK-G5 315 | Solar Panels |  | 0.315 | 2 | 157 | 33 |  | Fixed | Roof
NJSTRE1545383840 | NJSRRE1542523639 | Transition Incentive Program | Trenton | 8618 | 12 | 22.68 | Residential | No | Behind the Meter | Net-metered residential rooftop and canopy |  | None | Suntuity Solar LLC | PSE&G | Accepted | 2019-10-10 | 2019-10-14 | 2021-10-30 | Enphase Energy | IQ7-60-2-US | Inverters | 240 |  | 72 |  |  | 0.97 |  | Outdoor | Behind the PV Modules
NJSTRE1545383840 | NJSRRE1542523639 | Transition Incentive Program | Trenton | 8618 | 12 | 22.68 | Residential | No | Behind the Meter | Net-metered residential rooftop and canopy |  | None | Suntuity Solar LLC | PSE&G | Accepted | 2019-10-10 | 2019-10-14 | 2021-10-30 | Yingli Green Energy | YL315D-30b | Solar Panels |  | 0.315 | 12 | 231 | 29 |  | Fixed | Roof
NJSTRE1545383840 | NJSRRE1542523639 | Transition Incentive Program | Trenton | 8618 | 12 | 22.68 | Residential | No | Behind the Meter | Net-metered residential rooftop and canopy |  | None | Suntuity Solar LLC | PSE&G | Accepted | 2019-10-10 | 2019-10-14 | 2021-10-30 | Yingli Green Energy | YL315D-30b | Solar Panels |  | 0.315 | 12 | 231 | 12 |  | Fixed | Roof
NJSTRE1545383840 | NJSRRE1542523639 | Transition Incentive Program | Trenton | 8618 | 12 | 22.68 | Residential | No | Behind the Meter | Net-metered residential rooftop and canopy |  | None | Suntuity Solar LLC | PSE&G | Accepted | 2019-10-10 | 2019-10-14 | 2021-10-30 | Yingli Green Energy | YL315D-30b | Solar Panels |  | 0.315 | 48 | 231 | 26 |  | Fixed | Roof
NJSTRE1545383844 | NJSRRE1542443612 | Transition Incentive Program | Franklin Lakes | 7417 | 7 | 8.18 | Residential | Yes | Behind the Meter | Net-metered residential rooftop and canopy |  | None | Kamtech Solar Solutions | Orange Rockland Electric | Accepted | 2019-09-26 | 2019-09-30 | 2021-10-30 | Enphase Energy | IQ-7x | Inverters | 0.315 |  | 25 |  |  | 0.975 |  | Outside | Underneath each module - microinverter
NJSTRE1545383844 | NJSRRE1542443612 | Transition Incentive Program | Franklin Lakes | 7417 | 7 | 8.18 | Residential | Yes | Behind the Meter | Net-metered residential rooftop and canopy |  | None | Kamtech Solar Solutions | Orange Rockland Electric | Accepted | 2019-09-26 | 2019-09-30 | 2021-10-30 | Sunpower Corporation | e20-327-a-ac | Solar Panels |  | 0.327 | 17 | 314 | 32 |  | Fixed | Roof
NJSTRE1545383844 | NJSRRE1542443612 | Transition Incentive Program | Franklin Lakes | 7417 | 7 | 8.18 | Residential | Yes | Behind the Meter | Net-metered residential rooftop and canopy |  | None | Kamtech Solar Solutions | Orange Rockland Electric | Accepted | 2019-09-26 | 2019-09-30 | 2021-10-30 | Sunpower Corporation | E20-327-C-AC | Solar Panels |  | 0.327 | 8 | 224 | 32 |  | Fixed | Roof
NJSTRE1545383845 | NJSRRE1542431774 | Transition Incentive Program | Burlington | 8016 | 13 | 11.39 | Residential | No | Behind the Meter | Behind the Meter |  | None | Public Service Solar | PSE&G | Eligible for TI Program | 2019-09-24 | 2019-09-26 | 2021-10-30 | Enphase Energy | IQ7+ | Inverters | 240 |  | 34 |  |  | 0.97 |  | Outside | House
NJSTRE1545383845 | NJSRRE1542431774 | Transition Incentive Program | Burlington | 8016 | 13 | 11.39 | Residential | No | Behind the Meter | Behind the Meter |  | None | Public Service Solar | PSE&G | Eligible for TI Program | 2019-09-24 | 2019-09-26 | 2021-10-30 | LG | LG335N1K-V5 | Solar Panels |  | 0.335 | 34 | 243, 153 | 35 |  | Fixed | Roof
NJSTRE1545383847 | NJSRRE1542501650 | Transition Incentive Program | Egg Harbor Township | 8234 | 19 | 8.12 | Residential | Yes | Behind the Meter | Behind the Meter |  | None | Sunrun Installation Services, Inc. | AC Electric | Eligible for TI Program | 2019-10-03 | 2019-10-08 | 2021-10-30 | Ningbo Ginlong Technologies | Solis-1P7.6K-4G-US | Inverters | 7600 |  | 1 |  |  | 0.96 |  | Outdoor | Next To Meter
NJSTRE1545383847 | NJSRRE1542501650 | Transition Incentive Program | Egg Harbor Township | 8234 | 19 | 8.12 | Residential | Yes | Behind the Meter | Behind the Meter |  | None | Sunrun Installation Services, Inc. | AC Electric | Eligible for TI Program | 2019-10-03 | 2019-10-08 | 2021-10-30 | REC Solar | REC290TP2 BLK | Solar Panels |  | 0.29 | 16 | 29 | 18 |  | Fixed | Roof
NJSTRE1545383847 | NJSRRE1542501650 | Transition Incentive Program | Egg Harbor Township | 8234 | 19 | 8.12 | Residential | Yes | Behind the Meter | Behind the Meter |  | None | Sunrun Installation Services, Inc. | AC Electric | Eligible for TI Program | 2019-10-03 | 2019-10-08 | 2021-10-30 | REC Solar | REC290TP2 BLK | Solar Panels |  | 0.29 | 12 | 209 | 18 |  | Fixed | Roof
NJSTRE1545383848 | NJSRRE1542561931 | Transition Incentive Program | Passaic City | 7055 | 6 | 5.12 | Residential | Yes | Behind the Meter | Behind the Meter |  | None | Skyline Solar, LLC | PSE&G | Eligible for TI Program | 2019-10-21 | 2019-10-23 | 2021-10-30 | SolarEdge | SE3800H-US | Inverters | 3800 |  | 1 |  |  | 0.99 |  | Outside | within ten feet of meter
NJSTRE1545383848 | NJSRRE1542561931 | Transition Incentive Program | Passaic City | 7055 | 6 | 5.12 | Residential | Yes | Behind the Meter | Behind the Meter |  | None | Skyline Solar, LLC | PSE&G | Eligible for TI Program | 2019-10-21 | 2019-10-23 | 2021-10-30 | Hanhwa Q-Cells | Q.PEAK DUO-G5 320 | Solar Panels |  | 0.32 | 16 | 124 | 40 |  | Fixed | Roof
NJSTRE1545383854 | NJSRRE1542443709 | Transition Incentive Program | New Brunswick City | 8901 | 11 | 7.04 | Residential | Yes | Behind the Meter | Behind the Meter |  | None | Skyline Solar, LLC | PSE&G | Eligible for TI Program | 2019-09-26 | 2019-09-30 | 2021-10-30 | SolarEdge | SE5000H-US | Inverters | 5000 |  | 1 |  |  | 0.99 |  | Outside | within ten feet of meter
NJSTRE1545383854 | NJSRRE1542443709 | Transition Incentive Program | New Brunswick City | 8901 | 11 | 7.04 | Residential | Yes | Behind the Meter | Behind the Meter |  | None | Skyline Solar, LLC | PSE&G | Eligible for TI Program | 2019-09-26 | 2019-09-30 | 2021-10-30 | Hanwha Q-Cells | Q.PEAK DUO-G5 320 | Solar Panels |  | 0.32 | 22 | 271 | 35 |  | Fixed | Roof
NJSTRE1545383856 | NJSRRE1542544368 | Transition Incentive Program | MANVILLE | 8835 | 5 | 8.82 | Residential | Yes | Behind the Meter | Net-metered residential rooftop and canopy |  | None | Vivint Solar Developer, LLC | PSE&G | Accepted | 2019-10-15 | 2019-10-17 | 2021-10-30 | solar edge | SE7600H-US | Inverters | 7600 |  | 1 |  |  | 0.992 |  | Outdoor | near the utility meter
NJSTRE1545383856 | NJSRRE1542544368 | Transition Incentive Program | MANVILLE | 8835 | 5 | 8.82 | Residential | Yes | Behind the Meter | Net-metered residential rooftop and canopy |  | None | Vivint Solar Developer, LLC | PSE&G | Accepted | 2019-10-15 | 2019-10-17 | 2021-10-30 | HANWHA SOLAR | Q.PEAK BLK-G5 315 | Solar Panels |  | 0.315 | 12 | 185 | 21 |  | Fixed | Roof
NJSTRE1545383856 | NJSRRE1542544368 | Transition Incentive Program | MANVILLE | 8835 | 5 | 8.82 | Residential | Yes | Behind the Meter | Net-metered residential rooftop and canopy |  | None | Vivint Solar Developer, LLC | PSE&G | Accepted | 2019-10-15 | 2019-10-17 | 2021-10-30 | HANWHA SOLAR | Q.PEAK BLK-G5 315 | Solar Panels |  | 0.315 | 13 | 5 | 21 |  | Fixed | Roof
NJSTRE1545383856 | NJSRRE1542544368 | Transition Incentive Program | MANVILLE | 8835 | 5 | 8.82 | Residential | Yes | Behind the Meter | Net-metered residential rooftop and canopy |  | None | Vivint Solar Developer, LLC | PSE&G | Accepted | 2019-10-15 | 2019-10-17 | 2021-10-30 | HANWHA SOLAR | Q.PEAK BLK-G5 315 | Solar Panels |  | 0.315 | 3 | 275 | 22 |  | Fixed | Roof
NJSTRE1545383857 | NJSRRE1543046216 | Transition Incentive Program | Bayonne | 7002 | 8 | 14.39 | Residential | No | Behind the Meter | Net-metered residential rooftop and canopy |  | None | SunPower Corporation, Systems | PSE&G | Accepted | 2019-11-07 | 2019-11-11 | 2021-10-30 | SUNPOWER | SPR-E20-327-E-AC | Inverters | 320 |  | 44 |  |  | 0.96 |  | Other | under each panel
NJSTRE1545383857 | NJSRRE1543046216 | Transition Incentive Program | Bayonne | 7002 | 8 | 14.39 | Residential | No | Behind the Meter | Net-metered residential rooftop and canopy |  | None | SunPower Corporation, Systems | PSE&G | Accepted | 2019-11-07 | 2019-11-11 | 2021-10-30 | SUNPOWER | SPR-E20-327-E-AC | Solar Panels |  | 0.327 | 21 | 270 | 20 |  | Fixed | Roof
NJSTRE1545383857 | NJSRRE1543046216 | Transition Incentive Program | Bayonne | 7002 | 8 | 14.39 | Residential | No | Behind the Meter | Net-metered residential rooftop and canopy |  | None | SunPower Corporation, Systems | PSE&G | Accepted | 2019-11-07 | 2019-11-11 | 2021-10-30 | SUNPOWER | SPR-E20-327-E-AC | Solar Panels |  | 0.327 | 2 | 360 | 20 |  | Fixed | Roof
NJSTRE1545383857 | NJSRRE1543046216 | Transition Incentive Program | Bayonne | 7002 | 8 | 14.39 | Residential | No | Behind the Meter | Net-metered residential rooftop and canopy |  | None | SunPower Corporation, Systems | PSE&G | Accepted | 2019-11-07 | 2019-11-11 | 2021-10-30 | SUNPOWER | SPR-E20-327-E-AC | Solar Panels |  | 0.327 | 21 | 90 | 20 |  | Fixed | Roof
NJSTRE1545383858 | NJSRRE1542461719 | Transition Incentive Program | Mt Laurel | 8054 | 13 | 4.25 | Residential | Yes | Behind the Meter | Net-metered residential rooftop and canopy |  | None | Vision Solar LLC | PSE&G | As-Built Incomplete - Review | 2019-10-02 | 2019-10-02 |  | sunpower | e20-327-e-ac | Solar Panels |  | 0.327 | 11 | 263 | 30 |  | Fixed | Roof
NJSTRE1545383858 | NJSRRE1542461719 | Transition Incentive Program | Mt Laurel | 8054 | 13 | 4.25 | Residential | Yes | Behind the Meter | Net-metered residential rooftop and canopy |  | None | Vision Solar LLC | PSE&G | As-Built Incomplete - Review | 2019-10-02 | 2019-10-02 |  | sunpower | e20-327-e-ac | Solar Panels |  | 0.327 | 2 | 83 | 30 |  | Fixed | Roof
NJSTRE1545383858 | NJSRRE1542461719 | Transition Incentive Program | Mt Laurel | 8054 | 13 | 4.25 | Residential | Yes | Behind the Meter | Net-metered residential rooftop and canopy |  | None | Vision Solar LLC | PSE&G | As-Built Incomplete - Review | 2019-10-02 | 2019-10-02 |  | sunpower | e20-327-e-ac | Inverters | 320 |  | 13 |  |  | 0.96 |  | Other | behind panels
NJSTRE1545383858 | NJSRRE1542461719 | Transition Incentive Program | Mt Laurel | 8054 | 13 | 4.25 | Residential | Yes | Behind the Meter | Net-metered residential rooftop and canopy |  | None | Vision Solar LLC | PSE&G | As-Built Incomplete - Review | 2019-10-02 | 2019-10-02 |  | Sunpower | PVS6 | Meters |  |  | 1 |  |  |  | Yes | Outdoor
NJSTRE1545383859 | NJSRRE1543042442 | Transition Incentive Program | Elizabeth | 7201 | 10 | 11.03 | Residential | Yes | Behind the Meter | Net-metered residential rooftop and canopy |  | None | Vivint Solar Developer, LLC | PSE&G | Accepted | 2019-11-07 | 2019-11-11 | 2021-10-30 | SOLAREDGE | SE7600H-US000BNC4 | Inverters | 7600 |  | 1 |  |  | 0.992 |  | Outdoor | Near The Utility Meter
NJSTRE1545383859 | NJSRRE1543042442 | Transition Incentive Program | Elizabeth | 7201 | 10 | 11.03 | Residential | Yes | Behind the Meter | Net-metered residential rooftop and canopy |  | None | Vivint Solar Developer, LLC | PSE&G | Accepted | 2019-11-07 | 2019-11-11 | 2021-10-30 | HANWHA SOLAR | Q.PEAK BLK-G5 315 | Solar Panels |  | 0.315 | 32 | 294 | 40 |  | Fixed | Roof
NJSTRE1545383859 | NJSRRE1543042442 | Transition Incentive Program | Elizabeth | 7201 | 10 | 11.03 | Residential | Yes | Behind the Meter | Net-metered residential rooftop and canopy |  | None | Vivint Solar Developer, LLC | PSE&G | Accepted | 2019-11-07 | 2019-11-11 | 2021-10-30 | HANWHA SOLAR | Q.PEAK BLK-G5 315 | Solar Panels |  | 0.315 | 3 | 114 | 40 |  | Fixed | Roof
NJSTRE1545383862 | NJSRRE1542528762 | Transition Incentive Program | Brick Township | 8724 | 18 | 12.76 | Residential | Yes | Behind the Meter | Behind the Meter |  | None | Sunrun Installation Services, Inc. | JCP&L | Eligible for TI Program | 2019-10-11 | 2019-10-15 | 2021-10-30 | Delta Electronics | M10-TL-US | Inverters | 9600 |  | 1 |  |  | 0.96 |  | Outdoor | Next To Meter
NJSTRE1545383862 | NJSRRE1542528762 | Transition Incentive Program | Brick Township | 8724 | 18 | 12.76 | Residential | Yes | Behind the Meter | Behind the Meter |  | None | Sunrun Installation Services, Inc. | JCP&L | Eligible for TI Program | 2019-10-11 | 2019-10-15 | 2021-10-30 | REC Solar | REC290TP2 BLK | Solar Panels |  | 0.29 | 18 | 321 | 18 |  | Fixed | Roof
NJSTRE1545383862 | NJSRRE1542528762 | Transition Incentive Program | Brick Township | 8724 | 18 | 12.76 | Residential | Yes | Behind the Meter | Behind the Meter |  | None | Sunrun Installation Services, Inc. | JCP&L | Eligible for TI Program | 2019-10-11 | 2019-10-15 | 2021-10-30 | REC Solar | REC290TP2 BLK | Solar Panels |  | 0.29 | 26 | 142 | 18 |  | Fixed | Roof
NJSTRE1545383863 | NJSRRE1542559586 | Transition Incentive Program | Piscataway | 8854 | 11 | 5.22 | Residential | Yes | Behind the Meter | Behind the Meter |  | None | Sunrun Installation Services, Inc. | PSE&G | Eligible for TI Program | 2019-10-18 | 2019-10-22 | 2021-10-30 | Delta Electronics | M5-TL-US | Inverters | 4800 |  | 1 |  |  | 0.96 |  | Outdoor | Next To Meter
NJSTRE1545383863 | NJSRRE1542559586 | Transition Incentive Program | Piscataway | 8854 | 11 | 5.22 | Residential | Yes | Behind the Meter | Behind the Meter |  | None | Sunrun Installation Services, Inc. | PSE&G | Eligible for TI Program | 2019-10-18 | 2019-10-22 | 2021-10-30 | REC Solar | REC290TP2 BLK | Solar Panels |  | 0.29 | 18 | 219 | 18 |  | Fixed | Roof
NJSTRE1545383864 | NJSRRE1542422969 | Transition Incentive Program | Camden City | 8105 | 14 | 3.48 | Residential | Yes | Behind the Meter | Behind the Meter |  | None | Sunrun Installation Services, Inc. | PSE&G | Eligible for TI Program | 2019-09-19 | 2019-09-23 | 2021-10-30 | Ningbo Ginlong Technologies | Solis-1P3K-4G-US | Inverters | 3000 |  | 1 |  |  | 0.96 |  | Outdoor | Next To Meter
NJSTRE1545383864 | NJSRRE1542422969 | Transition Incentive Program | Camden City | 8105 | 14 | 3.48 | Residential | Yes | Behind the Meter | Behind the Meter |  | None | Sunrun Installation Services, Inc. | PSE&G | Eligible for TI Program | 2019-09-19 | 2019-09-23 | 2021-10-30 | REC Solar | REC290TP2 BLK | Solar Panels |  | 0.29 | 12 | 239 | 27 |  | Fixed | Roof
NJSTRE1545383865 | NJSRRE1542544485 | Transition Incentive Program | Pleasantville | 8232 | 19 | 8.99 | Residential | Yes | Behind the Meter | Behind the Meter |  | None | Sunrun Installation Services, Inc. | AC Electric | Eligible for TI Program | 2019-10-15 | 2019-10-17 | 2021-10-30 | Delta Electronics | M8-TL-US | Inverters | 7680 |  | 1 |  |  | 0.96 |  | Outdoor | Next To Meter
NJSTRE1545383865 | NJSRRE1542544485 | Transition Incentive Program | Pleasantville | 8232 | 19 | 8.99 | Residential | Yes | Behind the Meter | Behind the Meter |  | None | Sunrun Installation Services, Inc. | AC Electric | Eligible for TI Program | 2019-10-15 | 2019-10-17 | 2021-10-30 | REC Solar | REC290TP2 BLK | Solar Panels |  | 0.29 | 21 | 227 | 23 |  | Fixed | Roof
NJSTRE1545383865 | NJSRRE1542544485 | Transition Incentive Program | Pleasantville | 8232 | 19 | 8.99 | Residential | Yes | Behind the Meter | Behind the Meter |  | None | Sunrun Installation Services, Inc. | AC Electric | Eligible for TI Program | 2019-10-15 | 2019-10-17 | 2021-10-30 | REC Solar | REC290TP2 BLK | Solar Panels |  | 0.29 | 10 | 47 | 23 |  | Fixed | Roof
NJSTRE1545383867 | NJSRRE1542561776 | Transition Incentive Program | Tuckerton | 8087 | 18 | 10.71 | Residential | Yes | Behind the Meter | Net-metered residential rooftop and canopy |  | None | Suntuity Solar LLC | AC Electric | Accepted | 2019-10-21 | 2019-10-22 | 2021-10-30 | Enphase Energy | IQ7-60-2-US | Inverters | 240 |  | 34 |  |  | 0.97 |  | Outdoor | Behind the PV Modules
NJSTRE1545383867 | NJSRRE1542561776 | Transition Incentive Program | Tuckerton | 8087 | 18 | 10.71 | Residential | Yes | Behind the Meter | Net-metered residential rooftop and canopy |  | None | Suntuity Solar LLC | AC Electric | Accepted | 2019-10-21 | 2019-10-22 | 2021-10-30 | Longi | LR6-60HPB-315M | Solar Panels |  | 0.315 | 16 | 342 | 14 |  | Fixed | Roof
NJSTRE1545383867 | NJSRRE1542561776 | Transition Incentive Program | Tuckerton | 8087 | 18 | 10.71 | Residential | Yes | Behind the Meter | Net-metered residential rooftop and canopy |  | None | Suntuity Solar LLC | AC Electric | Accepted | 2019-10-21 | 2019-10-22 | 2021-10-30 | Longi | LR6-60HPB-315M | Solar Panels |  | 0.315 | 18 | 161 | 9 |  | Fixed | Roof
NJSTRE1545383868 | NJSRRE1542431429 | Transition Incentive Program | NEWARK CITY | 7106 | 9 | 4.1 | Residential | No | Behind the Meter | Net-metered residential rooftop and canopy |  | None | Tesla Energy Operations | PSE&G | Accepted | 2019-09-24 | 2019-09-26 | 2021-10-30 | Tesla | AC Powerwall 2.0 | Electric Storage Battery |  |  | 2 |  |  |  | Lithium Ion |  | Inside
NJSTRE1545383868 | NJSRRE1542431429 | Transition Incentive Program | NEWARK CITY | 7106 | 9 | 4.1 | Residential | No | Behind the Meter | Net-metered residential rooftop and canopy |  | None | Tesla Energy Operations | PSE&G | Accepted | 2019-09-24 | 2019-09-26 | 2021-10-30 | SOLAREDGE | SE3800H-US000SNC2 | Inverters | 3800 |  | 1 |  |  | 0.99 |  | Indoor | Indoor
NJSTRE1545383868 | NJSRRE1542431429 | Transition Incentive Program | NEWARK CITY | 7106 | 9 | 4.1 | Residential | No | Behind the Meter | Net-metered residential rooftop and canopy |  | None | Tesla Energy Operations | PSE&G | Accepted | 2019-09-24 | 2019-09-26 | 2021-10-30 | Hanwha Q-Cells | Q.Peak DUO BLK-G5/SC315 | Solar Panels |  | 0.315 | 13 | 112 | 34 |  | Fixed | Roof
NJSTRE1545383870 | NJSRRE1542883182 | Transition Incentive Program | North Brunswick Township | 8902 | 11 | 11.03 | Residential | Yes | Behind the Meter | Net-metered residential rooftop and canopy |  | None | Vivint Solar Developer, LLC | PSE&G | Accepted | 2019-11-01 | 2019-11-05 | 2021-10-30 | solar edge | SE7600H-US | Inverters | 7600 |  | 1 |  |  | 0.992 |  | Outdoor | near utility meter
NJSTRE1545383870 | NJSRRE1542883182 | Transition Incentive Program | North Brunswick Township | 8902 | 11 | 11.03 | Residential | Yes | Behind the Meter | Net-metered residential rooftop and canopy |  | None | Vivint Solar Developer, LLC | PSE&G | Accepted | 2019-11-01 | 2019-11-05 | 2021-10-30 | HANWHA SOLAR | Q.PEAK BLK-G5 315 | Solar Panels |  | 0.315 | 16 | 38 | 19 |  | Fixed | Roof
NJSTRE1545383870 | NJSRRE1542883182 | Transition Incentive Program | North Brunswick Township | 8902 | 11 | 11.03 | Residential | Yes | Behind the Meter | Net-metered residential rooftop and canopy |  | None | Vivint Solar Developer, LLC | PSE&G | Accepted | 2019-11-01 | 2019-11-05 | 2021-10-30 | HANWHA SOLAR | Q.PEAK BLK-G5 315 | Solar Panels |  | 0.315 | 11 | 218 | 19 |  | Fixed | Roof
NJSTRE1545383870 | NJSRRE1542883182 | Transition Incentive Program | North Brunswick Township | 8902 | 11 | 11.03 | Residential | Yes | Behind the Meter | Net-metered residential rooftop and canopy |  | None | Vivint Solar Developer, LLC | PSE&G | Accepted | 2019-11-01 | 2019-11-05 | 2021-10-30 | HANWHA SOLAR | Q.PEAK BLK-G5 315 | Solar Panels |  | 0.315 | 8 | 218 | 18 |  | Fixed | Roof
NJSTRE1545383873 | NJSRRE1542800548 | Transition Incentive Program | Sussex | 7461 | 1 | 8.7 | Residential | Yes | Behind the Meter | Behind the Meter |  | None | Sunrun Installation Services, Inc. | JCP&L | Eligible for TI Program | 2019-10-30 | 2019-11-01 | 2021-10-30 | Delta Electronics | M8-TL-US | Inverters | 7680 |  | 1 |  |  | 0.96 |  | Outdoor | Next To Meter
NJSTRE1545383873 | NJSRRE1542800548 | Transition Incentive Program | Sussex | 7461 | 1 | 8.7 | Residential | Yes | Behind the Meter | Behind the Meter |  | None | Sunrun Installation Services, Inc. | JCP&L | Eligible for TI Program | 2019-10-30 | 2019-11-01 | 2021-10-30 | REC Solar | REC290TP2 BLK | Solar Panels |  | 0.29 | 21 | 221 | 18 |  | Fixed | Roof
NJSTRE1545383873 | NJSRRE1542800548 | Transition Incentive Program | Sussex | 7461 | 1 | 8.7 | Residential | Yes | Behind the Meter | Behind the Meter |  | None | Sunrun Installation Services, Inc. | JCP&L | Eligible for TI Program | 2019-10-30 | 2019-11-01 | 2021-10-30 | REC Solar | REC290TP2 BLK | Solar Panels |  | 0.29 | 9 | 220 | 40 |  | Fixed | Roof
NJSTRE1545383877 | NJSRRE1542445447 | Transition Incentive Program | TOTOWA | 7512 | 6 | 5.36 | Residential | Yes | Behind the Meter | Net-metered residential rooftop and canopy |  | None | Vivint Solar Developer, LLC | PSE&G | Accepted | 2019-09-26 | 2019-09-30 | 2021-10-30 | Solar Edge | SE3800H-US000BNC4 | Inverters | 3800 |  | 1 |  |  | 0.992 |  | Outdoor | near the utility meter
NJSTRE1545383877 | NJSRRE1542445447 | Transition Incentive Program | TOTOWA | 7512 | 6 | 5.36 | Residential | Yes | Behind the Meter | Net-metered residential rooftop and canopy |  | None | Vivint Solar Developer, LLC | PSE&G | Accepted | 2019-09-26 | 2019-09-30 | 2021-10-30 | Hanwha Solar | Q.PEAK BLK-G5 315 | Solar Panels |  | 0.315 | 2 | 105 | 31 |  | Fixed | Roof
NJSTRE1545383877 | NJSRRE1542445447 | Transition Incentive Program | TOTOWA | 7512 | 6 | 5.36 | Residential | Yes | Behind the Meter | Net-metered residential rooftop and canopy |  | None | Vivint Solar Developer, LLC | PSE&G | Accepted | 2019-09-26 | 2019-09-30 | 2021-10-30 | Hanwha Solar | Q.PEAK BLK-G5 315 | Solar Panels |  | 0.315 | 15 | 195 | 31 |  | Fixed | Roof
NJSTRE1545383878 | NJSRRE1542519201 | Transition Incentive Program | Guttenberg | 7093 | 8 | 13.08 | Residential | Yes | Behind the Meter | Net-metered residential rooftop and canopy |  | None | SunPower Corporation, Systems | PSE&G | Accepted | 2019-10-09 | 2019-10-11 | 2021-10-30 | SUNPOWER | SPR-E20-327-E-AC | Inverters | 320 |  | 40 |  |  | 0.96 |  | Other | under each panel
NJSTRE1545383878 | NJSRRE1542519201 | Transition Incentive Program | Guttenberg | 7093 | 8 | 13.08 | Residential | Yes | Behind the Meter | Net-metered residential rooftop and canopy |  | None | SunPower Corporation, Systems | PSE&G | Accepted | 2019-10-09 | 2019-10-11 | 2021-10-30 | SUNPOWER | SPR-E20-327-E-AC | Solar Panels |  | 0.327 | 15 | 212 | 35 |  | Fixed | Roof
NJSTRE1545383878 | NJSRRE1542519201 | Transition Incentive Program | Guttenberg | 7093 | 8 | 13.08 | Residential | Yes | Behind the Meter | Net-metered residential rooftop and canopy |  | None | SunPower Corporation, Systems | PSE&G | Accepted | 2019-10-09 | 2019-10-11 | 2021-10-30 | SUNPOWER | SPR-E20-327-E-AC | Solar Panels |  | 0.327 | 9 | 302 | 20 |  | Fixed | Roof
NJSTRE1545383878 | NJSRRE1542519201 | Transition Incentive Program | Guttenberg | 7093 | 8 | 13.08 | Residential | Yes | Behind the Meter | Net-metered residential rooftop and canopy |  | None | SunPower Corporation, Systems | PSE&G | Accepted | 2019-10-09 | 2019-10-11 | 2021-10-30 | SUNPOWER | SPR-E20-327-E-AC | Solar Panels |  | 0.327 | 9 | 122 | 20 |  | Fixed | Roof
NJSTRE1545383878 | NJSRRE1542519201 | Transition Incentive Program | Guttenberg | 7093 | 8 | 13.08 | Residential | Yes | Behind the Meter | Net-metered residential rooftop and canopy |  | None | SunPower Corporation, Systems | PSE&G | Accepted | 2019-10-09 | 2019-10-11 | 2021-10-30 | SUNPOWER | SPR-E20-327-E-AC | Solar Panels |  | 0.327 | 7 | 32 | 35 |  | Fixed | Roof
NJSTRE1545383879 | NJSRRE1543416868 | Transition Incentive Program | cemden | 8103 | 14 | 35.04 | Commercial | No | Behind the Meter | Behind the Meter |  | None | tj technology | PSE&G | Eligible for TI Program | 2019-12-21 | 2019-12-23 | 2021-10-30 | enphase | IQ7Plus-72-2-US | Inverters | 0.29 |  | 46 |  |  | 0.98 |  | Outdoor | roof top
NJSTRE1545383879 | NJSRRE1543416868 | Transition Incentive Program | cemden | 8103 | 14 | 35.04 | Commercial | No | Behind the Meter | Behind the Meter |  | None | tj technology | PSE&G | Eligible for TI Program | 2019-12-21 | 2019-12-23 | 2021-10-30 | jinko solar | Eagle HC 72M | Solar Panels |  | 0.385 | 91 | 203 | 5 |  | Fixed | Roof
NJSTRE1545383881 | NJSRRE1542572996 | Transition Incentive Program | BERNARDSVILLE | 7924 | 5 | 69.84 | Residential | No | Behind the Meter | Behind the Meter |  | None | SEA BRIGHT SOLAR, LLC | JCP&L | Eligible for TI Program | 2019-10-21 | 2019-10-23 | 2021-10-30 | SUNPOWER | SPR-X22-360-E-AC | Inverters | 320 |  | 194 |  |  | 0.96 |  | Outside | BENEATH ARRAY
NJSTRE1545383881 | NJSRRE1542572996 | Transition Incentive Program | BERNARDSVILLE | 7924 | 5 | 69.84 | Residential | No | Behind the Meter | Behind the Meter |  | None | SEA BRIGHT SOLAR, LLC | JCP&L | Eligible for TI Program | 2019-10-21 | 2019-10-23 | 2021-10-30 | SUNPOWER | SPR-X22-360-E-AC | Solar Panels |  | 0.36 | 194 | 150 | 2 |  | Fixed | Ground | YARD
NJSTRE1545383884 | NJSRRE1543037641 | Transition Incentive Program | Old Bridge Township | 8857 | 11 | 17.82 | Residential | No | Behind the Meter | Behind the Meter |  | None | Sunrun Installation Services, Inc. | JCP&L | Eligible for TI Program | 2019-11-05 | 2019-11-08 | 2021-10-30 | SolarEdge Technologies | SE3000H-USRGM | Inverters | 3000 |  | 1 |  |  | 0.96 |  | Outdoor | Next To Meter
NJSTRE1545383884 | NJSRRE1543037641 | Transition Incentive Program | Old Bridge Township | 8857 | 11 | 17.82 | Residential | No | Behind the Meter | Behind the Meter |  | None | Sunrun Installation Services, Inc. | JCP&L | Eligible for TI Program | 2019-11-05 | 2019-11-08 | 2021-10-30 | SolarEdge Technologies | SE11400H-USRGM | Inverters | 11400 |  | 1 |  |  | 0.96 |  | Outdoor | Next To Meter
NJSTRE1545383884 | NJSRRE1543037641 | Transition Incentive Program | Old Bridge Township | 8857 | 11 | 17.82 | Residential | No | Behind the Meter | Behind the Meter |  | None | Sunrun Installation Services, Inc. | JCP&L | Eligible for TI Program | 2019-11-05 | 2019-11-08 | 2021-10-30 | LG Electronics | LG330N1C-A5 | Solar Panels |  | 0.33 | 28 | 253 | 34 |  | Fixed | Roof
NJSTRE1545383884 | NJSRRE1543037641 | Transition Incentive Program | Old Bridge Township | 8857 | 11 | 17.82 | Residential | No | Behind the Meter | Behind the Meter |  | None | Sunrun Installation Services, Inc. | JCP&L | Eligible for TI Program | 2019-11-05 | 2019-11-08 | 2021-10-30 | LG Electronics | LG330N1C-A5 | Solar Panels |  | 0.33 | 21 | 73 | 34 |  | Fixed | Roof
NJSTRE1545383884 | NJSRRE1543037641 | Transition Incentive Program | Old Bridge Township | 8857 | 11 | 17.82 | Residential | No | Behind the Meter | Behind the Meter |  | None | Sunrun Installation Services, Inc. | JCP&L | Eligible for TI Program | 2019-11-05 | 2019-11-08 | 2021-10-30 | LG Electronics | LG330N1C-A5 | Solar Panels |  | 0.33 | 1 | 164 | 45 |  | Fixed | Roof
NJSTRE1545383884 | NJSRRE1543037641 | Transition Incentive Program | Old Bridge Township | 8857 | 11 | 17.82 | Residential | No | Behind the Meter | Behind the Meter |  | None | Sunrun Installation Services, Inc. | JCP&L | Eligible for TI Program | 2019-11-05 | 2019-11-08 | 2021-10-30 | LG Electronics | LG330N1C-A5 | Solar Panels |  | 0.33 | 4 | 255 | 18 |  | Fixed | Roof
NJSTRE1545383885 | NJSRRE1543046186 | Transition Incentive Program | Tuckerton | 8087 | 18 | 9.24 | Residential | No | Behind the Meter | Net-metered residential rooftop and canopy |  | None | Whitman Construction, LLC | AC Electric | Accepted | 2019-11-07 | 2019-11-11 | 2021-10-30 | Panasonic (built in Enphase) | N330E (IQ7X-96-2-US) | Inverters | 0.24 |  | 28 |  |  | 0.975 |  | Outside | roof
NJSTRE1545383885 | NJSRRE1543046186 | Transition Incentive Program | Tuckerton | 8087 | 18 | 9.24 | Residential | No | Behind the Meter | Net-metered residential rooftop and canopy |  | None | Whitman Construction, LLC | AC Electric | Accepted | 2019-11-07 | 2019-11-11 | 2021-10-30 | Panasonic | VBHN330SA16 | Solar Panels |  | 0.33 | 28 | 180 | 25 |  | Fixed | Roof
NJSTRE1545383886 | NJSRRE1542844774 | Transition Incentive Program | Jackson | 8527 | 18 | 3.6 | Residential | No | Behind the Meter | Net-metered residential rooftop and canopy |  | None | Bright Planet Solar | JCP&L | Accepted | 2019-10-31 | 2019-11-04 | 2021-10-30 | SOLAR EDGE | SE3000H-USRGM | Inverters | 3000 |  | 1 |  |  | 0.98 |  | Outdoor | NEXT TO METER
NJSTRE1545383886 | NJSRRE1542844774 | Transition Incentive Program | Jackson | 8527 | 18 | 3.6 | Residential | No | Behind the Meter | Net-metered residential rooftop and canopy |  | None | Bright Planet Solar | JCP&L | Accepted | 2019-10-31 | 2019-11-04 | 2021-10-30 | HANWHA Q-CELLS | Q.PEAK-G4.1 300W | Solar Panels |  | 0.3 | 12 | 177 | 18 |  | Fixed | Roof
NJSTRE1545383890 | NJSRRE1542543921 | Transition Incentive Program | EGG HARBOR TWP | 8234 | 19 | 2.52 | Residential | Yes | Behind the Meter | Net-metered residential rooftop and canopy |  | None | Vivint Solar Developer, LLC | AC Electric | Accepted | 2019-10-15 | 2019-10-17 | 2021-10-30 | solar edge | SE3800H-US | Inverters | 3800 |  | 1 |  |  | 0.992 |  | Outdoor | near utility meter
NJSTRE1545383890 | NJSRRE1542543921 | Transition Incentive Program | EGG HARBOR TWP | 8234 | 19 | 2.52 | Residential | Yes | Behind the Meter | Net-metered residential rooftop and canopy |  | None | Vivint Solar Developer, LLC | AC Electric | Accepted | 2019-10-15 | 2019-10-17 | 2021-10-30 | HANWHA SOLAR | Q.PEAK BLK-G5 315 | Solar Panels |  | 0.315 | 2 | 19 | 21 |  | Fixed | Roof
NJSTRE1545383890 | NJSRRE1542543921 | Transition Incentive Program | EGG HARBOR TWP | 8234 | 19 | 2.52 | Residential | Yes | Behind the Meter | Net-metered residential rooftop and canopy |  | None | Vivint Solar Developer, LLC | AC Electric | Accepted | 2019-10-15 | 2019-10-17 | 2021-10-30 | HANWHA SOLAR | Q.PEAK BLK-G5 315 | Solar Panels |  | 0.315 | 6 | 199 | 21 |  | Fixed | Roof
NJSTRE1545383891 | NJSRRE1542428907 | Transition Incentive Program | Guttenberg | 7093 | 8 | 12.96 | Residential | Yes | Behind the Meter | Net-metered residential rooftop and canopy |  | None | Vision Solar LLC | PSE&G | Accepted | 2019-09-23 | 2019-09-25 | 2021-10-30 | Sunpower | PVS6 | Meters |  |  | 1 |  |  |  | Yes | Outdoor
NJSTRE1545383891 | NJSRRE1542428907 | Transition Incentive Program | Guttenberg | 7093 | 8 | 12.96 | Residential | Yes | Behind the Meter | Net-metered residential rooftop and canopy |  | None | Vision Solar LLC | PSE&G | Accepted | 2019-09-23 | 2019-09-25 | 2021-10-30 | sunpower | e20-327-e-ac | Inverters | 0.32 |  | 36 |  |  | 0.96 |  | Other | behind panels
NJSTRE1545383891 | NJSRRE1542428907 | Transition Incentive Program | Guttenberg | 7093 | 8 | 12.96 | Residential | Yes | Behind the Meter | Net-metered residential rooftop and canopy |  | None | Vision Solar LLC | PSE&G | Accepted | 2019-09-23 | 2019-09-25 | 2021-10-30 | sunpower | e20-327-e-ac | Solar Panels |  | 0.36 | 26 | 211 | 4 |  | Fixed | Roof
NJSTRE1545383891 | NJSRRE1542428907 | Transition Incentive Program | Guttenberg | 7093 | 8 | 12.96 | Residential | Yes | Behind the Meter | Net-metered residential rooftop and canopy |  | None | Vision Solar LLC | PSE&G | Accepted | 2019-09-23 | 2019-09-25 | 2021-10-30 | sunpower | e20-327-e-ac | Solar Panels |  | 0.36 | 10 | 211 | 4 |  | Fixed | Roof
NJSTRE1545383892 | NJSRRE1542785690 | Transition Incentive Program | Roselle Boro | 7203 | 10 | 7.04 | Residential | Yes | Behind the Meter | Behind the Meter |  | None | Skyline Solar, LLC | PSE&G | Eligible for TI Program | 2019-10-30 | 2019-11-01 | 2021-10-30 | SolarEdge | SE5000H-US | Inverters | 5000 |  | 1 |  |  | 0.99 |  | Outside | within ten feet of meter
NJSTRE1545383892 | NJSRRE1542785690 | Transition Incentive Program | Roselle Boro | 7203 | 10 | 7.04 | Residential | Yes | Behind the Meter | Behind the Meter |  | None | Skyline Solar, LLC | PSE&G | Eligible for TI Program | 2019-10-30 | 2019-11-01 | 2021-10-30 | Hanwha Q-Cells | Q.PEAK DUO-G5 320 | Solar Panels |  | 0.32 | 22 | 80 | 26 |  | Fixed | Roof
NJSTRE1545383893 | NJSRRE1542428481 | Transition Incentive Program | Basking Ridge | 7920 | 5 | 8.06 | Residential | No | Behind the Meter | Net-metered residential rooftop and canopy |  | None | Reliable Power and Solar | JCP&L | Accepted | 2019-09-23 | 2019-09-25 | 2021-10-30 | Enphase | IQ7 | Inverters | 240 |  | 26 |  |  | 0.97 |  | Outdoor | roof
NJSTRE1545383893 | NJSRRE1542428481 | Transition Incentive Program | Basking Ridge | 7920 | 5 | 8.06 | Residential | No | Behind the Meter | Net-metered residential rooftop and canopy |  | None | Reliable Power and Solar | JCP&L | Accepted | 2019-09-23 | 2019-09-25 | 2021-10-30 | trina | tsmdd05 | Solar Panels |  | 0.31 | 12 | 184 | 32 |  | Fixed | Roof | roof
NJSTRE1545383893 | NJSRRE1542428481 | Transition Incentive Program | Basking Ridge | 7920 | 5 | 8.06 | Residential | No | Behind the Meter | Net-metered residential rooftop and canopy |  | None | Reliable Power and Solar | JCP&L | Accepted | 2019-09-23 | 2019-09-25 | 2021-10-30 | trina | tsmdd05 | Solar Panels |  | 0.31 | 14 | 184 | 32 |  | Fixed | Roof | roof
NJSTRE1545383894 | NJSRRE1542433889 | Transition Incentive Program | Elizabeth | 7201 | 10 | 8.85 | Residential | No | Behind the Meter | Net-metered residential rooftop and canopy |  | None | Whitman Construction, LLC | PSE&G | Accepted | 2019-09-26 | 2019-09-27 | 2021-10-30 | Enphase Energy | IQ7-60-2-US | Inverters | 0.24 |  | 29 |  |  | 0.976 |  | Outside | roof
NJSTRE1545383894 | NJSRRE1542433889 | Transition Incentive Program | Elizabeth | 7201 | 10 | 8.85 | Residential | No | Behind the Meter | Net-metered residential rooftop and canopy |  | None | Whitman Construction, LLC | PSE&G | Accepted | 2019-09-26 | 2019-09-27 | 2021-10-30 | Trina Solar | TSM-305DD05A | Solar Panels |  | 0.305 | 21 | 110 | 37 |  | Fixed | Roof
NJSTRE1545383894 | NJSRRE1542433889 | Transition Incentive Program | Elizabeth | 7201 | 10 | 8.85 | Residential | No | Behind the Meter | Net-metered residential rooftop and canopy |  | None | Whitman Construction, LLC | PSE&G | Accepted | 2019-09-26 | 2019-09-27 | 2021-10-30 | Trina Solar | TSM-305DD05A | Solar Panels |  | 0.305 | 8 | 110 | 23 |  | Fixed | Roof
NJSTRE1545383896 | NJSRRE1542461913 | Transition Incentive Program | Jersey City | 7304 | 8 | 5.36 | Residential | Yes | Behind the Meter | Net-metered residential rooftop and canopy |  | None | Vivint Solar Developer, LLC | PSE&G | Accepted | 2019-10-01 | 2019-10-02 | 2021-10-30 | Solar Edge | SE3800H-US000BNC4 | Inverters | 3800 |  | 1 |  |  | 0.992 |  | Outdoor | Near the Utility Meter
NJSTRE1545383896 | NJSRRE1542461913 | Transition Incentive Program | Jersey City | 7304 | 8 | 5.36 | Residential | Yes | Behind the Meter | Net-metered residential rooftop and canopy |  | None | Vivint Solar Developer, LLC | PSE&G | Accepted | 2019-10-01 | 2019-10-02 | 2021-10-30 | Hanwha | Q.PEAK BLK-G5 315w | Solar Panels |  | 0.315 | 17 | 120 | 22 |  | Fixed | Roof
NJSTRE1545383897 | NJSRRE1543066057 | Transition Incentive Program | PENNSAUKEN | 8110 | 14 | 9.45 | Residential | Yes | Behind the Meter | Net-metered residential rooftop and canopy |  | None | Vivint Solar Developer, LLC | PSE&G | Accepted | 2019-11-12 | 2019-11-14 | 2021-10-30 | Solar Edge | SE7600H-US000BNC4 | Inverters | 7600 |  | 1 |  |  | 0.992 |  | Outdoor | Near the utility meter
NJSTRE1545383897 | NJSRRE1543066057 | Transition Incentive Program | PENNSAUKEN | 8110 | 14 | 9.45 | Residential | Yes | Behind the Meter | Net-metered residential rooftop and canopy |  | None | Vivint Solar Developer, LLC | PSE&G | Accepted | 2019-11-12 | 2019-11-14 | 2021-10-30 | Hanwha | Q.PEAK BLK-G5 315 | Solar Panels |  | 0.315 | 11 | 238 | 36 |  | Fixed | Roof
NJSTRE1545383897 | NJSRRE1543066057 | Transition Incentive Program | PENNSAUKEN | 8110 | 14 | 9.45 | Residential | Yes | Behind the Meter | Net-metered residential rooftop and canopy |  | None | Vivint Solar Developer, LLC | PSE&G | Accepted | 2019-11-12 | 2019-11-14 | 2021-10-30 | Hanwha | Q.PEAK BLK-G5 315 | Solar Panels |  | 0.315 | 12 | 58 | 36 |  | Fixed | Roof
NJSTRE1545383897 | NJSRRE1543066057 | Transition Incentive Program | PENNSAUKEN | 8110 | 14 | 9.45 | Residential | Yes | Behind the Meter | Net-metered residential rooftop and canopy |  | None | Vivint Solar Developer, LLC | PSE&G | Accepted | 2019-11-12 | 2019-11-14 | 2021-10-30 | Hanwha | Q.PEAK BLK-G5 315 | Solar Panels |  | 0.315 | 4 | 328 | 36 |  | Fixed | Roof
NJSTRE1545383897 | NJSRRE1543066057 | Transition Incentive Program | PENNSAUKEN | 8110 | 14 | 9.45 | Residential | Yes | Behind the Meter | Net-metered residential rooftop and canopy |  | None | Vivint Solar Developer, LLC | PSE&G | Accepted | 2019-11-12 | 2019-11-14 | 2021-10-30 | Hanwha | Q.PEAK BLK-G5 315 | Solar Panels |  | 0.315 | 3 | 58 | 14 |  | Fixed | Roof
NJSTRE1545383899 | NJSRRE1542568541 | Transition Incentive Program | NORTH BRUNSWICK | 8902 | 11 | 3.78 | Residential | Yes | Behind the Meter | Net-metered residential rooftop and canopy |  | None | Vivint Solar Developer, LLC | PSE&G | Accepted | 2019-10-21 | 2019-10-23 | 2021-10-30 | solar edge | SE3800H-US | Inverters | 3800 |  | 1 |  |  | 0.992 |  | Outdoor | near utility meter
NJSTRE1545383899 | NJSRRE1542568541 | Transition Incentive Program | NORTH BRUNSWICK | 8902 | 11 | 3.78 | Residential | Yes | Behind the Meter | Net-metered residential rooftop and canopy |  | None | Vivint Solar Developer, LLC | PSE&G | Accepted | 2019-10-21 | 2019-10-23 | 2021-10-30 | HANWHA SOLAR | Q.PEAK BLK-G5 315 | Solar Panels |  | 0.315 | 8 | 127 | 18 |  | Fixed | Roof
NJSTRE1545383899 | NJSRRE1542568541 | Transition Incentive Program | NORTH BRUNSWICK | 8902 | 11 | 3.78 | Residential | Yes | Behind the Meter | Net-metered residential rooftop and canopy |  | None | Vivint Solar Developer, LLC | PSE&G | Accepted | 2019-10-21 | 2019-10-23 | 2021-10-30 | HANWHA SOLAR | Q.PEAK BLK-G5 315 | Solar Panels |  | 0.315 | 4 | 127 | 17 |  | Fixed | Roof
NJSTRE1545383901 | NJSRRE1542875780 | Transition Incentive Program | mahwah | 7430 | 7 | 17.66 | Residential | Yes | Behind the Meter | Net-metered residential rooftop and canopy |  | None | SunPower Capital LLC | Orange Rockland Electric | Accepted | 2019-11-01 | 2019-11-05 | 2021-10-30 | sunpower | e20-327-e-ac | Inverters | 0.32 |  | 54 |  |  | 0.96 |  | Other | behind panels
NJSTRE1545383901 | NJSRRE1542875780 | Transition Incentive Program | mahwah | 7430 | 7 | 17.66 | Residential | Yes | Behind the Meter | Net-metered residential rooftop and canopy |  | None | SunPower Capital LLC | Orange Rockland Electric | Accepted | 2019-11-01 | 2019-11-05 | 2021-10-30 | sunpower | e20-327-e-ac | Solar Panels |  | 0.327 | 13 | 302 | 23 |  | Fixed | Roof
NJSTRE1545383901 | NJSRRE1542875780 | Transition Incentive Program | mahwah | 7430 | 7 | 17.66 | Residential | Yes | Behind the Meter | Net-metered residential rooftop and canopy |  | None | SunPower Capital LLC | Orange Rockland Electric | Accepted | 2019-11-01 | 2019-11-05 | 2021-10-30 | sunpower | e20-327-e-ac | Solar Panels |  | 0.327 | 41 | 122 | 23 |  | Fixed | Roof
NJSTRE1545383902 | NJSRRE1542544005 | Transition Incentive Program | LONG BRANCH | 7740 | 17 | 7.25 | Residential | Yes | Behind the Meter | Net-metered residential rooftop and canopy |  | None | Vivint Solar Developer, LLC | JCP&L | Accepted | 2019-10-15 | 2019-10-17 | 2021-10-30 | SolarEdge | SE7600H-US | Inverters | 7600 |  | 1 |  |  | 0.992 |  | Outdoor | Near the Utility Meter
NJSTRE1545383902 | NJSRRE1542544005 | Transition Incentive Program | LONG BRANCH | 7740 | 17 | 7.25 | Residential | Yes | Behind the Meter | Net-metered residential rooftop and canopy |  | None | Vivint Solar Developer, LLC | JCP&L | Accepted | 2019-10-15 | 2019-10-17 | 2021-10-30 | Hanwha | Q.PEAK BLK-G5 315 | Solar Panels |  | 0.315 | 8 | 137 | 18 |  | Fixed | Roof
NJSTRE1545383902 | NJSRRE1542544005 | Transition Incentive Program | LONG BRANCH | 7740 | 17 | 7.25 | Residential | Yes | Behind the Meter | Net-metered residential rooftop and canopy |  | None | Vivint Solar Developer, LLC | JCP&L | Accepted | 2019-10-15 | 2019-10-17 | 2021-10-30 | Hanwha Solar | Q.PEAK BLK-G5 315 | Solar Panels |  | 0.315 | 7 | 317 | 27 |  | Fixed | Roof
NJSTRE1545383902 | NJSRRE1542544005 | Transition Incentive Program | LONG BRANCH | 7740 | 17 | 7.25 | Residential | Yes | Behind the Meter | Net-metered residential rooftop and canopy |  | None | Vivint Solar Developer, LLC | JCP&L | Accepted | 2019-10-15 | 2019-10-17 | 2021-10-30 | Hanwha Solar | Q.PEAK BLK-G5 315 | Solar Panels |  | 0.315 | 8 | 137 | 27 |  | Fixed | Roof
NJSTRE1545383903 | NJSRRE1542562010 | Transition Incentive Program | Millville | 8332 | 20 | 7.04 | Residential | Yes | Behind the Meter | Behind the Meter |  | None | Skyline Solar, LLC | AC Electric | Eligible for TI Program | 2019-10-21 | 2019-10-23 | 2021-10-30 | SolarEdge | SE5000H-US | Inverters | 5000 |  | 1 |  |  | 0.99 |  | Outside | within ten feet of meter
NJSTRE1545383903 | NJSRRE1542562010 | Transition Incentive Program | Millville | 8332 | 20 | 7.04 | Residential | Yes | Behind the Meter | Behind the Meter |  | None | Skyline Solar, LLC | AC Electric | Eligible for TI Program | 2019-10-21 | 2019-10-23 | 2021-10-30 | Hanwha Q-Cells | Q.PEAK DUO-G5 320 | Solar Panels |  | 0.32 | 22 | 203,23 | 25 |  | Fixed | Roof
NJSTRE1545383905 | NJSRRE1542521460 | Transition Incentive Program | North Bergen | 7047 | 8 | 4.35 | Residential | Yes | Behind the Meter | Behind the Meter |  | None | Sunrun Installation Services, Inc. | PSE&G | Eligible for TI Program | 2019-10-09 | 2019-10-11 | 2021-10-30 | Delta Electronics | M4-TL-US | Inverters | 3840 |  | 1 |  |  | 0.96 |  | Outside | outdoor
NJSTRE1545383905 | NJSRRE1542521460 | Transition Incentive Program | North Bergen | 7047 | 8 | 4.35 | Residential | Yes | Behind the Meter | Behind the Meter |  | None | Sunrun Installation Services, Inc. | PSE&G | Eligible for TI Program | 2019-10-09 | 2019-10-11 | 2021-10-30 | REC Solar | REC290TP2 BLK | Solar Panels |  | 0.29 | 8 | 116 | 43 |  | Fixed | Roof
NJSTRE1545383905 | NJSRRE1542521460 | Transition Incentive Program | North Bergen | 7047 | 8 | 4.35 | Residential | Yes | Behind the Meter | Behind the Meter |  | None | Sunrun Installation Services, Inc. | PSE&G | Eligible for TI Program | 2019-10-09 | 2019-10-11 | 2021-10-30 | REC Solar | REC290TP2 BLK | Solar Panels |  | 0.29 | 7 | 206 | 40 |  | Fixed | Roof
NJSTRE1545383906 | NJSRRE1542582606 | Transition Incentive Program | North Arlington | 7031 | 7 | 3.77 | Residential | Yes | Behind the Meter | Behind the Meter |  | None | Sunrun Installation Services, Inc. | PSE&G | Eligible for TI Program | 2019-10-24 | 2019-10-28 | 2021-10-30 | Delta Electronics | M4-TL-US | Inverters | 3840 |  | 1 |  |  | 0.96 |  | Outdoor | Next To Meter
NJSTRE1545383906 | NJSRRE1542582606 | Transition Incentive Program | North Arlington | 7031 | 7 | 3.77 | Residential | Yes | Behind the Meter | Behind the Meter |  | None | Sunrun Installation Services, Inc. | PSE&G | Eligible for TI Program | 2019-10-24 | 2019-10-28 | 2021-10-30 | REC Solar | REC290TP2 BLK | Solar Panels |  | 0.29 | 13 | 32 | 34 |  | Fixed | Roof
NJSTRE1545383908 | NJSRRE1542526471 | Transition Incentive Program | New Brunswick | 8901 | 11 | 6.38 | Residential | Yes | Behind the Meter | Behind the Meter |  | None | Sunrun Installation Services, Inc. | PSE&G | Eligible for TI Program | 2019-10-10 | 2019-10-14 | 2021-10-30 | Delta Electronics | M5-TL-US | Inverters | 4800 |  | 1 |  |  | 0.96 |  | Outdoor | Next To Meter
NJSTRE1545383908 | NJSRRE1542526471 | Transition Incentive Program | New Brunswick | 8901 | 11 | 6.38 | Residential | Yes | Behind the Meter | Behind the Meter |  | None | Sunrun Installation Services, Inc. | PSE&G | Eligible for TI Program | 2019-10-10 | 2019-10-14 | 2021-10-30 | REC Solar | REC290TP2 BLK | Solar Panels |  | 0.29 | 22 | 232 | 23 |  | Fixed | Roof
NJSTRE1545383909 | NJSRRE1543065468 | Transition Incentive Program | Newark | 7106 | 9 | 2.61 | Residential | Yes | Behind the Meter | Net-metered residential rooftop and canopy |  | None | Sunrun Installation Services, Inc. | PSE&G | Accepted | 2019-11-11 | 2019-11-13 | 2021-10-30 | Enphase Energy | IQ7-60-x-US (240V) | Inverters | 240 |  | 9 |  |  | 0.96 |  | Outdoor | Rooftop
NJSTRE1545383909 | NJSRRE1543065468 | Transition Incentive Program | Newark | 7106 | 9 | 2.61 | Residential | Yes | Behind the Meter | Net-metered residential rooftop and canopy |  | None | Sunrun Installation Services, Inc. | PSE&G | Accepted | 2019-11-11 | 2019-11-13 | 2021-10-30 | REC Solar | REC290TP2 BLK | Solar Panels |  | 0.29 | 2 | 111 | 18 |  | Fixed | Roof
NJSTRE1545383909 | NJSRRE1543065468 | Transition Incentive Program | Newark | 7106 | 9 | 2.61 | Residential | Yes | Behind the Meter | Net-metered residential rooftop and canopy |  | None | Sunrun Installation Services, Inc. | PSE&G | Accepted | 2019-11-11 | 2019-11-13 | 2021-10-30 | REC Solar | REC290TP2 BLK | Solar Panels |  | 0.29 | 7 | 291 | 37 |  | Fixed | Roof
NJSTRE1545383911 | NJSRRE1543067667 | Transition Incentive Program | Newark City | 7112 | 9 | 5.12 | Residential | Yes | Behind the Meter | Behind the Meter |  | None | Skyline Solar, LLC | PSE&G | Eligible for TI Program | 2019-11-12 | 2019-11-14 | 2021-10-30 | SolarEdge | SE3800H-US | Inverters | 3800 |  | 1 |  |  | 0.99 |  | Outside | within ten feet of meter
NJSTRE1545383911 | NJSRRE1543067667 | Transition Incentive Program | Newark City | 7112 | 9 | 5.12 | Residential | Yes | Behind the Meter | Behind the Meter |  | None | Skyline Solar, LLC | PSE&G | Eligible for TI Program | 2019-11-12 | 2019-11-14 | 2021-10-30 | Hanwha Q-Cells | Q.PEAK DUO-G5 320 | Solar Panels |  | 0.32 | 16 | 210120 | 32 |  | Fixed | Roof
NJSTRE1545383913 | NJSRRE1542909139 | Transition Incentive Program | Brick | 8723 | 18 | 119.2 | Commercial | Yes | Behind the Meter | Behind the Meter |  | None | Safari Energy, LLC | JCP&L | Eligible for TI Program | 2019-11-19 | 2019-11-25 | 2021-10-30 | Locus | LGate 320 | Meters |  |  | 1 |  |  |  | Yes | Outdoor
NJSTRE1545383913 | NJSRRE1542909139 | Transition Incentive Program | Brick | 8723 | 18 | 119.2 | Commercial | Yes | Behind the Meter | Behind the Meter |  | None | Safari Energy, LLC | JCP&L | Eligible for TI Program | 2019-11-19 | 2019-11-25 | 2021-10-30 | Solectria | 36TL | Inverters | 36000 |  | 1 |  |  | 0.98 |  | Outdoor | Roof
NJSTRE1545383913 | NJSRRE1542909139 | Transition Incentive Program | Brick | 8723 | 18 | 119.2 | Commercial | Yes | Behind the Meter | Behind the Meter |  | None | Safari Energy, LLC | JCP&L | Eligible for TI Program | 2019-11-19 | 2019-11-25 | 2021-10-30 | LG | LG 400N2W-A5 | Solar Panels |  | 0.4 | 298 | 220 | 5 |  | Fixed | Roof
NJSTRE1545383914 | NJSRRE1543242141 | Transition Incentive Program | CLARKSBORO | 8020 | 15 | 17.64 | Residential | Yes | Behind the Meter | Net-metered residential rooftop and canopy |  | None | Vivint Solar Developer, LLC | AC Electric | Accepted | 2019-11-14 | 2019-11-18 | 2021-10-30 | solar edge | SE7600H-US000BNC4 | Inverters | 7600 |  | 2 |  |  | 0.992 |  | Outdoor | near utility meter
NJSTRE1545383914 | NJSRRE1543242141 | Transition Incentive Program | CLARKSBORO | 8020 | 15 | 17.64 | Residential | Yes | Behind the Meter | Net-metered residential rooftop and canopy |  | None | Vivint Solar Developer, LLC | AC Electric | Accepted | 2019-11-14 | 2019-11-18 | 2021-10-30 | HANWHA SOLAR | Q.PEAK BLK-G5 315 | Solar Panels |  | 0.315 | 16 | 151 | 32 |  | Fixed | Roof
NJSTRE1545383914 | NJSRRE1543242141 | Transition Incentive Program | CLARKSBORO | 8020 | 15 | 17.64 | Residential | Yes | Behind the Meter | Net-metered residential rooftop and canopy |  | None | Vivint Solar Developer, LLC | AC Electric | Accepted | 2019-11-14 | 2019-11-18 | 2021-10-30 | HANWHA SOLAR | Q.PEAK BLK-G5 315 | Solar Panels |  | 0.315 | 5 | 61 | 28 |  | Fixed | Roof
NJSTRE1545383914 | NJSRRE1543242141 | Transition Incentive Program | CLARKSBORO | 8020 | 15 | 17.64 | Residential | Yes | Behind the Meter | Net-metered residential rooftop and canopy |  | None | Vivint Solar Developer, LLC | AC Electric | Accepted | 2019-11-14 | 2019-11-18 | 2021-10-30 | HANWHA SOLAR | Q.PEAK BLK-G5 315 | Solar Panels |  | 0.315 | 9 | 241 | 28 |  | Fixed | Roof
NJSTRE1545383914 | NJSRRE1543242141 | Transition Incentive Program | CLARKSBORO | 8020 | 15 | 17.64 | Residential | Yes | Behind the Meter | Net-metered residential rooftop and canopy |  | None | Vivint Solar Developer, LLC | AC Electric | Accepted | 2019-11-14 | 2019-11-18 | 2021-10-30 | HANWHA SOLAR | Q.PEAK BLK-G5 315 | Solar Panels |  | 0.315 | 16 | 331 | 32 |  | Fixed | Roof
NJSTRE1545383914 | NJSRRE1543242141 | Transition Incentive Program | CLARKSBORO | 8020 | 15 | 17.64 | Residential | Yes | Behind the Meter | Net-metered residential rooftop and canopy |  | None | Vivint Solar Developer, LLC | AC Electric | Accepted | 2019-11-14 | 2019-11-18 | 2021-10-30 | HANWHA SOLAR | Q.PEAK BLK-G5 315 | Solar Panels |  | 0.315 | 10 | 151 | 44 |  | Fixed | Roof
NJSTRE1545383918 | NJSRRE1542443600 | Transition Incentive Program | mays landing | 8330 | 19 | 9.81 | Residential | Yes | Behind the Meter | Net-metered residential rooftop and canopy |  | None | Vision Solar LLC | AC Electric | Accepted | 2019-09-26 | 2019-09-30 | 2021-10-30 | sunpower | e20-327-e-ac | Inverters | 0.32 |  | 30 |  |  | 0.96 |  | Other | behind panels
NJSTRE1545383918 | NJSRRE1542443600 | Transition Incentive Program | mays landing | 8330 | 19 | 9.81 | Residential | Yes | Behind the Meter | Net-metered residential rooftop and canopy |  | None | Vision Solar LLC | AC Electric | Accepted | 2019-09-26 | 2019-09-30 | 2021-10-30 | sunpower | e20-327-e-ac | Solar Panels |  | 0.327 | 21 | 22 | 20 |  | Fixed | Roof
NJSTRE1545383918 | NJSRRE1542443600 | Transition Incentive Program | mays landing | 8330 | 19 | 9.81 | Residential | Yes | Behind the Meter | Net-metered residential rooftop and canopy |  | None | Vision Solar LLC | AC Electric | Accepted | 2019-09-26 | 2019-09-30 | 2021-10-30 | sunpower | e20-327-e-ac | Solar Panels |  | 0.327 | 9 | 202 | 20 |  | Fixed | Roof
NJSTRE1545383919 | NJSRRE1542822628 | Transition Incentive Program | Monroe Township | 8831 | 11 | 9.28 | Residential | No | Behind the Meter | Behind the Meter |  | None | Sunrun Installation Services, Inc. | JCP&L | Eligible for TI Program | 2019-10-30 | 2019-11-01 | 2021-10-30 | Ningbo Ginlong Technologies | Solis-1P7.6K-4G-US | Inverters | 7600 |  | 1 |  |  | 0.96 |  | Outdoor | Next To Meter
NJSTRE1545383919 | NJSRRE1542822628 | Transition Incentive Program | Monroe Township | 8831 | 11 | 9.28 | Residential | No | Behind the Meter | Behind the Meter |  | None | Sunrun Installation Services, Inc. | JCP&L | Eligible for TI Program | 2019-10-30 | 2019-11-01 | 2021-10-30 | REC Solar | REC290TP2 BLK | Solar Panels |  | 0.29 | 9 | 212 | 39 |  | Fixed | Roof
NJSTRE1545383919 | NJSRRE1542822628 | Transition Incentive Program | Monroe Township | 8831 | 11 | 9.28 | Residential | No | Behind the Meter | Behind the Meter |  | None | Sunrun Installation Services, Inc. | JCP&L | Eligible for TI Program | 2019-10-30 | 2019-11-01 | 2021-10-30 | REC Solar | REC290TP2 BLK | Solar Panels |  | 0.29 | 23 | 121 | 33 |  | Fixed | Roof
NJSTRE1545383920 | NJSRRE1542481278 | Transition Incentive Program | Piscataway | 8854 | 11 | 6.67 | Residential | Yes | Behind the Meter | Behind the Meter |  | None | Sunrun Installation Services, Inc. | PSE&G | Eligible for TI Program | 2019-10-01 | 2019-10-03 | 2021-10-30 | Ningbo Ginlong Technologies | Solis-1P5K-4G-US | Inverters | 5000 |  | 1 |  |  | 0.96 |  | Outdoor | Next To Meter
NJSTRE1545383920 | NJSRRE1542481278 | Transition Incentive Program | Piscataway | 8854 | 11 | 6.67 | Residential | Yes | Behind the Meter | Behind the Meter |  | None | Sunrun Installation Services, Inc. | PSE&G | Eligible for TI Program | 2019-10-01 | 2019-10-03 | 2021-10-30 | REC Solar | REC290TP2 BLK | Solar Panels |  | 0.29 | 23 | 128 | 23 |  | Fixed | Roof
NJSTRE1545383921 | NJSRRE1542512272 | Transition Incentive Program | MANAHAWKIN | 8050 | 18 | 6.3 | Residential | Yes | Behind the Meter | Net-metered residential rooftop and canopy |  | None | Vivint Solar Developer, LLC | AC Electric | Accepted | 2019-10-07 | 2019-10-09 | 2021-10-30 | SolarEdge | SE7600H-US | Inverters | 7600 |  | 1 |  |  | 0.992 |  | Outdoor | Near the Utility Meter
NJSTRE1545383921 | NJSRRE1542512272 | Transition Incentive Program | MANAHAWKIN | 8050 | 18 | 6.3 | Residential | Yes | Behind the Meter | Net-metered residential rooftop and canopy |  | None | Vivint Solar Developer, LLC | AC Electric | Accepted | 2019-10-07 | 2019-10-09 | 2021-10-30 | Hanwha | Q.PEAK BLK-G5 315 | Solar Panels |  | 0.315 | 20 | 195 | 18 |  | Fixed | Roof
NJSTRE1545383922 | NJSRRE1542434146 | Transition Incentive Program | Columbus | 8022 | 13 | 13.3 | Residential | No | Behind the Meter | Net-metered residential rooftop and canopy |  | None | Bahamian Solar Management Group LLC. | PSE&G | Accepted | 2019-09-25 | 2019-09-27 | 2021-10-30 | Hialeah | CL200 | Meters |  |  | 1 |  |  |  | Yes | Outdoor
NJSTRE1545383922 | NJSRRE1542434146 | Transition Incentive Program | Columbus | 8022 | 13 | 13.3 | Residential | No | Behind the Meter | Net-metered residential rooftop and canopy |  | None | Bahamian Solar Management Group LLC. | PSE&G | Accepted | 2019-09-25 | 2019-09-27 | 2021-10-30 | Fronius Primo | Primo 12.5-1 | Inverters | 12500 |  | 1 |  |  | 0.967 |  | Outside | South East portion of home, on the side
NJSTRE1545383922 | NJSRRE1542434146 | Transition Incentive Program | Columbus | 8022 | 13 | 13.3 | Residential | No | Behind the Meter | Net-metered residential rooftop and canopy |  | None | Bahamian Solar Management Group LLC. | PSE&G | Accepted | 2019-09-25 | 2019-09-27 | 2021-10-30 | LG | LG350Q1E-A5 | Solar Panels |  | 0.35 | 38 | 162 | 35 |  | Fixed | Roof
NJSTRE1545383923 | NJSRRE1542842273 | Transition Incentive Program | Howell Township | 7731 | 17 | 11.22 | Residential | No | Behind the Meter | Behind the Meter |  | None | Green Power Energy | JCP&L | Eligible for TI Program | 2019-10-31 | 2019-11-04 | 2021-10-30 | SolarEdge | SE10000H-US | Inverters | 10000 |  | 1 |  |  | 0.97 |  | Outside | Next to meter
NJSTRE1545383923 | NJSRRE1542842273 | Transition Incentive Program | Howell Township | 7731 | 17 | 11.22 | Residential | No | Behind the Meter | Behind the Meter |  | None | Green Power Energy | JCP&L | Eligible for TI Program | 2019-10-31 | 2019-11-04 | 2021-10-30 | Panasonic | VBHN330SA17 | Solar Panels |  | 0.33 | 10 | 166 | 23 |  | Fixed | Roof
NJSTRE1545383923 | NJSRRE1542842273 | Transition Incentive Program | Howell Township | 7731 | 17 | 11.22 | Residential | No | Behind the Meter | Behind the Meter |  | None | Green Power Energy | JCP&L | Eligible for TI Program | 2019-10-31 | 2019-11-04 | 2021-10-30 | Panasonic | VBHN330SA17 | Solar Panels |  | 0.33 | 19 | 258 | 18 |  | Fixed | Roof
NJSTRE1545383923 | NJSRRE1542842273 | Transition Incentive Program | Howell Township | 7731 | 17 | 11.22 | Residential | No | Behind the Meter | Behind the Meter |  | None | Green Power Energy | JCP&L | Eligible for TI Program | 2019-10-31 | 2019-11-04 | 2021-10-30 | Panasonic | VBHN330SA17 | Solar Panels |  | 0.33 | 5 | 256 | 18 |  | Fixed | Roof
NJSTRE1545383927 | NJSRRE1543058712 | Transition Incentive Program | Hamilton Twp Mer | 8610 | 12 | 3.84 | Residential | Yes | Behind the Meter | Behind the Meter |  | None | Skyline Solar, LLC | PSE&G | Eligible for TI Program | 2019-11-08 | 2020-02-06 | 2021-10-30 | SolarEdge | SE3800H-US | Inverters | 3800 |  | 1 |  |  | 0.99 |  | Outside | within ten feet of meter
NJSTRE1545383927 | NJSRRE1543058712 | Transition Incentive Program | Hamilton Twp Mer | 8610 | 12 | 3.84 | Residential | Yes | Behind the Meter | Behind the Meter |  | None | Skyline Solar, LLC | PSE&G | Eligible for TI Program | 2019-11-08 | 2020-02-06 | 2021-10-30 | Hanwha Q-Cells | Q.PEAK DUO-G5 320 | Solar Panels |  | 0.32 | 12 | 175 | 22 |  | Fixed | Roof
NJSTRE1545383928 | NJSRRE1542431658 | Transition Incentive Program | Franklin Township | 8823 | 5 | 8.58 | Residential | No | Behind the Meter | Behind the Meter |  | None | Sunrun Installation Services, Inc. | PSE&G | Eligible for TI Program | 2019-09-24 | 2019-09-26 | 2021-10-30 | Ningbo Ginlong Technologies | Solis-1P7.6K-4G-US | Inverters | 7600 |  | 1 |  |  | 0.96 |  | Outdoor | Next To Meter
NJSTRE1545383928 | NJSRRE1542431658 | Transition Incentive Program | Franklin Township | 8823 | 5 | 8.58 | Residential | No | Behind the Meter | Behind the Meter |  | None | Sunrun Installation Services, Inc. | PSE&G | Eligible for TI Program | 2019-09-24 | 2019-09-26 | 2021-10-30 | LG Electronics | LG330N1C-A5 | Solar Panels |  | 0.33 | 14 | 312 | 34 |  | Fixed | Roof
NJSTRE1545383928 | NJSRRE1542431658 | Transition Incentive Program | Franklin Township | 8823 | 5 | 8.58 | Residential | No | Behind the Meter | Behind the Meter |  | None | Sunrun Installation Services, Inc. | PSE&G | Eligible for TI Program | 2019-09-24 | 2019-09-26 | 2021-10-30 | LG Electronics | LG330N1C-A5 | Solar Panels |  | 0.33 | 12 | 132 | 34 |  | Fixed | Roof
NJSTRE1545383929 | NJSRRE1542685665 | Transition Incentive Program | Irvington Town | 7111 | 9 | 6.96 | Residential | No | Behind the Meter | Behind the Meter |  | None | Sunrun Installation Services, Inc. | PSE&G | Eligible for TI Program | 2019-10-28 | 2019-10-31 | 2021-10-30 | Delta Electronics | M6-TL-US | Inverters | 5760 |  | 1 |  |  | 0.96 |  | Outdoor | Next To Meter
NJSTRE1545383929 | NJSRRE1542685665 | Transition Incentive Program | Irvington Town | 7111 | 9 | 6.96 | Residential | No | Behind the Meter | Behind the Meter |  | None | Sunrun Installation Services, Inc. | PSE&G | Eligible for TI Program | 2019-10-28 | 2019-10-31 | 2021-10-30 | REC Solar | REC290TP2 BLK | Solar Panels |  | 0.29 | 15 | 226 | 18 |  | Fixed | Roof
NJSTRE1545383929 | NJSRRE1542685665 | Transition Incentive Program | Irvington Town | 7111 | 9 | 6.96 | Residential | No | Behind the Meter | Behind the Meter |  | None | Sunrun Installation Services, Inc. | PSE&G | Eligible for TI Program | 2019-10-28 | 2019-10-31 | 2021-10-30 | REC Solar | REC290TP2 BLK | Solar Panels |  | 0.29 | 9 | 318 | 18 |  | Fixed | Roof
NJSTRE1545383930 | NJSRRE1542441108 | Transition Incentive Program | Newton | 7860 | 1 | 14.3 | Residential | No | Behind the Meter | Behind the Meter |  | None | Green Power Energy | JCP&L | Eligible for TI Program | 2019-09-25 | 2019-10-04 | 2021-10-30 | Solar Edge | SE7600H-US | Inverters | 7600 |  | 2 |  |  | 0.97 |  | Outside | next to meter
NJSTRE1545383930 | NJSRRE1542441108 | Transition Incentive Program | Newton | 7860 | 1 | 14.3 | Residential | No | Behind the Meter | Behind the Meter |  | None | Green Power Energy | JCP&L | Eligible for TI Program | 2019-09-25 | 2019-10-04 | 2021-10-30 | Panasonic | VBHN325KA03 | Solar Panels |  | 0.325 | 44 | 187 | 23 |  | Fixed | Roof
NJSTRE1545383931 | NJSRRE1542687535 | Transition Incentive Program | East Orange City | 7018 | 9 | 11.45 | Residential | No | Behind the Meter | Net-metered residential rooftop and canopy |  | None | SunnyMac LLC | PSE&G | Accepted | 2019-10-29 | 2019-11-01 | 2021-10-30 | Enphase | IQ7XS-96-ACM-US | Inverters | 0.315 |  | 35 |  |  | 0.99 |  | Outdoor | roof
NJSTRE1545383931 | NJSRRE1542687535 | Transition Incentive Program | East Orange City | 7018 | 9 | 11.45 | Residential | No | Behind the Meter | Net-metered residential rooftop and canopy |  | None | SunnyMac LLC | PSE&G | Accepted | 2019-10-29 | 2019-11-01 | 2021-10-30 | SunPower | SPR-E20-327 | Solar Panels |  | 0.327 | 15 | 204 | 45 |  | Fixed | Roof
NJSTRE1545383931 | NJSRRE1542687535 | Transition Incentive Program | East Orange City | 7018 | 9 | 11.45 | Residential | No | Behind the Meter | Net-metered residential rooftop and canopy |  | None | SunnyMac LLC | PSE&G | Accepted | 2019-10-29 | 2019-11-01 | 2021-10-30 | SunPower | SPR-E20-327 | Solar Panels |  | 0.327 | 3 | 114 | 45 |  | Fixed | Roof
NJSTRE1545383931 | NJSRRE1542687535 | Transition Incentive Program | East Orange City | 7018 | 9 | 11.45 | Residential | No | Behind the Meter | Net-metered residential rooftop and canopy |  | None | SunnyMac LLC | PSE&G | Accepted | 2019-10-29 | 2019-11-01 | 2021-10-30 | SunPower | SPR-E20-327 | Solar Panels |  | 0.327 | 7 | 24 | 45 |  | Fixed | Roof
NJSTRE1545383931 | NJSRRE1542687535 | Transition Incentive Program | East Orange City | 7018 | 9 | 11.45 | Residential | No | Behind the Meter | Net-metered residential rooftop and canopy |  | None | SunnyMac LLC | PSE&G | Accepted | 2019-10-29 | 2019-11-01 | 2021-10-30 | SunPower | SPR-E20-327 | Solar Panels |  | 0.327 | 7 | 294 | 14 |  | Fixed | Roof
NJSTRE1545383931 | NJSRRE1542687535 | Transition Incentive Program | East Orange City | 7018 | 9 | 11.45 | Residential | No | Behind the Meter | Net-metered residential rooftop and canopy |  | None | SunnyMac LLC | PSE&G | Accepted | 2019-10-29 | 2019-11-01 | 2021-10-30 | SunPower | SPR-E20-327 | Solar Panels |  | 0.327 | 3 | 294 | 43 |  | Fixed | Roof
NJSTRE1545383932 | NJSRRE1542687320 | Transition Incentive Program | Mount Holly | 8060 | 13 | 6.93 | Residential | No | Behind the Meter | Behind the Meter |  | None | Green Power energy | PSE&G | Eligible for TI Program | 2019-10-29 | 2019-10-31 | 2021-10-30 | SolarEdge | SE6000H-US | Inverters | 6000 |  | 1 |  |  | 0.97 |  | Outside | Next to meter
NJSTRE1545383932 | NJSRRE1542687320 | Transition Incentive Program | Mount Holly | 8060 | 13 | 6.93 | Residential | No | Behind the Meter | Behind the Meter |  | None | Green Power energy | PSE&G | Eligible for TI Program | 2019-10-29 | 2019-10-31 | 2021-10-30 | Hanwha | Q.PEAK DUO BLK-G5 315 | Solar Panels |  | 0.315 | 22 | 105 | 30 |  | Fixed | Roof
NJSTRE1545383933 | NJSRRE1542578577 | Transition Incentive Program | Manahawkin | 8050 | 18 | 3.15 | Residential | Yes | Behind the Meter | Net-metered residential rooftop and canopy |  | None | Suntuity Solar LLC | AC Electric | Accepted | 2019-10-23 | 2019-10-25 | 2021-10-30 | Enphase Energy | IQ7-60-2-US | Inverters | 240 |  | 10 |  |  | 0.97 |  | Outdoor | Behind the PV Modules
NJSTRE1545383933 | NJSRRE1542578577 | Transition Incentive Program | Manahawkin | 8050 | 18 | 3.15 | Residential | Yes | Behind the Meter | Net-metered residential rooftop and canopy |  | None | Suntuity Solar LLC | AC Electric | Accepted | 2019-10-23 | 2019-10-25 | 2021-10-30 | Yingli Green Energy | YL315D-30b | Solar Panels |  | 0.315 | 10 | 235 | 20 |  | Fixed | Roof
NJSTRE1545383935 | NJSRRE1542541788 | Transition Incentive Program | Wenonah | 8090 | 15 | 5.56 | Residential | Yes | Behind the Meter | Behind the Meter |  | None | Ad Energy | AC Electric | Eligible for TI Program | 2019-10-14 | 2019-11-01 | 2021-10-30 | SunPower | SPR-E20-327-E-AC | Inverters | 315 |  | 17 |  |  | 0.975 |  | Outdoor | At each panel
NJSTRE1545383935 | NJSRRE1542541788 | Transition Incentive Program | Wenonah | 8090 | 15 | 5.56 | Residential | Yes | Behind the Meter | Behind the Meter |  | None | Ad Energy | AC Electric | Eligible for TI Program | 2019-10-14 | 2019-11-01 | 2021-10-30 | SunPower | SPR-E20-327-E-AC | Solar Panels |  | 0.327 | 17 | 78 | 27 |  | Fixed | Roof
NJSTRE1545383937 | NJSRRE1543041001 | Transition Incentive Program | Sicklerville | 8081 | 14 | 16.8 | Residential | No | Behind the Meter | Behind the Meter |  | None | Orbit Energy & Power, LLC | AC Electric | Eligible for TI Program | 2019-11-06 | 2019-11-08 | 2021-10-30 | enphase | iq7 | Inverters | 240 |  | 56 |  |  | 0.986 |  | Outside | panel
NJSTRE1545383937 | NJSRRE1543041001 | Transition Incentive Program | Sicklerville | 8081 | 14 | 16.8 | Residential | No | Behind the Meter | Behind the Meter |  | None | Orbit Energy & Power, LLC | AC Electric | Eligible for TI Program | 2019-11-06 | 2019-11-08 | 2021-10-30 | trina | tsm 300 | Solar Panels |  | 0.3 | 30 | 120 | 38 |  | Fixed | Roof
NJSTRE1545383937 | NJSRRE1543041001 | Transition Incentive Program | Sicklerville | 8081 | 14 | 16.8 | Residential | No | Behind the Meter | Behind the Meter |  | None | Orbit Energy & Power, LLC | AC Electric | Eligible for TI Program | 2019-11-06 | 2019-11-08 | 2021-10-30 | trina | tsm 300 | Solar Panels |  | 0.3 | 12 | 300 | 38 |  | Fixed | Roof
NJSTRE1545383937 | NJSRRE1543041001 | Transition Incentive Program | Sicklerville | 8081 | 14 | 16.8 | Residential | No | Behind the Meter | Behind the Meter |  | None | Orbit Energy & Power, LLC | AC Electric | Eligible for TI Program | 2019-11-06 | 2019-11-08 | 2021-10-30 | trina | tsm 300 | Solar Panels |  | 0.3 | 14 | 120 | 37 |  | Fixed | Roof
NJSTRE1545383939 | NJSRRE1543056206 | Transition Incentive Program | Jersey City | 7305 | 8 | 6.62 | Residential | Yes | Behind the Meter | Net-metered residential rooftop and canopy |  | None | Vivint Solar Developer, LLC | PSE&G | Accepted | 2019-11-07 | 2019-11-12 | 2021-10-30 | SOLAREDGE | SE7600H-US000BNC4 | Inverters | 7600 |  | 1 |  |  | 0.992 |  | Outdoor | Near the Utility Meter
NJSTRE1545383939 | NJSRRE1543056206 | Transition Incentive Program | Jersey City | 7305 | 8 | 6.62 | Residential | Yes | Behind the Meter | Net-metered residential rooftop and canopy |  | None | Vivint Solar Developer, LLC | PSE&G | Accepted | 2019-11-07 | 2019-11-12 | 2021-10-30 | HANWHA SOLAR | Q.PEAK BLK-G5 315 | Solar Panels |  | 0.315 | 21 | 148 | 32 |  | Fixed | Roof
NJSTRE1545383940 | NJSRRE1543182856 | Transition Incentive Program | Maywood | 7607 | 7 | 6.96 | Residential | Yes | Behind the Meter | Behind the Meter |  | None | Sunrun Installation Services, Inc. | PSE&G | Eligible for TI Program | 2019-11-13 | 2019-11-18 | 2021-10-30 | Delta Electronics | M6-TL-US | Inverters | 5760 |  | 1 |  |  | 0.96 |  | Outdoor | Next To Meter
NJSTRE1545383940 | NJSRRE1543182856 | Transition Incentive Program | Maywood | 7607 | 7 | 6.96 | Residential | Yes | Behind the Meter | Behind the Meter |  | None | Sunrun Installation Services, Inc. | PSE&G | Eligible for TI Program | 2019-11-13 | 2019-11-18 | 2021-10-30 | REC Solar | REC290TP2 BLK | Solar Panels |  | 0.29 | 24 | 103 | 40 |  | Fixed | Roof
NJSTRE1545383941 | NJSRRE1542561126 | Transition Incentive Program | West Deptford | 8096 | 15 | 5.4 | Residential | Yes | Behind the Meter | Net-metered residential rooftop and canopy |  | None | Bright Planet Solar | PSE&G | Accepted | 2019-10-22 | 2019-10-22 | 2021-10-30 | Solar Edge | SE5000H-USRGM | Inverters | 5000 |  | 1 |  |  | 0.98 |  | Outdoor | Next to meter
NJSTRE1545383941 | NJSRRE1542561126 | Transition Incentive Program | West Deptford | 8096 | 15 | 5.4 | Residential | Yes | Behind the Meter | Net-metered residential rooftop and canopy |  | None | Bright Planet Solar | PSE&G | Accepted | 2019-10-22 | 2019-10-22 | 2021-10-30 | Solar Edge | SE5000H-USRGM | Solar Panels |  | 0.3 | 3 | 168 | 9 |  | Fixed | Roof
NJSTRE1545383941 | NJSRRE1542561126 | Transition Incentive Program | West Deptford | 8096 | 15 | 5.4 | Residential | Yes | Behind the Meter | Net-metered residential rooftop and canopy |  | None | Bright Planet Solar | PSE&G | Accepted | 2019-10-22 | 2019-10-22 | 2021-10-30 | Hanwha Q-Cells | Q.PEAK-G4.1 300W | Solar Panels |  | 0.3 | 15 | 166 | 18 |  | Fixed | Roof
NJSTRE1545383942 | NJSRRE1543315540 | Transition Incentive Program | LODI | 7644 | 7 | 4.41 | Residential | Yes | Behind the Meter | Net-metered residential rooftop and canopy |  | None | Vivint Solar Developer, LLC | PSE&G | Accepted | 2019-11-18 | 2019-11-19 | 2021-10-30 | solar edge | SE3800H-US000BNC4 | Inverters | 3800 |  | 1 |  |  | 0.992 |  | Outdoor | near utility meter
NJSTRE1545383942 | NJSRRE1543315540 | Transition Incentive Program | LODI | 7644 | 7 | 4.41 | Residential | Yes | Behind the Meter | Net-metered residential rooftop and canopy |  | None | Vivint Solar Developer, LLC | PSE&G | Accepted | 2019-11-18 | 2019-11-19 | 2021-10-30 | HANWHA SOLAR | Q.PEAK BLK-G5 315 | Solar Panels |  | 0.315 | 2 | 128 | 22 |  | Fixed | Roof
NJSTRE1545383942 | NJSRRE1543315540 | Transition Incentive Program | LODI | 7644 | 7 | 4.41 | Residential | Yes | Behind the Meter | Net-metered residential rooftop and canopy |  | None | Vivint Solar Developer, LLC | PSE&G | Accepted | 2019-11-18 | 2019-11-19 | 2021-10-30 | HANWHA SOLAR | Q.PEAK BLK-G5 315 | Solar Panels |  | 0.315 | 12 | 128 | 27 |  | Fixed | Roof
NJSTRE1545383944 | NJSRRE1542521727 | Transition Incentive Program | TENAFLY BORO | 7670 | 7 | 14.21 | Residential | Yes | Behind the Meter | Behind the Meter |  | None | Sunrun Installation Services, Inc. | PSE&G | Eligible for TI Program | 2019-10-09 | 2019-10-11 | 2021-10-30 | Ginlong | 1P10K-4G-US | Inverters | 10000 |  | 1 |  |  | 0.96 |  | Outdoor | Next to meter
NJSTRE1545383944 | NJSRRE1542521727 | Transition Incentive Program | TENAFLY BORO | 7670 | 7 | 14.21 | Residential | Yes | Behind the Meter | Behind the Meter |  | None | Sunrun Installation Services, Inc. | PSE&G | Eligible for TI Program | 2019-10-09 | 2019-10-11 | 2021-10-30 | Ginlong | Solis-1P6K-4G-US | Inverters | 6000 |  | 1 |  |  | 0.96 |  | Outside | Next to meter
NJSTRE1545383944 | NJSRRE1542521727 | Transition Incentive Program | TENAFLY BORO | 7670 | 7 | 14.21 | Residential | Yes | Behind the Meter | Behind the Meter |  | None | Sunrun Installation Services, Inc. | PSE&G | Eligible for TI Program | 2019-10-09 | 2019-10-11 | 2021-10-30 | REC Solar | REC290TP2 BLK | Solar Panels |  | 0.29 | 12 | 266 | 27 |  | Fixed | Roof
NJSTRE1545383944 | NJSRRE1542521727 | Transition Incentive Program | TENAFLY BORO | 7670 | 7 | 14.21 | Residential | Yes | Behind the Meter | Behind the Meter |  | None | Sunrun Installation Services, Inc. | PSE&G | Eligible for TI Program | 2019-10-09 | 2019-10-11 | 2021-10-30 | REC Solar | REC290TP2 BLK | Solar Panels |  | 0.29 | 14 | 175 | 18 |  | Fixed | Roof
NJSTRE1545383944 | NJSRRE1542521727 | Transition Incentive Program | TENAFLY BORO | 7670 | 7 | 14.21 | Residential | Yes | Behind the Meter | Behind the Meter |  | None | Sunrun Installation Services, Inc. | PSE&G | Eligible for TI Program | 2019-10-09 | 2019-10-11 | 2021-10-30 | REC Solar | REC290TP2 BLK | Solar Panels |  | 0.29 | 23 | 355 | 27 |  | Fixed | Roof
NJSTRE1545383946 | NJSRRE1542428592 | Transition Incentive Program | Cherry Hill | 8002 | 14 | 5.04 | Residential | Yes | Behind the Meter | Net-metered residential rooftop and canopy |  | None | Vivint Solar Developer, LLC | PSE&G | Accepted | 2019-09-23 | 2019-09-25 | 2021-10-30 | Solar Edge | SE3800H-US000BNC4 | Inverters | 3800 |  | 1 |  |  | 0.992 |  | Outdoor | Near the Utility Meter
NJSTRE1545383946 | NJSRRE1542428592 | Transition Incentive Program | Cherry Hill | 8002 | 14 | 5.04 | Residential | Yes | Behind the Meter | Net-metered residential rooftop and canopy |  | None | Vivint Solar Developer, LLC | PSE&G | Accepted | 2019-09-23 | 2019-09-25 | 2021-10-30 | Hanwha | Q.PEAK DUO BLK-G5 315w | Solar Panels |  | 0.315 | 4 | 293 | 28 |  | Fixed | Roof
NJSTRE1545383946 | NJSRRE1542428592 | Transition Incentive Program | Cherry Hill | 8002 | 14 | 5.04 | Residential | Yes | Behind the Meter | Net-metered residential rooftop and canopy |  | None | Vivint Solar Developer, LLC | PSE&G | Accepted | 2019-09-23 | 2019-09-25 | 2021-10-30 | Hanwha | Q.PEAK DUO BLK-G5 315w | Solar Panels |  | 0.315 | 12 | 113 | 28 |  | Fixed | Roof
NJSTRE1545383947 | NJSRRE1542445096 | Transition Incentive Program | Camden City | 8102 | 14 | 5.12 | Residential | Yes | Behind the Meter | Behind the Meter |  | None | Skyline Solar, LLC | PSE&G | Eligible for TI Program | 2019-09-26 | 2019-09-30 | 2021-10-30 | SolarEdge | SE5000H-US | Inverters | 5000 |  | 1 |  |  | 0.99 |  | Outside | within ten feet of meter
NJSTRE1545383947 | NJSRRE1542445096 | Transition Incentive Program | Camden City | 8102 | 14 | 5.12 | Residential | Yes | Behind the Meter | Behind the Meter |  | None | Skyline Solar, LLC | PSE&G | Eligible for TI Program | 2019-09-26 | 2019-09-30 | 2021-10-30 | Hanwha Q-Cells | Q.PEAK DUO-G5 320 | Solar Panels |  | 0.32 | 16 | 92 | 10 |  | Fixed | Roof
NJSTRE1545383950 | NJSRRE1542850486 | Transition Incentive Program | Somerville | 8876 | 5 | 10.15 | Residential | Yes | Behind the Meter | Behind the Meter |  | None | Sunrun Installation Services, Inc. | PSE&G | Eligible for TI Program | 2019-10-31 | 2019-11-04 | 2021-10-30 | SolarEdge Technologies | SE10000H-USRGM | Inverters | 10000 |  | 1 |  |  | 0.96 |  | Outdoor | Next To Meter
NJSTRE1545383950 | NJSRRE1542850486 | Transition Incentive Program | Somerville | 8876 | 5 | 10.15 | Residential | Yes | Behind the Meter | Behind the Meter |  | None | Sunrun Installation Services, Inc. | PSE&G | Eligible for TI Program | 2019-10-31 | 2019-11-04 | 2021-10-30 | REC Solar | REC290TP2 BLK | Solar Panels |  | 0.29 | 6 | 195 | 18 |  | Fixed | Roof
NJSTRE1545383950 | NJSRRE1542850486 | Transition Incentive Program | Somerville | 8876 | 5 | 10.15 | Residential | Yes | Behind the Meter | Behind the Meter |  | None | Sunrun Installation Services, Inc. | PSE&G | Eligible for TI Program | 2019-10-31 | 2019-11-04 | 2021-10-30 | REC Solar | REC290TP2 BLK | Solar Panels |  | 0.29 | 29 | 16 | 18 |  | Fixed | Roof
NJSTRE1545383951 | NJSRRE1543399268 | Transition Incentive Program | NUTLEY | 7110 | 9 | 8.82 | Residential | No | Behind the Meter | Net-metered residential rooftop and canopy |  | None | Vivint Solar Developer, LLC | PSE&G | Accepted | 2019-11-18 | 2019-11-20 | 2021-10-30 | SOLAREDGE | SE7600H-US | Inverters | 7600 |  | 1 |  |  | 0.992 |  | Outdoor | Near the Utility Meter
NJSTRE1545383951 | NJSRRE1543399268 | Transition Incentive Program | NUTLEY | 7110 | 9 | 8.82 | Residential | No | Behind the Meter | Net-metered residential rooftop and canopy |  | None | Vivint Solar Developer, LLC | PSE&G | Accepted | 2019-11-18 | 2019-11-20 | 2021-10-30 | HANWHA SOLAR | Q.PEAK BLK-G5 315 | Solar Panels |  | 0.315 | 14 | 302 | 25 |  | Fixed | Roof
NJSTRE1545383951 | NJSRRE1543399268 | Transition Incentive Program | NUTLEY | 7110 | 9 | 8.82 | Residential | No | Behind the Meter | Net-metered residential rooftop and canopy |  | None | Vivint Solar Developer, LLC | PSE&G | Accepted | 2019-11-18 | 2019-11-20 | 2021-10-30 | HANWHA SOLAR | Q.PEAK BLK-G5 315 | Solar Panels |  | 0.315 | 14 | 122 | 25 |  | Fixed | Roof
NJSTRE1545383952 | NJSRRE1543394225 | Transition Incentive Program | Toms River | 8753 | 18 | 8.19 | Residential | Yes | Behind the Meter | Net-metered residential rooftop and canopy |  | None | Vivint Solar Developer, LLC | JCP&L | Accepted | 2019-11-18 | 2019-11-20 | 2021-10-30 | SOLAREDGE | SE7600H-US000BNC4 | Inverters | 7600 |  | 1 |  |  | 0.992 |  | Outdoor | Near the Utility Meter
NJSTRE1545383952 | NJSRRE1543394225 | Transition Incentive Program | Toms River | 8753 | 18 | 8.19 | Residential | Yes | Behind the Meter | Net-metered residential rooftop and canopy |  | None | Vivint Solar Developer, LLC | JCP&L | Accepted | 2019-11-18 | 2019-11-20 | 2021-10-30 | HANWHA SOLAR | Q.PEAK BLK-G5 315 | Solar Panels |  | 0.315 | 26 | 352 | 26 |  | Fixed | Roof
NJSTRE1545383953 | NJSRRE1542556333 | Transition Incentive Program | Cedar Run | 8092 | 18 | 9.8 | Non Profit | Yes | Behind the Meter | Behind the Meter |  | None | Spectrum Energy, Inc. | AC Electric | Eligible for TI Program | 2019-10-23 | 2019-10-24 | 2021-10-30 | ENPHASE | IQ7-60-ACM-US | Inverters | 240 |  | 40 |  |  | 0.97 |  | Outside | UNDER EACH PANEL.
NJSTRE1545383953 | NJSRRE1542556333 | Transition Incentive Program | Cedar Run | 8092 | 18 | 9.8 | Non Profit | Yes | Behind the Meter | Behind the Meter |  | None | Spectrum Energy, Inc. | AC Electric | Eligible for TI Program | 2019-10-23 | 2019-10-24 | 2021-10-30 | Trina | TSM-245PA05 | Solar Panels |  | 0.245 | 40 | 201 | 18 |  | Fixed | Roof
NJSTRE1545383954 | NJSRRE1542683686 | Transition Incentive Program | Vineland | 8360 | 20 | 6.6 | Residential | No | Behind the Meter | Net-metered residential rooftop and canopy |  | None | Bright Planet Solar | Vineland Muni Electric | Accepted | 2019-10-27 | 2019-10-29 | 2021-10-30 | Solar Edge | SE6000H-USRGM | Inverters | 6000 |  | 1 |  |  | 0.98 |  | Outdoor | Next to meter
NJSTRE1545383954 | NJSRRE1542683686 | Transition Incentive Program | Vineland | 8360 | 20 | 6.6 | Residential | No | Behind the Meter | Net-metered residential rooftop and canopy |  | None | Bright Planet Solar | Vineland Muni Electric | Accepted | 2019-10-27 | 2019-10-29 | 2021-10-30 | Hanwha Q-Cells | Q.PEAK-G4.1 300W | Solar Panels |  | 0.3 | 22 | 93 | 23 |  | Fixed | Roof
NJSTRE1545383955 | NJSRRE1542461039 | Transition Incentive Program | North Bergen | 7047 | 8 | 6.54 | Residential | Yes | Behind the Meter | Net-metered residential rooftop and canopy |  | None | Kamtech Solar Solutions | PSE&G | Accepted | 2019-09-30 | 2019-10-02 | 2021-10-30 | Enphase Energy Inc. | IQ-7X | Inverters | 315 |  | 26 |  |  | 0.975 |  | Outdoor | Underneath each module.
NJSTRE1545383955 | NJSRRE1542461039 | Transition Incentive Program | North Bergen | 7047 | 8 | 6.54 | Residential | Yes | Behind the Meter | Net-metered residential rooftop and canopy |  | None | Kamtech Solar Solutions | PSE&G | Accepted | 2019-09-30 | 2019-10-02 | 2021-10-30 | Sunpower Corporation | E20-327-C-AC | Solar Panels |  | 0.327 | 20 | 214 | 18 |  | Fixed | Roof
NJSTRE1545383957 | NJSRRE1543416869 | Transition Incentive Program | cemden | 8103 | 14 | 17.71 | Commercial | No | Behind the Meter | Behind the Meter |  | None | tj technology | PSE&G | Eligible for TI Program | 2019-12-21 | 2019-12-23 | 2021-10-30 | enphase | ENPHASE IQ7PLUS-72-2-US | Inverters | 0.29 |  | 91 |  |  | 0.98 |  | Outdoor | roof
NJSTRE1545383957 | NJSRRE1543416869 | Transition Incentive Program | cemden | 8103 | 14 | 17.71 | Commercial | No | Behind the Meter | Behind the Meter |  | None | tj technology | PSE&G | Eligible for TI Program | 2019-12-21 | 2019-12-23 | 2021-10-30 | jinko solar | Eagle HC 72M | Solar Panels |  | 0.385 | 46 | 203 | 10 |  | Fixed | Roof
NJSTRE1545383959 | NJSRRE1542887987 | Transition Incentive Program | MAYS LANDING | 8330 | 19 | 3.47 | Residential | Yes | Behind the Meter | Net-metered residential rooftop and canopy |  | None | Vivint Solar Developer, LLC | AC Electric | Accepted | 2019-11-01 | 2019-11-05 | 2021-10-30 | Solar Edge | SE3800H-US000BNC4 | Inverters | 3800 |  | 1 |  |  | 0.992 |  | Outdoor | Near the utility meter
NJSTRE1545383959 | NJSRRE1542887987 | Transition Incentive Program | MAYS LANDING | 8330 | 19 | 3.47 | Residential | Yes | Behind the Meter | Net-metered residential rooftop and canopy |  | None | Vivint Solar Developer, LLC | AC Electric | Accepted | 2019-11-01 | 2019-11-05 | 2021-10-30 | Hanwha | Q.PEAK BLK-G5 315 | Solar Panels |  | 0.315 | 11 | 206 | 32 |  | Fixed | Roof
NJSTRE1545383960 | NJSRRE1543138279 | Transition Incentive Program | Passaic | 7055 | 6 | 3.48 | Residential | Yes | Behind the Meter | Behind the Meter |  | None | Sunrun Installation Services, Inc. | PSE&G | Eligible for TI Program | 2019-11-12 | 2019-11-15 | 2021-10-30 | Enphase Energy | IQ7-60-x-US (240V) | Inverters | 240 |  | 12 |  |  | 0.96 |  | Outdoor | Rooftop
NJSTRE1545383960 | NJSRRE1543138279 | Transition Incentive Program | Passaic | 7055 | 6 | 3.48 | Residential | Yes | Behind the Meter | Behind the Meter |  | None | Sunrun Installation Services, Inc. | PSE&G | Eligible for TI Program | 2019-11-12 | 2019-11-15 | 2021-10-30 | REC Solar | REC290TP2 BLK | Solar Panels |  | 0.29 | 8 | 213 | 37 |  | Fixed | Roof
NJSTRE1545383960 | NJSRRE1543138279 | Transition Incentive Program | Passaic | 7055 | 6 | 3.48 | Residential | Yes | Behind the Meter | Behind the Meter |  | None | Sunrun Installation Services, Inc. | PSE&G | Eligible for TI Program | 2019-11-12 | 2019-11-15 | 2021-10-30 | REC Solar | REC290TP2 BLK | Solar Panels |  | 0.29 | 3 | 121 | 37 |  | Fixed | Roof
NJSTRE1545383960 | NJSRRE1543138279 | Transition Incentive Program | Passaic | 7055 | 6 | 3.48 | Residential | Yes | Behind the Meter | Behind the Meter |  | None | Sunrun Installation Services, Inc. | PSE&G | Eligible for TI Program | 2019-11-12 | 2019-11-15 | 2021-10-30 | REC Solar | REC290TP2 BLK | Solar Panels |  | 0.29 | 1 | 304 | 37 |  | Fixed | Roof
NJSTRE1545383961 | NJSRRE1542544171 | Transition Incentive Program | Teaneck | 7666 | 7 | 6.09 | Residential | Yes | Behind the Meter | Behind the Meter |  | None | Sunrun Installation Services, Inc. | PSE&G | Eligible for TI Program | 2019-10-15 | 2019-10-17 | 2021-10-30 | Delta Electronics | M5-TL-US | Inverters | 4800 |  | 1 |  |  | 0.96 |  | Outdoor | Next To Meter
NJSTRE1545383961 | NJSRRE1542544171 | Transition Incentive Program | Teaneck | 7666 | 7 | 6.09 | Residential | Yes | Behind the Meter | Behind the Meter |  | None | Sunrun Installation Services, Inc. | PSE&G | Eligible for TI Program | 2019-10-15 | 2019-10-17 | 2021-10-30 | REC Solar | REC290TP2 BLK | Solar Panels |  | 0.29 | 21 | 212 | 45 |  | Fixed | Roof
NJSTRE1545383962 | NJSRRE1542505661 | Transition Incentive Program | Galloway | 8205 | 19 | 4.68 | Residential | No | Behind the Meter | Behind the Meter |  | None | Green Power Energy | AC Electric | Eligible for TI Program | 2019-10-04 | 2019-10-09 | 2021-10-30 | Solar Edge | SE10000H-US | Inverters | 10000 |  | 1 |  |  | 0.97 |  | Outside | next to meter
NJSTRE1545383962 | NJSRRE1542505661 | Transition Incentive Program | Galloway | 8205 | 19 | 4.68 | Residential | No | Behind the Meter | Behind the Meter |  | None | Green Power Energy | AC Electric | Eligible for TI Program | 2019-10-04 | 2019-10-09 | 2021-10-30 | S-Energy | SN360M-10 | Solar Panels |  | 0.36 | 13 | 186 | 25 |  | Fixed | Roof
NJSTRE1545383964 | NJSRRE1542884823 | Transition Incentive Program | GLEN ROCK | 7452 | 7 | 8.51 | Residential | Yes | Behind the Meter | Net-metered residential rooftop and canopy |  | None | Vivint Solar Developer, LLC | PSE&G | Accepted | 2019-11-01 | 2019-11-05 | 2021-10-30 | solar edge | SE7600H-US | Inverters | 7600 |  | 1 |  |  | 0.992 |  | Outdoor | near the utility meter
NJSTRE1545383964 | NJSRRE1542884823 | Transition Incentive Program | GLEN ROCK | 7452 | 7 | 8.51 | Residential | Yes | Behind the Meter | Net-metered residential rooftop and canopy |  | None | Vivint Solar Developer, LLC | PSE&G | Accepted | 2019-11-01 | 2019-11-05 | 2021-10-30 | HANWHA SOLAR | Q.PEAK BLK-G5 315 | Solar Panels |  | 0.315 | 8 | 342 | 25 |  | Fixed | Roof
NJSTRE1545383964 | NJSRRE1542884823 | Transition Incentive Program | GLEN ROCK | 7452 | 7 | 8.51 | Residential | Yes | Behind the Meter | Net-metered residential rooftop and canopy |  | None | Vivint Solar Developer, LLC | PSE&G | Accepted | 2019-11-01 | 2019-11-05 | 2021-10-30 | HANWHA SOLAR | Q.PEAK BLK-G5 315 | Solar Panels |  | 0.315 | 19 | 162 | 25 |  | Fixed | Roof
NJSTRE1545383965 | NJSRRE1542425689 | Transition Incentive Program | Clementon | 8021 | 14 | 10.4 | Residential | Yes | Behind the Meter | Net-metered residential rooftop and canopy |  | None | Vivint Solar Developer, LLC | AC Electric | Accepted | 2019-09-20 | 2019-09-24 | 2021-10-30 | SolarEdge | SE7600H-US | Inverters | 7600 |  | 1 |  |  | 0.992 |  | Outdoor | Near the Utility Meter
NJSTRE1545383965 | NJSRRE1542425689 | Transition Incentive Program | Clementon | 8021 | 14 | 10.4 | Residential | Yes | Behind the Meter | Net-metered residential rooftop and canopy |  | None | Vivint Solar Developer, LLC | AC Electric | Accepted | 2019-09-20 | 2019-09-24 | 2021-10-30 | Hanwha | Q.PEAK BLK-G5 315 | Solar Panels |  | 0.315 | 15 | 113 | 27 |  | Fixed | Roof
NJSTRE1545383965 | NJSRRE1542425689 | Transition Incentive Program | Clementon | 8021 | 14 | 10.4 | Residential | Yes | Behind the Meter | Net-metered residential rooftop and canopy |  | None | Vivint Solar Developer, LLC | AC Electric | Accepted | 2019-09-20 | 2019-09-24 | 2021-10-30 | Hanwha | Q.PEAK BLK-G5 315 | Solar Panels |  | 0.315 | 13 | 293 | 27 |  | Fixed | Roof
NJSTRE1545383965 | NJSRRE1542425689 | Transition Incentive Program | Clementon | 8021 | 14 | 10.4 | Residential | Yes | Behind the Meter | Net-metered residential rooftop and canopy |  | None | Vivint Solar Developer, LLC | AC Electric | Accepted | 2019-09-20 | 2019-09-24 | 2021-10-30 | Hanwha | Q.PEAK BLK-G5 315 | Solar Panels |  | 0.315 | 5 | 293 | 13 |  | Fixed | Roof
NJSTRE1545383966 | NJSRRE1543315321 | Transition Incentive Program | ROSELLE | 7203 | 10 | 5.99 | Residential | Yes | Behind the Meter | Net-metered residential rooftop and canopy |  | None | Vivint Solar Developer, LLC | PSE&G | Accepted | 2019-11-19 | 2019-11-19 | 2021-10-30 | solar edge | SE7600H-US000BNC4 | Inverters | 7600 |  | 1 |  |  | 0.992 |  | Outdoor | near the utility meter
NJSTRE1545383966 | NJSRRE1543315321 | Transition Incentive Program | ROSELLE | 7203 | 10 | 5.99 | Residential | Yes | Behind the Meter | Net-metered residential rooftop and canopy |  | None | Vivint Solar Developer, LLC | PSE&G | Accepted | 2019-11-19 | 2019-11-19 | 2021-10-30 | HANWHA SOLAR | Q.PEAK BLK-G5 315 | Solar Panels |  | 0.315 | 14 | 168 | 35 |  | Fixed | Roof
NJSTRE1545383966 | NJSRRE1543315321 | Transition Incentive Program | ROSELLE | 7203 | 10 | 5.99 | Residential | Yes | Behind the Meter | Net-metered residential rooftop and canopy |  | None | Vivint Solar Developer, LLC | PSE&G | Accepted | 2019-11-19 | 2019-11-19 | 2021-10-30 | HANWHA SOLAR | Q.PEAK BLK-G5 315 | Solar Panels |  | 0.315 | 5 | 348 | 35 |  | Fixed | Roof
NJSTRE1545383967 | NJSRRE1542576117 | Transition Incentive Program | Bergenfield | 7621 | 7 | 12.76 | Residential | Yes | Behind the Meter | Behind the Meter |  | None | Sunrun Installation Services, Inc. | PSE&G | Eligible for TI Program | 2019-10-22 | 2019-10-24 | 2021-10-30 | SolarEdge Technologies | SE11400H-USRGM | Inverters | 11400 |  | 1 |  |  | 0.96 |  | Outdoor | Next To Meter
NJSTRE1545383967 | NJSRRE1542576117 | Transition Incentive Program | Bergenfield | 7621 | 7 | 12.76 | Residential | Yes | Behind the Meter | Behind the Meter |  | None | Sunrun Installation Services, Inc. | PSE&G | Eligible for TI Program | 2019-10-22 | 2019-10-24 | 2021-10-30 | REC Solar | REC290TP2 BLK | Solar Panels |  | 0.29 | 14 | 96 | 14 |  | Fixed | Roof
NJSTRE1545383967 | NJSRRE1542576117 | Transition Incentive Program | Bergenfield | 7621 | 7 | 12.76 | Residential | Yes | Behind the Meter | Behind the Meter |  | None | Sunrun Installation Services, Inc. | PSE&G | Eligible for TI Program | 2019-10-22 | 2019-10-24 | 2021-10-30 | REC Solar | REC290TP2 BLK | Solar Panels |  | 0.29 | 30 | 96 | 34 |  | Fixed | Roof
NJSTRE1545383968 | NJSRRE1543417671 | Transition Incentive Program | Clementon | 8021 | 14 | 14.81 | Residential | Yes | Behind the Meter | Net-metered residential rooftop and canopy |  | None | Vivint Solar Developer, LLC | AC Electric | Accepted | 2019-11-18 | 2019-11-20 | 2021-10-30 | Solar Edge | SE10000H-US000BNC4 | Inverters | 10000 |  | 1 |  |  | 0.992 |  | Outdoor | Near the utility meter
NJSTRE1545383968 | NJSRRE1543417671 | Transition Incentive Program | Clementon | 8021 | 14 | 14.81 | Residential | Yes | Behind the Meter | Net-metered residential rooftop and canopy |  | None | Vivint Solar Developer, LLC | AC Electric | Accepted | 2019-11-18 | 2019-11-20 | 2021-10-30 | Hanwha | Q.PEAK BLK-G5 315 | Solar Panels |  | 0.315 | 12 | 210 | 14 |  | Fixed | Roof
NJSTRE1545383968 | NJSRRE1543417671 | Transition Incentive Program | Clementon | 8021 | 14 | 14.81 | Residential | Yes | Behind the Meter | Net-metered residential rooftop and canopy |  | None | Vivint Solar Developer, LLC | AC Electric | Accepted | 2019-11-18 | 2019-11-20 | 2021-10-30 | Hanwha | Q.PEAK BLK-G5 315 | Solar Panels |  | 0.315 | 10 | 30 | 18 |  | Fixed | Roof
NJSTRE1545383968 | NJSRRE1543417671 | Transition Incentive Program | Clementon | 8021 | 14 | 14.81 | Residential | Yes | Behind the Meter | Net-metered residential rooftop and canopy |  | None | Vivint Solar Developer, LLC | AC Electric | Accepted | 2019-11-18 | 2019-11-20 | 2021-10-30 | Hanwha | Q.PEAK BLK-G5 315 | Solar Panels |  | 0.315 | 9 | 30 | 14 |  | Fixed | Roof
NJSTRE1545383968 | NJSRRE1543417671 | Transition Incentive Program | Clementon | 8021 | 14 | 14.81 | Residential | Yes | Behind the Meter | Net-metered residential rooftop and canopy |  | None | Vivint Solar Developer, LLC | AC Electric | Accepted | 2019-11-18 | 2019-11-20 | 2021-10-30 | Hanwha | Q.PEAK BLK-G5 315 | Solar Panels |  | 0.315 | 16 | 210 | 18 |  | Fixed | Roof
NJSTRE1545383972 | NJSRRE1542441092 | Transition Incentive Program | OLD BRIDGE | 8857 | 11 | 3.15 | Residential | Yes | Behind the Meter | Net-metered residential rooftop and canopy |  | None | Vivint Solar Developer, LLC | JCP&L | Accepted | 2019-09-26 | 2019-09-27 | 2021-10-30 | SOLAREDGE | SE3800H-US000BNC4 | Inverters | 3800 |  | 1 |  |  | 0.992 |  | Outdoor | Near The Utility Meter
NJSTRE1545383972 | NJSRRE1542441092 | Transition Incentive Program | OLD BRIDGE | 8857 | 11 | 3.15 | Residential | Yes | Behind the Meter | Net-metered residential rooftop and canopy |  | None | Vivint Solar Developer, LLC | JCP&L | Accepted | 2019-09-26 | 2019-09-27 | 2021-10-30 | Hanwha Solar | Q.PEAK BLK-G5 315 | Solar Panels |  | 0.315 | 7 | 94 | 10 |  | Fixed | Roof
NJSTRE1545383972 | NJSRRE1542441092 | Transition Incentive Program | OLD BRIDGE | 8857 | 11 | 3.15 | Residential | Yes | Behind the Meter | Net-metered residential rooftop and canopy |  | None | Vivint Solar Developer, LLC | JCP&L | Accepted | 2019-09-26 | 2019-09-27 | 2021-10-30 | Hanwha Solar | Q.PEAK BLK-G5 315 | Solar Panels |  | 0.315 | 3 | 274 | 16 |  | Fixed | Roof
NJSTRE1545383975 | NJSRRE1542702341 | Transition Incentive Program | NEPTUNE | 7753 | 17 | 11.34 | Residential | Yes | Behind the Meter | Net-metered residential rooftop and canopy |  | None | Vivint Solar Developer, LLC | JCP&L | Accepted | 2019-10-29 | 2019-10-31 | 2021-10-30 | solar edge | SE7600H-US | Inverters | 7600 |  | 1 |  |  | 0.992 |  | Outdoor | near utility meter
NJSTRE1545383975 | NJSRRE1542702341 | Transition Incentive Program | NEPTUNE | 7753 | 17 | 11.34 | Residential | Yes | Behind the Meter | Net-metered residential rooftop and canopy |  | None | Vivint Solar Developer, LLC | JCP&L | Accepted | 2019-10-29 | 2019-10-31 | 2021-10-30 | HANWHA SOLAR | Q.PEAK BLK-G5 315 | Solar Panels |  | 0.315 | 31 | 209 | 18 |  | Fixed | Roof
NJSTRE1545383975 | NJSRRE1542702341 | Transition Incentive Program | NEPTUNE | 7753 | 17 | 11.34 | Residential | Yes | Behind the Meter | Net-metered residential rooftop and canopy |  | None | Vivint Solar Developer, LLC | JCP&L | Accepted | 2019-10-29 | 2019-10-31 | 2021-10-30 | HANWHA SOLAR | Q.PEAK BLK-G5 315 | Solar Panels |  | 0.315 | 5 | 29 | 18 |  | Fixed | Roof
NJSTRE1545383977 | NJSRRE1543168556 | Transition Incentive Program | Pennsauken | 8110 | 14 | 6.3 | Residential | Yes | Behind the Meter | Net-metered residential rooftop and canopy |  | None | Vivint Solar Developer, LLC | PSE&G | Accepted | 2019-11-13 | 2019-11-15 | 2021-10-30 | solar edge | SE7600H-US000BNC4 | Inverters | 7600 |  | 1 |  |  | 0.992 |  | Outdoor | near utility meter
NJSTRE1545383977 | NJSRRE1543168556 | Transition Incentive Program | Pennsauken | 8110 | 14 | 6.3 | Residential | Yes | Behind the Meter | Net-metered residential rooftop and canopy |  | None | Vivint Solar Developer, LLC | PSE&G | Accepted | 2019-11-13 | 2019-11-15 | 2021-10-30 | Hanwha Solar | Q.PEAK BLK-G5 315 | Solar Panels |  | 0.315 | 20 | 131 | 22 |  | Fixed | Roof
NJSTRE1545383978 | NJSRRE1542561911 | Transition Incentive Program | Passaic City | 7055 | 6 | 5.12 | Residential | Yes | Behind the Meter | Behind the Meter |  | None | Skyline Solar, LLC | PSE&G | Eligible for TI Program | 2019-10-21 | 2019-10-23 | 2021-10-30 | SolarEdge | SE3800H-US | Inverters | 3800 |  | 1 |  |  | 0.99 |  | Outside | within ten feet of meter
NJSTRE1545383978 | NJSRRE1542561911 | Transition Incentive Program | Passaic City | 7055 | 6 | 5.12 | Residential | Yes | Behind the Meter | Behind the Meter |  | None | Skyline Solar, LLC | PSE&G | Eligible for TI Program | 2019-10-21 | 2019-10-23 | 2021-10-30 | Hanwha Q-Cells | Q.PEAK DUO-G5 320 | Solar Panels |  | 0.32 | 16 | 124 | 40 |  | Fixed | Roof
NJSTRE1545383979 | NJSRRE1542501311 | Transition Incentive Program | Lawrence TWP | 8648 | 12 | 8.06 | Residential | No | Behind the Meter | Net-metered residential rooftop and canopy |  | None | 1st Light Energy Inc | PSE&G | Accepted | 2019-10-03 | 2019-10-08 | 2021-10-30 | SMA | SB 7.0-US (240V) | Inverters | 7000 |  | 1 |  |  | 0.97 |  | Outside | within 10 feet of meter
NJSTRE1545383979 | NJSRRE1542501311 | Transition Incentive Program | Lawrence TWP | 8648 | 12 | 8.06 | Residential | No | Behind the Meter | Net-metered residential rooftop and canopy |  | None | 1st Light Energy Inc | PSE&G | Accepted | 2019-10-03 | 2019-10-08 | 2021-10-30 | Longi | LR6-60HPB-310M | Solar Panels |  | 0.31 | 15 | 138 | 18 |  | Fixed | Roof
NJSTRE1545383979 | NJSRRE1542501311 | Transition Incentive Program | Lawrence TWP | 8648 | 12 | 8.06 | Residential | No | Behind the Meter | Net-metered residential rooftop and canopy |  | None | 1st Light Energy Inc | PSE&G | Accepted | 2019-10-03 | 2019-10-08 | 2021-10-30 | Longi | LR6-60HPB-310M | Solar Panels |  | 0.31 | 11 | 135 | 9 |  | Fixed | Roof
NJSTRE1545383980 | NJSRRE1542423105 | Transition Incentive Program | EGG HBR TWP | 8234 | 19 | 2.52 | Residential | Yes | Behind the Meter | Net-metered residential rooftop and canopy |  | None | Vivint Solar Developer, LLC | AC Electric | Accepted | 2019-09-19 | 2019-09-24 | 2021-10-30 | SOLAR EDGE | SE3800H-US | Inverters | 3800 |  | 1 |  |  | 0.992 |  | Outdoor | NEAR UTILITY METER
NJSTRE1545383980 | NJSRRE1542423105 | Transition Incentive Program | EGG HBR TWP | 8234 | 19 | 2.52 | Residential | Yes | Behind the Meter | Net-metered residential rooftop and canopy |  | None | Vivint Solar Developer, LLC | AC Electric | Accepted | 2019-09-19 | 2019-09-24 | 2021-10-30 | HANWHA SOLAR | Q.PEAK BLK-G5 315 | Solar Panels |  | 0.315 | 8 | 30 | 34 |  | Fixed | Roof
NJSTRE1545383981 | NJSRRE1542967042 | Transition Incentive Program | Tabernacle | 8088 | 13 | 26.66 | Residential | Yes | Behind the Meter | Behind the Meter |  | None | All Season Solar | AC Electric | Eligible for TI Program | 2019-11-05 | 2019-11-07 | 2021-10-30 | Enphase | IQ7 | Inverters | 240 |  | 86 |  |  | 0.97 |  | Outdoor | Under Module
NJSTRE1545383981 | NJSRRE1542967042 | Transition Incentive Program | Tabernacle | 8088 | 13 | 26.66 | Residential | Yes | Behind the Meter | Behind the Meter |  | None | All Season Solar | AC Electric | Eligible for TI Program | 2019-11-05 | 2019-11-07 | 2021-10-30 | Trina | TSM DD05H.05II 310W AUG 2019 | Solar Panels |  | 0.31 | 22 | 243 | 34 |  | Fixed | Roof
NJSTRE1545383981 | NJSRRE1542967042 | Transition Incentive Program | Tabernacle | 8088 | 13 | 26.66 | Residential | Yes | Behind the Meter | Behind the Meter |  | None | All Season Solar | AC Electric | Eligible for TI Program | 2019-11-05 | 2019-11-07 | 2021-10-30 | Trina | TSM DD05H.05II 310W AUG 2019 | Solar Panels |  | 0.31 | 9 | 153 | 20 |  | Fixed | Roof
NJSTRE1545383981 | NJSRRE1542967042 | Transition Incentive Program | Tabernacle | 8088 | 13 | 26.66 | Residential | Yes | Behind the Meter | Behind the Meter |  | None | All Season Solar | AC Electric | Eligible for TI Program | 2019-11-05 | 2019-11-07 | 2021-10-30 | Trina | TSM DD05H.05II 310W AUG 2019 | Solar Panels |  | 0.31 | 17 | 243 | 23 |  | Fixed | Roof
NJSTRE1545383981 | NJSRRE1542967042 | Transition Incentive Program | Tabernacle | 8088 | 13 | 26.66 | Residential | Yes | Behind the Meter | Behind the Meter |  | None | All Season Solar | AC Electric | Eligible for TI Program | 2019-11-05 | 2019-11-07 | 2021-10-30 | Trina | TSM DD05H.05II 310W AUG 2019 | Solar Panels |  | 0.31 | 38 | 243 | 11 |  | Fixed | Roof
NJSTRE1545383983 | NJSRRE1542500882 | Transition Incentive Program | Mannington | 8079 | 16 | 7.04 | Residential | Yes | Behind the Meter | Behind the Meter |  | None | Skyline Solar, LLC | AC Electric | Eligible for TI Program | 2019-10-03 | 2019-10-08 | 2021-10-30 | SolarEdge | SE5000H-US | Inverters | 5000 |  | 1 |  |  | 0.99 |  | Outside | within ten feet of meter
NJSTRE1545383983 | NJSRRE1542500882 | Transition Incentive Program | Mannington | 8079 | 16 | 7.04 | Residential | Yes | Behind the Meter | Behind the Meter |  | None | Skyline Solar, LLC | AC Electric | Eligible for TI Program | 2019-10-03 | 2019-10-08 | 2021-10-30 | Hanwha Q-Cells | Q.PEAK DUO-G5 320 | Solar Panels |  | 0.32 | 22 | 166 | 20 |  | Fixed | Roof
NJSTRE1545383987 | NJSRRE1542540384 | Transition Incentive Program | Mount Laurel Township | 8054 | 13 | 5.53 | Residential | No | Behind the Meter | Behind the Meter |  | None | Green power Energy | PSE&G | Eligible for TI Program | 2019-10-14 | 2019-10-16 | 2021-10-30 | Solar Edge | SE5000H-US | Inverters | 5000 |  | 1 |  |  | 0.97 |  | Outside | next to meter
NJSTRE1545383987 | NJSRRE1542540384 | Transition Incentive Program | Mount Laurel Township | 8054 | 13 | 5.53 | Residential | No | Behind the Meter | Behind the Meter |  | None | Green power Energy | PSE&G | Eligible for TI Program | 2019-10-14 | 2019-10-16 | 2021-10-30 | Panasonic | VBHN325KA03 | Solar Panels |  | 0.325 | 17 | 132 | 27 |  | Fixed | Roof
NJSTRE1545383988 | NJSRRE1542548467 | Transition Incentive Program | PATERSON CITY | 7514 | 6 | 4.35 | Residential | No | Behind the Meter | Behind the Meter |  | None | Sunrun Installation Services, Inc. | PSE&G | Eligible for TI Program | 2019-10-16 | 2019-10-18 | 2021-10-30 | Delta Electronics | M4-TL-US | Inverters | 3840 |  | 1 |  |  | 0.96 |  | Outdoor | Next To Meter
NJSTRE1545383988 | NJSRRE1542548467 | Transition Incentive Program | PATERSON CITY | 7514 | 6 | 4.35 | Residential | No | Behind the Meter | Behind the Meter |  | None | Sunrun Installation Services, Inc. | PSE&G | Eligible for TI Program | 2019-10-16 | 2019-10-18 | 2021-10-30 | REC Solar | REC290TP2 BLK | Solar Panels |  | 0.29 | 15 | 187 | 37 |  | Fixed | Roof
NJSTRE1545383989 | NJSRRE1542568545 | Transition Incentive Program | Atlantic City | 8401 | 19 | 2.24 | Residential | No | Behind the Meter | Net-metered residential rooftop and canopy |  | None | Castle Energy, LLC | AC Electric | Accepted | 2019-10-21 | 2019-10-23 | 2021-10-30 | Enphase Energy | IQ7-60-2-US | Inverters | 240 |  | 7 |  |  | 0.967 |  | Outside | on the rooftop under each solar panel
NJSTRE1545383989 | NJSRRE1542568545 | Transition Incentive Program | Atlantic City | 8401 | 19 | 2.24 | Residential | No | Behind the Meter | Net-metered residential rooftop and canopy |  | None | Castle Energy, LLC | AC Electric | Accepted | 2019-10-21 | 2019-10-23 | 2021-10-30 | Hanwha Q-Cells | Q.Peak DUO-G5 320 | Solar Panels |  | 0.32 | 7 | 152 | 25 |  | Fixed | Roof
NJSTRE1545383990 | NJSRRE1543046204 | Transition Incentive Program | Tuckerton | 8087 | 18 | 8.25 | Residential | No | Behind the Meter | Net-metered residential rooftop and canopy |  | None | Whitman Construction, LLC | AC Electric | Accepted | 2019-11-07 | 2019-11-11 | 2021-10-30 | Enphase Energy | IQ7X-96-2-US | Inverters | 0.24 |  | 25 |  |  | 0.975 |  | Outside | roof
NJSTRE1545383990 | NJSRRE1543046204 | Transition Incentive Program | Tuckerton | 8087 | 18 | 8.25 | Residential | No | Behind the Meter | Net-metered residential rooftop and canopy |  | None | Whitman Construction, LLC | AC Electric | Accepted | 2019-11-07 | 2019-11-11 | 2021-10-30 | Panasonic | VBHN330SA17 | Solar Panels |  | 0.33 | 25 | 147 | 25 |  | Fixed | Roof
NJSTRE1545383991 | NJSRRE1542428477 | Transition Incentive Program | linden city | 7036 | 10 | 7.19 | Residential | No | Behind the Meter | Net-metered residential rooftop and canopy |  | None | SunPower Capital LLC | PSE&G | As-Built Incomplete | 2019-09-23 | 2019-09-25 |  | sunpower | e20-327-e-ac | Solar Panels |  | 0.327 | 18 | 235 | 23 |  | Fixed | Roof
NJSTRE1545383991 | NJSRRE1542428477 | Transition Incentive Program | linden city | 7036 | 10 | 7.19 | Residential | No | Behind the Meter | Net-metered residential rooftop and canopy |  | None | SunPower Capital LLC | PSE&G | As-Built Incomplete | 2019-09-23 | 2019-09-25 |  | sunpower | e20-327-e-ac | Solar Panels |  | 0.327 | 4 | 55 | 23 |  | Fixed | Roof
NJSTRE1545383991 | NJSRRE1542428477 | Transition Incentive Program | linden city | 7036 | 10 | 7.19 | Residential | No | Behind the Meter | Net-metered residential rooftop and canopy |  | None | SunPower Capital LLC | PSE&G | As-Built Incomplete | 2019-09-23 | 2019-09-25 |  | sunpower | e20-327-e-ac | Inverters | 320 |  | 22 |  |  | 0.96 |  | Other | behind panels
NJSTRE1545383991 | NJSRRE1542428477 | Transition Incentive Program | linden city | 7036 | 10 | 7.19 | Residential | No | Behind the Meter | Net-metered residential rooftop and canopy |  | None | SunPower Capital LLC | PSE&G | As-Built Incomplete | 2019-09-23 | 2019-09-25 |  | sunpower | pvs6 | Meters |  |  | 1 |  |  |  | Yes | Outdoor
NJSTRE1545383993 | NJSRRE1542498599 | Transition Incentive Program | JERSEY CITY | 7305 | 8 | 3.78 | Residential | Yes | Behind the Meter | Net-metered residential rooftop and canopy |  | None | Vivint Solar Developer, LLC | PSE&G | Accepted | 2019-10-03 | 2019-10-04 | 2021-10-30 | Solar Edge | SE3800H-US000BNC4 | Inverters | 3800 |  | 1 |  |  | 0.992 |  | Outdoor | Near the Utility Meter
NJSTRE1545383993 | NJSRRE1542498599 | Transition Incentive Program | JERSEY CITY | 7305 | 8 | 3.78 | Residential | Yes | Behind the Meter | Net-metered residential rooftop and canopy |  | None | Vivint Solar Developer, LLC | PSE&G | Accepted | 2019-10-03 | 2019-10-04 | 2021-10-30 | Hanwha Solar | Q.PEAK DUO BLK-G5 315 | Solar Panels |  | 0.315 | 12 | 129 | 20 |  | Fixed | Roof
NJSTRE1545383995 | NJSRRE1543417584 | Transition Incentive Program | HIGHLAND PARK | 8904 | 11 | 4.73 | Residential | Yes | Behind the Meter | Net-metered residential rooftop and canopy |  | None | Vivint Solar Developer, LLC | PSE&G | Accepted | 2019-11-18 | 2019-11-20 | 2021-10-30 | Solar Edge | SE3800H-US000BNC4 | Inverters | 3800 |  | 1 |  |  | 0.992 |  | Outdoor | Near the utility meter
NJSTRE1545383995 | NJSRRE1543417584 | Transition Incentive Program | HIGHLAND PARK | 8904 | 11 | 4.73 | Residential | Yes | Behind the Meter | Net-metered residential rooftop and canopy |  | None | Vivint Solar Developer, LLC | PSE&G | Accepted | 2019-11-18 | 2019-11-20 | 2021-10-30 | Hanwha | Q.PEAK BLK-G5 315 | Solar Panels |  | 0.315 | 15 | 162 | 35 |  | Fixed | Roof
NJSTRE1545383996 | NJSRRE1542790802 | Transition Incentive Program | Galloway | 8205 | 19 | 9.6 | Residential | Yes | Behind the Meter | Behind the Meter |  | None | Skyline Solar, LLC | AC Electric | Eligible for TI Program | 2019-10-30 | 2019-11-01 | 2021-10-30 | SolarEdge | SE7600H-US | Inverters | 7600 |  | 1 |  |  | 0.99 |  | Outside | within ten feet of meter
NJSTRE1545383996 | NJSRRE1542790802 | Transition Incentive Program | Galloway | 8205 | 19 | 9.6 | Residential | Yes | Behind the Meter | Behind the Meter |  | None | Skyline Solar, LLC | AC Electric | Eligible for TI Program | 2019-10-30 | 2019-11-01 | 2021-10-30 | Hanwha Q-Cells | Q.PEAK DUO-G5 320 | Solar Panels |  | 0.32 | 30 | 187,7 | 24 |  | Fixed | Roof
NJSTRE1545383997 | NJSRRE1542685470 | Transition Incentive Program | Fair Lawn | 7410 | 7 | 4.35 | Residential | Yes | Behind the Meter | Behind the Meter |  | None | Sunrun Installation Services, Inc. | PSE&G | Eligible for TI Program | 2019-10-28 | 2019-10-31 | 2021-10-30 | Delta Electronics | M4-TL-US | Inverters | 3840 |  | 1 |  |  | 0.96 |  | Outdoor | Next To Meter
NJSTRE1545383997 | NJSRRE1542685470 | Transition Incentive Program | Fair Lawn | 7410 | 7 | 4.35 | Residential | Yes | Behind the Meter | Behind the Meter |  | None | Sunrun Installation Services, Inc. | PSE&G | Eligible for TI Program | 2019-10-28 | 2019-10-31 | 2021-10-30 | REC Solar | REC290TP2 BLK | Solar Panels |  | 0.29 | 15 | 69 | 23 |  | Fixed | Roof
NJSTRE1545383998 | NJSRRE1542425706 | Transition Incentive Program | Manahawkin | 8050 | 18 | 6.27 | Residential | No | Behind the Meter | Behind the Meter |  | None | Sunrun Installation Services, Inc. | AC Electric | Eligible for TI Program | 2019-09-20 | 2019-09-24 | 2021-10-30 | Ningbo Ginlong Technologies | Solis-1P5K-4G-US | Inverters | 5000 |  | 1 |  |  | 0.96 |  | Outdoor | Next To Meter
NJSTRE1545383998 | NJSRRE1542425706 | Transition Incentive Program | Manahawkin | 8050 | 18 | 6.27 | Residential | No | Behind the Meter | Behind the Meter |  | None | Sunrun Installation Services, Inc. | AC Electric | Eligible for TI Program | 2019-09-20 | 2019-09-24 | 2021-10-30 | LG Electronics | LG330N1C-A5 | Solar Panels |  | 0.33 | 9 | 115 | 30 |  | Fixed | Roof
NJSTRE1545383998 | NJSRRE1542425706 | Transition Incentive Program | Manahawkin | 8050 | 18 | 6.27 | Residential | No | Behind the Meter | Behind the Meter |  | None | Sunrun Installation Services, Inc. | AC Electric | Eligible for TI Program | 2019-09-20 | 2019-09-24 | 2021-10-30 | LG Electronics | LG330N1C-A5 | Solar Panels |  | 0.33 | 10 | 115 | 14 |  | Fixed | Roof
NJSTRE1545383999 | NJSRRE1542526477 | Transition Incentive Program | Paterson City | 7501 | 6 | 2.9 | Residential | Yes | Behind the Meter | Behind the Meter |  | None | Sunrun Installation Services, Inc. | PSE&G | Eligible for TI Program | 2019-10-10 | 2019-10-14 | 2021-10-30 | SolarEdge Technologies | SE3000H-USRGM | Inverters | 3000 |  | 1 |  |  | 0.96 |  | Outdoor | Next To Meter
NJSTRE1545383999 | NJSRRE1542526477 | Transition Incentive Program | Paterson City | 7501 | 6 | 2.9 | Residential | Yes | Behind the Meter | Behind the Meter |  | None | Sunrun Installation Services, Inc. | PSE&G | Eligible for TI Program | 2019-10-10 | 2019-10-14 | 2021-10-30 | REC Solar | REC290TP2 BLK | Solar Panels |  | 0.29 | 3 | 104 | 27 |  | Fixed | Roof
NJSTRE1545383999 | NJSRRE1542526477 | Transition Incentive Program | Paterson City | 7501 | 6 | 2.9 | Residential | Yes | Behind the Meter | Behind the Meter |  | None | Sunrun Installation Services, Inc. | PSE&G | Eligible for TI Program | 2019-10-10 | 2019-10-14 | 2021-10-30 | REC Solar | REC290TP2 BLK | Solar Panels |  | 0.29 | 7 | 284 | 27 |  | Fixed | Roof
NJSTRE1545384000 | NJSRRE1542583123 | Transition Incentive Program | Pennsauken | 8110 | 14 | 7.25 | Residential | Yes | Behind the Meter | Net-metered residential rooftop and canopy |  | None | Vivint Solar Developer, LLC | PSE&G | Accepted | 2019-10-25 | 2019-10-28 | 2021-10-30 | Solar Edge | SE7600H-US000BNC4 | Inverters | 7600 |  | 1 |  |  | 0.992 |  | Outdoor | Near The Utility Meter
NJSTRE1545384000 | NJSRRE1542583123 | Transition Incentive Program | Pennsauken | 8110 | 14 | 7.25 | Residential | Yes | Behind the Meter | Net-metered residential rooftop and canopy |  | None | Vivint Solar Developer, LLC | PSE&G | Accepted | 2019-10-25 | 2019-10-28 | 2021-10-30 | Hanwha Solar | Q.PEAK DUO BLK-G5 315 | Solar Panels |  | 0.315 | 8 | 57 | 14 |  | Fixed | Roof
NJSTRE1545384000 | NJSRRE1542583123 | Transition Incentive Program | Pennsauken | 8110 | 14 | 7.25 | Residential | Yes | Behind the Meter | Net-metered residential rooftop and canopy |  | None | Vivint Solar Developer, LLC | PSE&G | Accepted | 2019-10-25 | 2019-10-28 | 2021-10-30 | Hanwha Solar | Q.PEAK DUO BLK-G5 315 | Solar Panels |  | 0.315 | 4 | 147 | 38 |  | Fixed | Roof
NJSTRE1545384000 | NJSRRE1542583123 | Transition Incentive Program | Pennsauken | 8110 | 14 | 7.25 | Residential | Yes | Behind the Meter | Net-metered residential rooftop and canopy |  | None | Vivint Solar Developer, LLC | PSE&G | Accepted | 2019-10-25 | 2019-10-28 | 2021-10-30 | Hanwha Solar | Q.PEAK DUO BLK-G5 315 | Solar Panels |  | 0.315 | 8 | 57 | 18 |  | Fixed | Roof
NJSTRE1545384000 | NJSRRE1542583123 | Transition Incentive Program | Pennsauken | 8110 | 14 | 7.25 | Residential | Yes | Behind the Meter | Net-metered residential rooftop and canopy |  | None | Vivint Solar Developer, LLC | PSE&G | Accepted | 2019-10-25 | 2019-10-28 | 2021-10-30 | Hanwha Solar | Q.PEAK DUO BLK-G5 315 | Solar Panels |  | 0.315 | 3 | 237 | 38 |  | Fixed | Roof
NJSTRE1545384002 | NJSRRE1542541838 | Transition Incentive Program | Union | 7083 | 10 | 5.1 | Residential | No | Behind the Meter | Net-metered residential rooftop and canopy |  | None | Green Power Energy | PSE&G | Accepted | 2019-10-14 | 2019-10-17 | 2021-10-30 | Solar Edge | SE5000H-US | Inverters | 5000 |  | 1 |  |  | 0.97 |  | Outside | next to meter
NJSTRE1545384002 | NJSRRE1542541838 | Transition Incentive Program | Union | 7083 | 10 | 5.1 | Residential | No | Behind the Meter | Net-metered residential rooftop and canopy |  | None | Green Power Energy | PSE&G | Accepted | 2019-10-14 | 2019-10-17 | 2021-10-30 | Panasonic | VBHN340SA17 | Solar Panels |  | 0.34 | 6 | 145 | 20 |  | Fixed | Roof
NJSTRE1545384002 | NJSRRE1542541838 | Transition Incentive Program | Union | 7083 | 10 | 5.1 | Residential | No | Behind the Meter | Net-metered residential rooftop and canopy |  | None | Green Power Energy | PSE&G | Accepted | 2019-10-14 | 2019-10-17 | 2021-10-30 | Panasonic | VBHN340SA17 | Solar Panels |  | 0.34 | 9 | 235 | 20 |  | Fixed | Roof
NJSTRE1545384003 | NJSRRE1542422845 | Transition Incentive Program | South Dennis | 8210 | 21 | 12.18 | Residential | Yes | Behind the Meter | Behind the Meter |  | None | Sunrun Installation Services, Inc. | AC Electric | Eligible for TI Program | 2019-09-19 | 2019-09-23 | 2021-10-30 | Ningbo Ginlong Technologies | Solis-1P10K-4G-US | Inverters | 10000 |  | 1 |  |  | 0.96 |  | Outdoor | Next To Meter
NJSTRE1545384003 | NJSRRE1542422845 | Transition Incentive Program | South Dennis | 8210 | 21 | 12.18 | Residential | Yes | Behind the Meter | Behind the Meter |  | None | Sunrun Installation Services, Inc. | AC Electric | Eligible for TI Program | 2019-09-19 | 2019-09-23 | 2021-10-30 | REC Solar | REC290TP2 BLK | Solar Panels |  | 0.29 | 13 | 5 | 27 |  | Fixed | Roof
NJSTRE1545384003 | NJSRRE1542422845 | Transition Incentive Program | South Dennis | 8210 | 21 | 12.18 | Residential | Yes | Behind the Meter | Behind the Meter |  | None | Sunrun Installation Services, Inc. | AC Electric | Eligible for TI Program | 2019-09-19 | 2019-09-23 | 2021-10-30 | REC Solar | REC290TP2 BLK | Solar Panels |  | 0.29 | 8 | 185 | 18 |  | Fixed | Roof
NJSTRE1545384003 | NJSRRE1542422845 | Transition Incentive Program | South Dennis | 8210 | 21 | 12.18 | Residential | Yes | Behind the Meter | Behind the Meter |  | None | Sunrun Installation Services, Inc. | AC Electric | Eligible for TI Program | 2019-09-19 | 2019-09-23 | 2021-10-30 | REC Solar | REC290TP2 BLK | Solar Panels |  | 0.29 | 21 | 185 | 27 |  | Fixed | Roof
NJSTRE1545384005 | NJSRRE1542498352 | Transition Incentive Program | Jersey City | 7307 | 8 | 14.06 | Residential | No | Behind the Meter | Net-metered residential rooftop and canopy |  | None | Ampericon | PSE&G | Accepted | 2019-10-02 | 2019-10-08 | 2021-10-30 | EnPhase | IQ7 | Inverters | 250 |  | 38 |  |  | 0.965 |  | Outside | Roof
NJSTRE1545384005 | NJSRRE1542498352 | Transition Incentive Program | Jersey City | 7307 | 8 | 14.06 | Residential | No | Behind the Meter | Net-metered residential rooftop and canopy |  | None | Ampericon | PSE&G | Accepted | 2019-10-02 | 2019-10-08 | 2021-10-30 | Silfab | SLA-M-370 | Solar Panels |  | 0.37 | 13 | 26 | 25 |  | Fixed | Roof
NJSTRE1545384005 | NJSRRE1542498352 | Transition Incentive Program | Jersey City | 7307 | 8 | 14.06 | Residential | No | Behind the Meter | Net-metered residential rooftop and canopy |  | None | Ampericon | PSE&G | Accepted | 2019-10-02 | 2019-10-08 | 2021-10-30 | Silfab | SLA-M-370 | Solar Panels |  | 0.37 | 25 | 206 | 25 |  | Fixed | Roof
NJSTRE1545384007 | NJSRRE1542909171 | Transition Incentive Program | Newark | 7107 | 9 | 3.19 | Residential | No | Behind the Meter | Behind the Meter |  | None | Sunrun Installation Services, Inc. | PSE&G | Eligible for TI Program | 2019-11-04 | 2019-11-06 | 2021-10-30 | Delta Electronics | M4-TL-US | Inverters | 3840 |  | 1 |  |  | 0.96 |  | Outdoor | Next To Meter
NJSTRE1545384007 | NJSRRE1542909171 | Transition Incentive Program | Newark | 7107 | 9 | 3.19 | Residential | No | Behind the Meter | Behind the Meter |  | None | Sunrun Installation Services, Inc. | PSE&G | Eligible for TI Program | 2019-11-04 | 2019-11-06 | 2021-10-30 | REC Solar | REC290TP2 BLK | Solar Panels |  | 0.29 | 11 | 201 | 40 |  | Fixed | Roof
NJSTRE1545384008 | NJSRRE1543065897 | Transition Incentive Program | CAMDEN | 8105 | 14 | 4.73 | Residential | Yes | Behind the Meter | Net-metered residential rooftop and canopy |  | None | Vivint Solar Developer, LLC | PSE&G | Accepted | 2019-11-11 | 2019-11-13 | 2021-10-30 | Solar Edge | SE3800H-US | Inverters | 3800 |  | 1 |  |  | 0.992 |  | Outdoor | Near the Utility Meter
NJSTRE1545384008 | NJSRRE1543065897 | Transition Incentive Program | CAMDEN | 8105 | 14 | 4.73 | Residential | Yes | Behind the Meter | Net-metered residential rooftop and canopy |  | None | Vivint Solar Developer, LLC | PSE&G | Accepted | 2019-11-11 | 2019-11-13 | 2021-10-30 | Hanwha | Q.PEAK BLK G5 315 | Solar Panels |  | 0.315 | 15 | 352 | 2 |  | Fixed | Roof
NJSTRE1545384009 | NJSRRE1542515114 | Transition Incentive Program | Phillipsburg | 8865 | 2 | 7.04 | Residential | Yes | Behind the Meter | Behind the Meter |  | None | Skyline Solar, LLC | JCP&L | Eligible for TI Program | 2019-10-08 | 2019-10-10 | 2021-10-30 | SolarEdge | SE5000H-US | Inverters | 5000 |  | 1 |  |  | 0.99 |  | Outside | within ten feet of meter
NJSTRE1545384009 | NJSRRE1542515114 | Transition Incentive Program | Phillipsburg | 8865 | 2 | 7.04 | Residential | Yes | Behind the Meter | Behind the Meter |  | None | Skyline Solar, LLC | JCP&L | Eligible for TI Program | 2019-10-08 | 2019-10-10 | 2021-10-30 | Hanwha Q-Cells | Q.PEAK DUO-G5 320 | Solar Panels |  | 0.32 | 22 | 149 | 25 |  | Fixed | Roof
NJSTRE1545384012 | NJSRRE1543182111 | Transition Incentive Program | mapleshade | 8052 | 13 | 7.85 | Residential | Yes | Behind the Meter | Net-metered residential rooftop and canopy |  | None | Vision Solar LLC | PSE&G | As-Built Incomplete | 2019-11-13 | 2019-11-18 |  | sunpower | e20-327-e-ac | Solar Panels |  | 0.327 | 21 | 221 | 24 |  | Fixed | Roof
NJSTRE1545384012 | NJSRRE1543182111 | Transition Incentive Program | mapleshade | 8052 | 13 | 7.85 | Residential | Yes | Behind the Meter | Net-metered residential rooftop and canopy |  | None | Vision Solar LLC | PSE&G | As-Built Incomplete | 2019-11-13 | 2019-11-18 |  | sunpower | e20-327-e-ac | Solar Panels |  | 0.327 | 3 | 41 | 24 |  | Fixed | Roof
NJSTRE1545384012 | NJSRRE1543182111 | Transition Incentive Program | mapleshade | 8052 | 13 | 7.85 | Residential | Yes | Behind the Meter | Net-metered residential rooftop and canopy |  | None | Vision Solar LLC | PSE&G | As-Built Incomplete | 2019-11-13 | 2019-11-18 |  | sunpower | e20-327-e-ac | Inverters | 320 |  | 24 |  |  | 0.96 |  | Other | behind the utility meter
NJSTRE1545384013 | NJSRRE1542850427 | Transition Incentive Program | NEWFOUNDLAND | 7435 | 6 | 5.67 | Residential | Yes | Behind the Meter | Net-metered residential rooftop and canopy |  | None | Vivint Solar Developer, LLC | JCP&L | Accepted | 2019-10-31 | 2019-11-04 | 2021-10-30 | SOLAREDGE | SE3800H-US000BNC4 | Inverters | 3800 |  | 1 |  |  | 0.992 |  | Outdoor | Near the Utility Meter
NJSTRE1545384013 | NJSRRE1542850427 | Transition Incentive Program | NEWFOUNDLAND | 7435 | 6 | 5.67 | Residential | Yes | Behind the Meter | Net-metered residential rooftop and canopy |  | None | Vivint Solar Developer, LLC | JCP&L | Accepted | 2019-10-31 | 2019-11-04 | 2021-10-30 | HANWHA SOLAR | Q.PEAK BLK-G5 315 | Solar Panels |  | 0.315 | 18 | 224 | 36 |  | Fixed | Roof
NJSTRE1545384014 | NJSRRE1542476170 | Transition Incentive Program | PLEASANTVILLE | 8232 | 19 | 2.84 | Residential | Yes | Behind the Meter | Net-metered residential rooftop and canopy |  | None | Vivint Solar Developer, LLC | AC Electric | Accepted | 2019-10-01 | 2019-10-03 | 2021-10-30 | SOLAR EDGE | SE3800H-US | Inverters | 3800 |  | 1 |  |  | 0.992 |  | Outdoor | NEAR THE UTILITY METER
NJSTRE1545384014 | NJSRRE1542476170 | Transition Incentive Program | PLEASANTVILLE | 8232 | 19 | 2.84 | Residential | Yes | Behind the Meter | Net-metered residential rooftop and canopy |  | None | Vivint Solar Developer, LLC | AC Electric | Accepted | 2019-10-01 | 2019-10-03 | 2021-10-30 | HANWHA SOLAR | Q.PEAK BLK-G5 315 | Solar Panels |  | 0.315 | 9 | 348 | 41 |  | Fixed | Roof
NJSTRE1545384015 | NJSRRE1542424604 | Transition Incentive Program | Perth Amboy | 8861 | 11 | 6.21 | Residential | No | Behind the Meter | Behind the Meter |  | None | Seabright Solar | PSE&G | Eligible for TI Program | 2019-10-09 | 2019-10-10 | 2021-10-30 | Sunpower | PVS 6 | Meters |  |  | 1 |  |  |  | Yes | Outdoor
NJSTRE1545384015 | NJSRRE1542424604 | Transition Incentive Program | Perth Amboy | 8861 | 11 | 6.21 | Residential | No | Behind the Meter | Behind the Meter |  | None | Seabright Solar | PSE&G | Eligible for TI Program | 2019-10-09 | 2019-10-10 | 2021-10-30 | Sunpower | SPR-E20-327 | Inverters | 0.32 |  | 19 |  |  | 0.99 |  | Outside | Roof
NJSTRE1545384015 | NJSRRE1542424604 | Transition Incentive Program | Perth Amboy | 8861 | 11 | 6.21 | Residential | No | Behind the Meter | Behind the Meter |  | None | Seabright Solar | PSE&G | Eligible for TI Program | 2019-10-09 | 2019-10-10 | 2021-10-30 | Sunpower | SPR-E20-327 | Solar Panels |  | 0.327 | 19 | 205 | 5 |  | Fixed | Roof
NJSTRE1545384016 | NJSRRE1542431414 | Transition Incentive Program | Clifton | 7012 | 6 | 7.88 | Residential | Yes | Behind the Meter | Net-metered residential rooftop and canopy |  | None | Vivint Solar Developer, LLC | PSE&G | Accepted | 2019-09-24 | 2019-09-26 | 2021-10-30 | SolarEdge | SE7600H-US | Inverters | 7600 |  | 1 |  |  | 0.992 |  | Outdoor | Near the Utility Meter
NJSTRE1545384016 | NJSRRE1542431414 | Transition Incentive Program | Clifton | 7012 | 6 | 7.88 | Residential | Yes | Behind the Meter | Net-metered residential rooftop and canopy |  | None | Vivint Solar Developer, LLC | PSE&G | Accepted | 2019-09-24 | 2019-09-26 | 2021-10-30 | HANWHA SOLAR | Q.PEAK BLK-G5 315 | Solar Panels |  | 0.315 | 18 | 132 | 31 |  | Fixed | Roof
NJSTRE1545384016 | NJSRRE1542431414 | Transition Incentive Program | Clifton | 7012 | 6 | 7.88 | Residential | Yes | Behind the Meter | Net-metered residential rooftop and canopy |  | None | Vivint Solar Developer, LLC | PSE&G | Accepted | 2019-09-24 | 2019-09-26 | 2021-10-30 | HANWHA SOLAR | Q.PEAK BLK-G5 315 | Solar Panels |  | 0.315 | 7 | 222 | 31 |  | Fixed | Roof
NJSTRE1545384017 | NJSRRE1543060848 | Transition Incentive Program | HILLSIDE | 7205 | 10 | 18.27 | Residential | Yes | Behind the Meter | Net-metered residential rooftop and canopy |  | None | Vivint Solar Developer, LLC | PSE&G | Accepted | 2019-11-08 | 2019-11-13 | 2021-10-30 | Solar Edge | SE7600H-US000BNC4 | Inverters | 7600 |  | 2 |  |  | 0.992 |  | Outdoor | near the utility meter
NJSTRE1545384017 | NJSRRE1543060848 | Transition Incentive Program | HILLSIDE | 7205 | 10 | 18.27 | Residential | Yes | Behind the Meter | Net-metered residential rooftop and canopy |  | None | Vivint Solar Developer, LLC | PSE&G | Accepted | 2019-11-08 | 2019-11-13 | 2021-10-30 | Hanwha | Q.PEAK BLK-G5 315 | Solar Panels |  | 0.315 | 21 | 267 | 24 |  | Fixed | Roof
NJSTRE1545384017 | NJSRRE1543060848 | Transition Incentive Program | HILLSIDE | 7205 | 10 | 18.27 | Residential | Yes | Behind the Meter | Net-metered residential rooftop and canopy |  | None | Vivint Solar Developer, LLC | PSE&G | Accepted | 2019-11-08 | 2019-11-13 | 2021-10-30 | Hanwha | Q.PEAK BLK-G5 315 | Solar Panels |  | 0.315 | 9 | 357 | 24 |  | Fixed | Roof
NJSTRE1545384017 | NJSRRE1543060848 | Transition Incentive Program | HILLSIDE | 7205 | 10 | 18.27 | Residential | Yes | Behind the Meter | Net-metered residential rooftop and canopy |  | None | Vivint Solar Developer, LLC | PSE&G | Accepted | 2019-11-08 | 2019-11-13 | 2021-10-30 | Hanwha | Q.PEAK BLK-G5 315 | Solar Panels |  | 0.315 | 28 | 87 | 24 |  | Fixed | Roof
NJSTRE1545384018 | NJSRRE1542423314 | Transition Incentive Program | Bridgewater | 8807 | 5 | 11.34 | Residential | Yes | Behind the Meter | Net-metered residential rooftop and canopy |  | None | Vivint Solar Developer, LLC | PSE&G | Accepted | 2019-09-19 | 2019-09-24 | 2021-10-30 | SolarEdge | SE7600H-US | Inverters | 7600 |  | 1 |  |  | 0.992 |  | Outdoor | Near the Utility Meter
NJSTRE1545384018 | NJSRRE1542423314 | Transition Incentive Program | Bridgewater | 8807 | 5 | 11.34 | Residential | Yes | Behind the Meter | Net-metered residential rooftop and canopy |  | None | Vivint Solar Developer, LLC | PSE&G | Accepted | 2019-09-19 | 2019-09-24 | 2021-10-30 | Hanwha | Q.PEAK BLK-G5 315 | Solar Panels |  | 0.315 | 10 | 55 | 30 |  | Fixed | Roof
NJSTRE1545384018 | NJSRRE1542423314 | Transition Incentive Program | Bridgewater | 8807 | 5 | 11.34 | Residential | Yes | Behind the Meter | Net-metered residential rooftop and canopy |  | None | Vivint Solar Developer, LLC | PSE&G | Accepted | 2019-09-19 | 2019-09-24 | 2021-10-30 | Hanwha | Q.PEAK BLK-G5 315 | Solar Panels |  | 0.315 | 6 | 55 | 30 |  | Fixed | Roof
NJSTRE1545384018 | NJSRRE1542423314 | Transition Incentive Program | Bridgewater | 8807 | 5 | 11.34 | Residential | Yes | Behind the Meter | Net-metered residential rooftop and canopy |  | None | Vivint Solar Developer, LLC | PSE&G | Accepted | 2019-09-19 | 2019-09-24 | 2021-10-30 | Hanwha | Q.PEAK BLK-G5 315 | Solar Panels |  | 0.315 | 10 | 235 | 30 |  | Fixed | Roof
NJSTRE1545384018 | NJSRRE1542423314 | Transition Incentive Program | Bridgewater | 8807 | 5 | 11.34 | Residential | Yes | Behind the Meter | Net-metered residential rooftop and canopy |  | None | Vivint Solar Developer, LLC | PSE&G | Accepted | 2019-09-19 | 2019-09-24 | 2021-10-30 | Hanwha | Q.PEAK BLK-G5 315 | Solar Panels |  | 0.315 | 7 | 235 | 30 |  | Fixed | Roof
NJSTRE1545384018 | NJSRRE1542423314 | Transition Incentive Program | Bridgewater | 8807 | 5 | 11.34 | Residential | Yes | Behind the Meter | Net-metered residential rooftop and canopy |  | None | Vivint Solar Developer, LLC | PSE&G | Accepted | 2019-09-19 | 2019-09-24 | 2021-10-30 | Hanwha | Q.PEAK BLK-G5 315 | Solar Panels |  | 0.315 | 3 | 235 | 30 |  | Fixed | Roof
NJSTRE1545384019 | NJSRRE1542461627 | Transition Incentive Program | NORTHFIELD | 8225 | 19 | 2.84 | Residential | Yes | Behind the Meter | Net-metered residential rooftop and canopy |  | RECO | Vivint Solar Developer, LLC | AC Electric | Accepted | 2019-09-30 | 2019-10-02 | 2021-10-30 | SOLAREDGE | SE3800H-US000BNC4 | Inverters | 3800 |  | 1 |  |  | 0.992 |  | Outdoor | Near The Utility Meter
NJSTRE1545384019 | NJSRRE1542461627 | Transition Incentive Program | NORTHFIELD | 8225 | 19 | 2.84 | Residential | Yes | Behind the Meter | Net-metered residential rooftop and canopy |  | RECO | Vivint Solar Developer, LLC | AC Electric | Accepted | 2019-09-30 | 2019-10-02 | 2021-10-30 | Hanwha Solar | Q.PEAK BLK-G5 315 | Solar Panels |  | 0.315 | 9 | 52 | 22 |  | Fixed | Roof
NJSTRE1545384022 | NJSRRE1542525026 | Transition Incentive Program | SICKLERVILLE | 8081 | 14 | 3.15 | Residential | Yes | Behind the Meter | Net-metered residential rooftop and canopy |  | None | Vivint Solar Developer, LLC | AC Electric | Accepted | 2019-10-10 | 2019-10-14 | 2021-10-30 | solar edge | SE3800H-US | Inverters | 3800 |  | 1 |  |  | 0.992 |  | Outdoor | near utility meter
NJSTRE1545384022 | NJSRRE1542525026 | Transition Incentive Program | SICKLERVILLE | 8081 | 14 | 3.15 | Residential | Yes | Behind the Meter | Net-metered residential rooftop and canopy |  | None | Vivint Solar Developer, LLC | AC Electric | Accepted | 2019-10-10 | 2019-10-14 | 2021-10-30 | HANWHA SOLAR | Q.PEAK BLK-G5 315 | Solar Panels |  | 0.315 | 10 | 163 | 27 |  | Fixed | Roof
NJSTRE1545384023 | NJSRRE1542528147 | Transition Incentive Program | Jackson | 8527 | 18 | 8.32 | Residential | No | Behind the Meter | Net-metered residential rooftop and canopy |  | None | Powerlutions | JCP&L | Accepted | 2019-10-11 | 2019-10-15 | 2021-10-30 | SolarEdge | SE7600H-US | Meters |  |  | 1 |  |  |  | Yes | Outdoor
NJSTRE1545384023 | NJSRRE1542528147 | Transition Incentive Program | Jackson | 8527 | 18 | 8.32 | Residential | No | Behind the Meter | Net-metered residential rooftop and canopy |  | None | Powerlutions | JCP&L | Accepted | 2019-10-11 | 2019-10-15 | 2021-10-30 | SolarEdge | SE7600H-US | Inverters | 7.6 |  | 1 |  |  | 0.99 |  | Outdoor | Near Meter
NJSTRE1545384023 | NJSRRE1542528147 | Transition Incentive Program | Jackson | 8527 | 18 | 8.32 | Residential | No | Behind the Meter | Net-metered residential rooftop and canopy |  | None | Powerlutions | JCP&L | Accepted | 2019-10-11 | 2019-10-15 | 2021-10-30 | REC | 320NP BLACK | Solar Panels |  | 0.32 | 3 | 183 | 14 |  | Fixed | Roof
NJSTRE1545384023 | NJSRRE1542528147 | Transition Incentive Program | Jackson | 8527 | 18 | 8.32 | Residential | No | Behind the Meter | Net-metered residential rooftop and canopy |  | None | Powerlutions | JCP&L | Accepted | 2019-10-11 | 2019-10-15 | 2021-10-30 | REC | 320NP BLACK | Solar Panels |  | 0.32 | 23 | 183 | 17 |  | Fixed | Roof
NJSTRE1545384024 | NJSRRE1542827281 | Transition Incentive Program | Camden City | 8103 | 14 | 9.6 | Residential | Yes | Behind the Meter | Behind the Meter |  | None | Skyline Solar, LLC | PSE&G | Eligible for TI Program | 2019-10-30 | 2019-11-01 | 2021-10-30 | SolarEdge | SE7600H-US | Inverters | 7600 |  | 1 |  |  | 0.99 |  | Outside | within ten feet of meter
NJSTRE1545384024 | NJSRRE1542827281 | Transition Incentive Program | Camden City | 8103 | 14 | 9.6 | Residential | Yes | Behind the Meter | Behind the Meter |  | None | Skyline Solar, LLC | PSE&G | Eligible for TI Program | 2019-10-30 | 2019-11-01 | 2021-10-30 | Hanwha Q-Cells | Q.PEAK DUO-G5 320 | Solar Panels |  | 0.32 | 30 | 271 | 20 |  | Fixed | Roof
NJSTRE1545384028 | NJSRRE1542850258 | Transition Incentive Program | Lakewood | 8701 | 18 | 9.92 | Residential | No | Behind the Meter | Net-metered residential rooftop and canopy |  | None | Powerlutions | JCP&L | Accepted | 2019-10-31 | 2019-11-04 | 2021-10-30 | Solar Edge | SE7600H-US | Inverters | 7.6 |  | 1 |  |  | 0.99 |  | Outdoor | Near Meter
NJSTRE1545384028 | NJSRRE1542850258 | Transition Incentive Program | Lakewood | 8701 | 18 | 9.92 | Residential | No | Behind the Meter | Net-metered residential rooftop and canopy |  | None | Powerlutions | JCP&L | Accepted | 2019-10-31 | 2019-11-04 | 2021-10-30 | Axitec | AC-320MH/120S | Solar Panels |  | 0.32 | 31 | 184 | 22 |  | Fixed | Roof
NJSTRE1545384031 | NJSRRE1542884145 | Transition Incentive Program | NORTH PLAINFIELD | 7063 | 10 | 5.99 | Residential | Yes | Behind the Meter | Net-metered residential rooftop and canopy |  | None | Vivint Solar Developer, LLC | PSE&G | Accepted | 2019-11-01 | 2019-11-05 | 2021-10-30 | Solar Edge | SE7600H-US000BNC4 | Inverters | 7600 |  | 1 |  |  | 0.992 |  | Outdoor | Near the utility meter
NJSTRE1545384031 | NJSRRE1542884145 | Transition Incentive Program | NORTH PLAINFIELD | 7063 | 10 | 5.99 | Residential | Yes | Behind the Meter | Net-metered residential rooftop and canopy |  | None | Vivint Solar Developer, LLC | PSE&G | Accepted | 2019-11-01 | 2019-11-05 | 2021-10-30 | Hanwha | Q.PEAK BLK-G5 315 | Solar Panels |  | 0.315 | 5 | 309 | 34 |  | Fixed | Roof
NJSTRE1545384031 | NJSRRE1542884145 | Transition Incentive Program | NORTH PLAINFIELD | 7063 | 10 | 5.99 | Residential | Yes | Behind the Meter | Net-metered residential rooftop and canopy |  | None | Vivint Solar Developer, LLC | PSE&G | Accepted | 2019-11-01 | 2019-11-05 | 2021-10-30 | Hanwha | Q.PEAK BLK-G5 315 | Solar Panels |  | 0.315 | 14 | 129 | 34 |  | Fixed | Roof
NJSTRE1545384032 | NJSRRE1542544214 | Transition Incentive Program | New Milford | 7646 | 7 | 4.64 | Residential | Yes | Behind the Meter | Behind the Meter |  | None | Sunrun Installation Services, Inc. | PSE&G | Eligible for TI Program | 2019-10-15 | 2019-10-17 | 2021-10-30 | SolarEdge Technologies | SE3800H-USRGM | Inverters | 3800 |  | 1 |  |  | 0.96 |  | Outdoor | Next To Meter
NJSTRE1545384032 | NJSRRE1542544214 | Transition Incentive Program | New Milford | 7646 | 7 | 4.64 | Residential | Yes | Behind the Meter | Behind the Meter |  | None | Sunrun Installation Services, Inc. | PSE&G | Eligible for TI Program | 2019-10-15 | 2019-10-17 | 2021-10-30 | REC Solar | REC290TP2 BLK | Solar Panels |  | 0.29 | 13 | 179 | 14 |  | Fixed | Roof
NJSTRE1545384032 | NJSRRE1542544214 | Transition Incentive Program | New Milford | 7646 | 7 | 4.64 | Residential | Yes | Behind the Meter | Behind the Meter |  | None | Sunrun Installation Services, Inc. | PSE&G | Eligible for TI Program | 2019-10-15 | 2019-10-17 | 2021-10-30 | REC Solar | REC290TP2 BLK | Solar Panels |  | 0.29 | 3 | 360 | 23 |  | Fixed | Roof
NJSTRE1545384033 | NJSRRE1542556231 | Transition Incentive Program | Cedar Run | 8092 | 18 | 38.25 | Non Profit | Yes | Behind the Meter | Behind the Meter |  | None | Spectrum Energy, Inc. | AC Electric | Eligible for TI Program | 2019-10-23 | 2019-10-24 | 2021-10-30 | ENPHASE | IQ7-60-ACM-US | Inverters | 240 |  | 144 |  |  | 0.97 |  | Outside | MICROINVERTERS UNDER EACH PANEL
NJSTRE1545384033 | NJSRRE1542556231 | Transition Incentive Program | Cedar Run | 8092 | 18 | 38.25 | Non Profit | Yes | Behind the Meter | Behind the Meter |  | None | Spectrum Energy, Inc. | AC Electric | Eligible for TI Program | 2019-10-23 | 2019-10-24 | 2021-10-30 | TRINA | TSM-245PA05 | Solar Panels |  | 0.245 | 34 | 202 | 40 |  | Fixed | Roof
NJSTRE1545384033 | NJSRRE1542556231 | Transition Incentive Program | Cedar Run | 8092 | 18 | 38.25 | Non Profit | Yes | Behind the Meter | Behind the Meter |  | None | Spectrum Energy, Inc. | AC Electric | Eligible for TI Program | 2019-10-23 | 2019-10-24 | 2021-10-30 | TRINA | TSM-245PA05 | Solar Panels |  | 0.245 | 11 | 202 | 40 |  | Fixed | Roof
NJSTRE1545384033 | NJSRRE1542556231 | Transition Incentive Program | Cedar Run | 8092 | 18 | 38.25 | Non Profit | Yes | Behind the Meter | Behind the Meter |  | None | Spectrum Energy, Inc. | AC Electric | Eligible for TI Program | 2019-10-23 | 2019-10-24 | 2021-10-30 | TRINA | TSM-275PD05.05 | Solar Panels |  | 0.275 | 99 | 202 | 25 |  | Fixed | Roof
NJSTRE1545384034 | NJSRRE1542578563 | Transition Incentive Program | SWEDESBORO | 8085 | 15 | 17.55 | Residential | No | Behind the Meter | Behind the Meter |  | None | Sunny Corp | AC Electric | Eligible for TI Program | 2019-10-23 | 2019-10-25 | 2021-10-30 | SOLAREDGE | SE11400H-US | Inverters | 11400 |  | 1 |  |  | 0.992 |  | Outside | GARAGE
NJSTRE1545384034 | NJSRRE1542578563 | Transition Incentive Program | SWEDESBORO | 8085 | 15 | 17.55 | Residential | No | Behind the Meter | Behind the Meter |  | None | Sunny Corp | AC Electric | Eligible for TI Program | 2019-10-23 | 2019-10-25 | 2021-10-30 | PANASONIC | VBHN325KA03 | Solar Panels |  | 0.325 | 4 | 124 | 46 |  | Fixed | Roof
NJSTRE1545384034 | NJSRRE1542578563 | Transition Incentive Program | SWEDESBORO | 8085 | 15 | 17.55 | Residential | No | Behind the Meter | Behind the Meter |  | None | Sunny Corp | AC Electric | Eligible for TI Program | 2019-10-23 | 2019-10-25 | 2021-10-30 | PANASONIC | VBHN325KA03 | Solar Panels |  | 0.325 | 11 | 215 | 44 |  | Fixed | Roof
NJSTRE1545384034 | NJSRRE1542578563 | Transition Incentive Program | SWEDESBORO | 8085 | 15 | 17.55 | Residential | No | Behind the Meter | Behind the Meter |  | None | Sunny Corp | AC Electric | Eligible for TI Program | 2019-10-23 | 2019-10-25 | 2021-10-30 | Panasonic | VBHN325KA03 | Solar Panels |  | 0.325 | 4 | 214 | 44 |  | Fixed | Roof
NJSTRE1545384034 | NJSRRE1542578563 | Transition Incentive Program | SWEDESBORO | 8085 | 15 | 17.55 | Residential | No | Behind the Meter | Behind the Meter |  | None | Sunny Corp | AC Electric | Eligible for TI Program | 2019-10-23 | 2019-10-25 | 2021-10-30 | PANASONIC | VBHN325KA03 | Solar Panels |  | 0.325 | 14 | 125 | 45 |  | Fixed | Roof
NJSTRE1545384034 | NJSRRE1542578563 | Transition Incentive Program | SWEDESBORO | 8085 | 15 | 17.55 | Residential | No | Behind the Meter | Behind the Meter |  | None | Sunny Corp | AC Electric | Eligible for TI Program | 2019-10-23 | 2019-10-25 | 2021-10-30 | PANASONIC | VBHN325KA03 | Solar Panels |  | 0.325 | 9 | 125 | 46 |  | Fixed | Roof
NJSTRE1545384034 | NJSRRE1542578563 | Transition Incentive Program | SWEDESBORO | 8085 | 15 | 17.55 | Residential | No | Behind the Meter | Behind the Meter |  | None | Sunny Corp | AC Electric | Eligible for TI Program | 2019-10-23 | 2019-10-25 | 2021-10-30 | PANASONIC | VBHN325KA03 | Solar Panels |  | 0.325 | 12 | 305 | 44 |  | Fixed | Roof
NJSTRE1545384036 | NJSRRE1542548484 | Transition Incentive Program | Montgomery | 8502 | 5 | 9.57 | Residential | Yes | Behind the Meter | Behind the Meter |  | None | Sunrun Installation Services, Inc. | PSE&G | Eligible for TI Program | 2019-10-16 | 2019-10-18 | 2021-10-30 | SolarEdge Technologies | SE7600H-USRGM | Inverters | 7600 |  | 1 |  |  | 0.96 |  | Outdoor | Next To Meter
NJSTRE1545384036 | NJSRRE1542548484 | Transition Incentive Program | Montgomery | 8502 | 5 | 9.57 | Residential | Yes | Behind the Meter | Behind the Meter |  | None | Sunrun Installation Services, Inc. | PSE&G | Eligible for TI Program | 2019-10-16 | 2019-10-18 | 2021-10-30 | REC Solar | REC290TP2 BLK | Solar Panels |  | 0.29 | 4 | 211 | 40 |  | Fixed | Roof
NJSTRE1545384036 | NJSRRE1542548484 | Transition Incentive Program | Montgomery | 8502 | 5 | 9.57 | Residential | Yes | Behind the Meter | Behind the Meter |  | None | Sunrun Installation Services, Inc. | PSE&G | Eligible for TI Program | 2019-10-16 | 2019-10-18 | 2021-10-30 | REC Solar | REC290TP2 BLK | Solar Panels |  | 0.29 | 20 | 121 | 23 |  | Fixed | Roof
NJSTRE1545384036 | NJSRRE1542548484 | Transition Incentive Program | Montgomery | 8502 | 5 | 9.57 | Residential | Yes | Behind the Meter | Behind the Meter |  | None | Sunrun Installation Services, Inc. | PSE&G | Eligible for TI Program | 2019-10-16 | 2019-10-18 | 2021-10-30 | REC Solar | REC290TP2 BLK | Solar Panels |  | 0.29 | 9 | 301 | 23 |  | Fixed | Roof
NJSTRE1545384048 |  | Transition Incentive Program | Edison | 8820 | 11 | 10.2 | Residential | No | Behind the Meter | Net-metered residential rooftop and canopy |  | None | Tesla Energy Operations Inc. | PSE&G | Accepted | 2020-07-31 | 2020-08-07 | 2021-10-30 | Tesla | AC Powerwall 2.0 | Electric Storage Battery |  |  | 2 |  |  |  | Lithium Ion |  | Inside garage
NJSTRE1545384048 |  | Transition Incentive Program | Edison | 8820 | 11 | 10.2 | Residential | No | Behind the Meter | Net-metered residential rooftop and canopy |  | None | Tesla Energy Operations Inc. | PSE&G | Accepted | 2020-07-31 | 2020-08-07 | 2021-10-30 | SolarEdge Technologies | SE10000H-US [240V] | Inverters | 10000 |  | 1 |  |  | 0.99 |  | Indoor | Inside garage
NJSTRE1545384048 |  | Transition Incentive Program | Edison | 8820 | 11 | 10.2 | Residential | No | Behind the Meter | Net-metered residential rooftop and canopy |  | None | Tesla Energy Operations Inc. | PSE&G | Accepted | 2020-07-31 | 2020-08-07 | 2021-10-30 | Hanwha Q-Cells | Q.Peak DUO BLK-G6/SC340 | Solar Panels |  | 0.34 | 3 | 86 | 40 |  | Fixed | Roof
NJSTRE1545384048 |  | Transition Incentive Program | Edison | 8820 | 11 | 10.2 | Residential | No | Behind the Meter | Net-metered residential rooftop and canopy |  | None | Tesla Energy Operations Inc. | PSE&G | Accepted | 2020-07-31 | 2020-08-07 | 2021-10-30 | Hanwha Q-Cells | Q.Peak DUO BLK-G6/SC340 | Solar Panels |  | 0.34 | 7 | 176 | 40 |  | Fixed | Roof
NJSTRE1545384048 |  | Transition Incentive Program | Edison | 8820 | 11 | 10.2 | Residential | No | Behind the Meter | Net-metered residential rooftop and canopy |  | None | Tesla Energy Operations Inc. | PSE&G | Accepted | 2020-07-31 | 2020-08-07 | 2021-10-30 | Hanwha Q-Cells | Q.Peak DUO BLK-G6/SC340 | Solar Panels |  | 0.34 | 4 | 86 | 40 |  | Fixed | Roof
NJSTRE1545384048 |  | Transition Incentive Program | Edison | 8820 | 11 | 10.2 | Residential | No | Behind the Meter | Net-metered residential rooftop and canopy |  | None | Tesla Energy Operations Inc. | PSE&G | Accepted | 2020-07-31 | 2020-08-07 | 2021-10-30 | Hanwha Q-Cells | Q.Peak DUO BLK-G6/SC340 | Solar Panels |  | 0.34 | 16 | 266 | 40 |  | Fixed | Roof
NJSTRE1545384077 |  | Transition Incentive Program | Jersey City | 7307 | 8 | 4.88 | Residential | Yes | Behind the Meter | Net-metered residential rooftop and canopy |  | None | Sunrun Installation Services, Inc. | PSE&G | Accepted | 2020-07-31 | 2020-08-07 | 2021-10-30 | Delta Electronics | M4-TL-US | Inverters | 4000 |  | 1 |  |  | 0.96 |  | Outdoor | Next To Meter
NJSTRE1545384077 |  | Transition Incentive Program | Jersey City | 7307 | 8 | 4.88 | Residential | Yes | Behind the Meter | Net-metered residential rooftop and canopy |  | None | Sunrun Installation Services, Inc. | PSE&G | Accepted | 2020-07-31 | 2020-08-07 | 2021-10-30 | LONGi Green Energy Technology Co Ltd | LR6-60HPB-305M | Solar Panels |  | 0.305 | 16 | 205 | 20 |  | Fixed | Roof
NJSTRE1545384147 |  | Transition Incentive Program | Freehold | 7728 | 17 | 3.9 | Residential | Yes | Behind the Meter | Net-metered residential rooftop and canopy |  | None | Vivint Solar Developer, LLC | JCP&L | Accepted | 2020-08-12 | 2020-08-13 | 2021-10-30 | Solar Edge | SE3800H-US | Inverters | 3800 |  | 1 |  |  | 0.992 |  | Outdoor | Near the Utility Meter
NJSTRE1545384147 |  | Transition Incentive Program | Freehold | 7728 | 17 | 3.9 | Residential | Yes | Behind the Meter | Net-metered residential rooftop and canopy |  | None | Vivint Solar Developer, LLC | JCP&L | Accepted | 2020-08-12 | 2020-08-13 | 2021-10-30 | JINKO SOLAR | JKM325M-60HBL | Solar Panels |  | 0.325 | 12 | 6 | 23 |  | Fixed | Roof
NJSTRE1545384151 |  | Transition Incentive Program | Woodcliff Lake Boro | 7677 | 7 | 14.79 | Residential | No | Behind the Meter | Net-metered residential rooftop and canopy |  | None | Tesla Energy Operations Inc. | PSE&G | Accepted | 2020-07-31 | 2020-08-12 | 2021-10-30 | Tesla | AC Powerwall 2.0 | Electric Storage Battery |  |  | 3 |  |  |  | Lithium Ion |  | Inside
NJSTRE1545384151 |  | Transition Incentive Program | Woodcliff Lake Boro | 7677 | 7 | 14.79 | Residential | No | Behind the Meter | Net-metered residential rooftop and canopy |  | None | Tesla Energy Operations Inc. | PSE&G | Accepted | 2020-07-31 | 2020-08-12 | 2021-10-30 | Delta | M8-TL-US [240V] | Inverters | 7680 |  | 1 |  |  | 0.975 |  | Indoor | Indoor
NJSTRE1545384151 |  | Transition Incentive Program | Woodcliff Lake Boro | 7677 | 7 | 14.79 | Residential | No | Behind the Meter | Net-metered residential rooftop and canopy |  | None | Tesla Energy Operations Inc. | PSE&G | Accepted | 2020-07-31 | 2020-08-12 | 2021-10-30 | Delta | M4-TL-US [240V] | Inverters | 3840 |  | 1 |  |  | 0.975 |  | Indoor | Indoor
NJSTRE1545384151 |  | Transition Incentive Program | Woodcliff Lake Boro | 7677 | 7 | 14.79 | Residential | No | Behind the Meter | Net-metered residential rooftop and canopy |  | None | Tesla Energy Operations Inc. | PSE&G | Accepted | 2020-07-31 | 2020-08-12 | 2021-10-30 | Tesla | SR60T1 | Solar Panels |  | 0.05847 | 30 | 112 | 30 |  | Fixed | Roof
NJSTRE1545384151 |  | Transition Incentive Program | Woodcliff Lake Boro | 7677 | 7 | 14.79 | Residential | No | Behind the Meter | Net-metered residential rooftop and canopy |  | None | Tesla Energy Operations Inc. | PSE&G | Accepted | 2020-07-31 | 2020-08-12 | 2021-10-30 | Tesla | SR60T1 | Solar Panels |  | 0.05847 | 30 | 202 | 34 |  | Fixed | Roof
NJSTRE1545384151 |  | Transition Incentive Program | Woodcliff Lake Boro | 7677 | 7 | 14.79 | Residential | No | Behind the Meter | Net-metered residential rooftop and canopy |  | None | Tesla Energy Operations Inc. | PSE&G | Accepted | 2020-07-31 | 2020-08-12 | 2021-10-30 | Tesla | SR60T1 | Solar Panels |  | 0.05847 | 63 | 22 | 30 |  | Fixed | Roof
NJSTRE1545384151 |  | Transition Incentive Program | Woodcliff Lake Boro | 7677 | 7 | 14.79 | Residential | No | Behind the Meter | Net-metered residential rooftop and canopy |  | None | Tesla Energy Operations Inc. | PSE&G | Accepted | 2020-07-31 | 2020-08-12 | 2021-10-30 | Tesla | SR60T1 | Solar Panels |  | 0.05847 | 30 | 202 | 30 |  | Fixed | Roof
NJSTRE1545384151 |  | Transition Incentive Program | Woodcliff Lake Boro | 7677 | 7 | 14.79 | Residential | No | Behind the Meter | Net-metered residential rooftop and canopy |  | None | Tesla Energy Operations Inc. | PSE&G | Accepted | 2020-07-31 | 2020-08-12 | 2021-10-30 | Tesla | SR60T1 | Solar Panels |  | 0.05847 | 70 | 22 | 18 |  | Fixed | Roof
NJSTRE1545384151 |  | Transition Incentive Program | Woodcliff Lake Boro | 7677 | 7 | 14.79 | Residential | No | Behind the Meter | Net-metered residential rooftop and canopy |  | None | Tesla Energy Operations Inc. | PSE&G | Accepted | 2020-07-31 | 2020-08-12 | 2021-10-30 | Tesla | SR60T1 | Solar Panels |  | 0.05847 | 30 | 292 | 30 |  | Fixed | Roof
NJSTRE1545384155 |  | Transition Incentive Program | Union Twp Uni | 7083 | 10 | 7.32 | Residential | Yes | Behind the Meter | Net-metered residential rooftop and canopy |  | None | Sunrun Installation Services, Inc. | PSE&G | Accepted | 2020-07-31 | 2020-08-07 | 2021-10-30 | Enphase Energy | IQ7-60-x-US (240V) | Inverters | 240 |  | 24 |  |  | 0.96 |  | Outdoor | Rooftop
NJSTRE1545384155 |  | Transition Incentive Program | Union Twp Uni | 7083 | 10 | 7.32 | Residential | Yes | Behind the Meter | Net-metered residential rooftop and canopy |  | None | Sunrun Installation Services, Inc. | PSE&G | Accepted | 2020-07-31 | 2020-08-07 | 2021-10-30 | LONGi Green Energy Technology Co Ltd | LR6-60HPB-305M | Solar Panels |  | 0.305 | 4 | 126 | 40 |  | Fixed | Roof
NJSTRE1545384155 |  | Transition Incentive Program | Union Twp Uni | 7083 | 10 | 7.32 | Residential | Yes | Behind the Meter | Net-metered residential rooftop and canopy |  | None | Sunrun Installation Services, Inc. | PSE&G | Accepted | 2020-07-31 | 2020-08-07 | 2021-10-30 | LONGi Green Energy Technology Co Ltd | LR6-60HPB-305M | Solar Panels |  | 0.305 | 8 | 215 | 40 |  | Fixed | Roof
NJSTRE1545384155 |  | Transition Incentive Program | Union Twp Uni | 7083 | 10 | 7.32 | Residential | Yes | Behind the Meter | Net-metered residential rooftop and canopy |  | None | Sunrun Installation Services, Inc. | PSE&G | Accepted | 2020-07-31 | 2020-08-07 | 2021-10-30 | LONGi Green Energy Technology Co Ltd | LR6-60HPB-305M | Solar Panels |  | 0.305 | 2 | 35 | 40 |  | Fixed | Roof
NJSTRE1545384155 |  | Transition Incentive Program | Union Twp Uni | 7083 | 10 | 7.32 | Residential | Yes | Behind the Meter | Net-metered residential rooftop and canopy |  | None | Sunrun Installation Services, Inc. | PSE&G | Accepted | 2020-07-31 | 2020-08-07 | 2021-10-30 | LONGi Green Energy Technology Co Ltd | LR6-60HPB-305M | Solar Panels |  | 0.305 | 2 | 305 | 30 |  | Fixed | Roof
NJSTRE1545384155 |  | Transition Incentive Program | Union Twp Uni | 7083 | 10 | 7.32 | Residential | Yes | Behind the Meter | Net-metered residential rooftop and canopy |  | None | Sunrun Installation Services, Inc. | PSE&G | Accepted | 2020-07-31 | 2020-08-07 | 2021-10-30 | LONGi Green Energy Technology Co Ltd | LR6-60HPB-305M | Solar Panels |  | 0.305 | 2 | 125 | 30 |  | Fixed | Roof
NJSTRE1545384155 |  | Transition Incentive Program | Union Twp Uni | 7083 | 10 | 7.32 | Residential | Yes | Behind the Meter | Net-metered residential rooftop and canopy |  | None | Sunrun Installation Services, Inc. | PSE&G | Accepted | 2020-07-31 | 2020-08-07 | 2021-10-30 | LONGi Green Energy Technology Co Ltd | LR6-60HPB-305M | Solar Panels |  | 0.305 | 6 | 306 | 40 |  | Fixed | Roof
NJSTRE1545384169 | NJSRRE1542445014 | Transition Incentive Program | Newark City | 7104 | 9 | 7.04 | Residential | Yes | Behind the Meter | Behind the Meter |  | None | Skyline Solar, LLC | PSE&G | Eligible for TI Program | 2019-09-26 | 2019-09-30 | 2021-10-30 | SolarEdge | SE5000H-US | Inverters | 5000 |  | 1 |  |  | 0.99 |  | Outside | within ten feet of meter
NJSTRE1545384169 | NJSRRE1542445014 | Transition Incentive Program | Newark City | 7104 | 9 | 7.04 | Residential | Yes | Behind the Meter | Behind the Meter |  | None | Skyline Solar, LLC | PSE&G | Eligible for TI Program | 2019-09-26 | 2019-09-30 | 2021-10-30 | Hanwha Q-Cells | Q.PEAK DUO-G5 320 | Solar Panels |  | 0.32 | 22 | 195 | 10 |  | Fixed | Roof
NJSTRE1545384170 | NJSRRE1542547449 | Transition Incentive Program | Vineland | 8360 | 20 | 4.73 | Residential | Yes | Behind the Meter | Behind the Meter |  | None | Trinity Solar | Vineland Muni Electric | Eligible for TI Program | 2019-10-16 | 2019-10-18 | 2021-10-30 | Solar Edge | SE3800H-US | Inverters | 3800 |  | 1 |  |  | 0.97 |  | Outside | side of home
NJSTRE1545384170 | NJSRRE1542547449 | Transition Incentive Program | Vineland | 8360 | 20 | 4.73 | Residential | Yes | Behind the Meter | Behind the Meter |  | None | Trinity Solar | Vineland Muni Electric | Eligible for TI Program | 2019-10-16 | 2019-10-18 | 2021-10-30 | Hanwha 315 | Q.PEAK DUO BLK-G5 315 | Solar Panels |  | 0.315 | 15 | 193 | 30 |  | Fixed | Roof
NJSTRE1545384171 | NJSRRE1542515199 | Transition Incentive Program | Sicklerville | 8081 | 14 | 4.91 | Residential | No | Behind the Meter | Net-metered residential rooftop and canopy |  | None | SunnyMac LLC | AC Electric | Accepted | 2019-10-08 | 2019-10-10 | 2021-10-30 | Enphase | IQ7XS-96-ACM-US | Inverters | 0.315 |  | 15 |  |  | 0.99 |  | Outdoor | roof
NJSTRE1545384171 | NJSRRE1542515199 | Transition Incentive Program | Sicklerville | 8081 | 14 | 4.91 | Residential | No | Behind the Meter | Net-metered residential rooftop and canopy |  | None | SunnyMac LLC | AC Electric | Accepted | 2019-10-08 | 2019-10-10 | 2021-10-30 | SunPower | SPR-E20-327 | Solar Panels |  | 0.327 | 15 | 177 | 30 |  | Fixed | Roof
NJSTRE1545384173 | NJSRRE1542790655 | Transition Incentive Program | Cherry Hill Twp | 8003 | 14 | 7.04 | Residential | Yes | Behind the Meter | Behind the Meter |  | None | Skyline Solar, LLC | PSE&G | Eligible for TI Program | 2019-10-30 | 2019-11-01 | 2021-10-30 | SolarEdge | SE5000H-US | Inverters | 5000 |  | 1 |  |  | 0.99 |  | Outside | within ten feet of meter
NJSTRE1545384173 | NJSRRE1542790655 | Transition Incentive Program | Cherry Hill Twp | 8003 | 14 | 7.04 | Residential | Yes | Behind the Meter | Behind the Meter |  | None | Skyline Solar, LLC | PSE&G | Eligible for TI Program | 2019-10-30 | 2019-11-01 | 2021-10-30 | Hanwha Q-Cells | Q.PEAK DUO-G5 320 | Solar Panels |  | 0.32 | 22 | 310131130 | 20 |  | Fixed | Roof
NJSTRE1545384174 | NJSRRE1542561971 | Transition Incentive Program | Ogdensburg | 7439 | 1 | 7.04 | Residential | Yes | Behind the Meter | Behind the Meter |  | None | Skyline Solar, LLC | JCP&L | Eligible for TI Program | 2019-10-21 | 2019-10-23 | 2021-10-30 | SolarEdge | SE5000H-US | Inverters | 5000 |  | 1 |  |  | 0.99 |  | Outside | within ten feet of meter
NJSTRE1545384174 | NJSRRE1542561971 | Transition Incentive Program | Ogdensburg | 7439 | 1 | 7.04 | Residential | Yes | Behind the Meter | Behind the Meter |  | None | Skyline Solar, LLC | JCP&L | Eligible for TI Program | 2019-10-21 | 2019-10-23 | 2021-10-30 | Hanwha Q-Cells | Q.PEAK DUO-G5 320 | Solar Panels |  | 0.32 | 22 | 205,25 | 20 |  | Fixed | Roof
NJSTRE1545384175 | NJSRRE1542544245 | Transition Incentive Program | Newark City | 7112 | 9 | 3.19 | Residential | Yes | Behind the Meter | Behind the Meter |  | None | Sunrun Installation Services, Inc. | PSE&G | Eligible for TI Program | 2019-10-15 | 2019-10-17 | 2021-10-30 | Delta Electronics | M4-TL-US | Inverters | 3840 |  | 1 |  |  | 0.96 |  | Outdoor | Next To Meter
NJSTRE1545384175 | NJSRRE1542544245 | Transition Incentive Program | Newark City | 7112 | 9 | 3.19 | Residential | Yes | Behind the Meter | Behind the Meter |  | None | Sunrun Installation Services, Inc. | PSE&G | Eligible for TI Program | 2019-10-15 | 2019-10-17 | 2021-10-30 | REC Solar | REC290TP2 BLK | Solar Panels |  | 0.29 | 11 | 203 | 30 |  | Fixed | Roof
NJSTRE1545384177 |  | Transition Incentive Program | MORRISTOWN | 7960 | 3 | 5.2 | Residential | Yes | Behind the Meter | Net-metered residential rooftop and canopy |  | None | Vivint Solar Developer, LLC | JCP&L | Accepted | 2020-08-12 | 2020-08-12 | 2021-10-30 | Solar Edge | SE7600H-US | Inverters | 7600 |  | 1 |  |  | 0.992 |  | Outdoor | Near the Utility Meter
NJSTRE1545384177 |  | Transition Incentive Program | MORRISTOWN | 7960 | 3 | 5.2 | Residential | Yes | Behind the Meter | Net-metered residential rooftop and canopy |  | None | Vivint Solar Developer, LLC | JCP&L | Accepted | 2020-08-12 | 2020-08-12 | 2021-10-30 | JINKO SOLAR | JKM325M-60HBL | Solar Panels |  | 0.325 | 16 | 207 | 22 |  | Fixed | Roof
NJSTRE1545384178 | NJSRRE1542547465 | Transition Incentive Program | Oceanview | 8230 | 21 | 30.71 | Residential | No | Behind the Meter | Net-metered residential rooftop and canopy |  | None | Castle Energy, LLC | AC Electric | Accepted | 2019-10-16 | 2019-10-18 | 2021-10-30 | Enphase Energy | IQ7PLUS-72-2-US | Inverters | 290 |  | 83 |  |  | 0.975 |  | Outside | on the rooftop under each solar panel
NJSTRE1545384178 | NJSRRE1542547465 | Transition Incentive Program | Oceanview | 8230 | 21 | 30.71 | Residential | No | Behind the Meter | Net-metered residential rooftop and canopy |  | None | Castle Energy, LLC | AC Electric | Accepted | 2019-10-16 | 2019-10-18 | 2021-10-30 | LG Electronics | LG370Q1C-V5 | Solar Panels |  | 0.37 | 16 | 253 | 45 |  | Fixed | Roof
NJSTRE1545384178 | NJSRRE1542547465 | Transition Incentive Program | Oceanview | 8230 | 21 | 30.71 | Residential | No | Behind the Meter | Net-metered residential rooftop and canopy |  | None | Castle Energy, LLC | AC Electric | Accepted | 2019-10-16 | 2019-10-18 | 2021-10-30 | LG Electronics | LG370Q1C-V5 | Solar Panels |  | 0.37 | 17 | 162 | 38 |  | Fixed | Roof
NJSTRE1545384178 | NJSRRE1542547465 | Transition Incentive Program | Oceanview | 8230 | 21 | 30.71 | Residential | No | Behind the Meter | Net-metered residential rooftop and canopy |  | None | Castle Energy, LLC | AC Electric | Accepted | 2019-10-16 | 2019-10-18 | 2021-10-30 | LG Electronics | LG370Q1C-V5 | Solar Panels |  | 0.37 | 15 | 342 | 38 |  | Fixed | Roof
NJSTRE1545384178 | NJSRRE1542547465 | Transition Incentive Program | Oceanview | 8230 | 21 | 30.71 | Residential | No | Behind the Meter | Net-metered residential rooftop and canopy |  | None | Castle Energy, LLC | AC Electric | Accepted | 2019-10-16 | 2019-10-18 | 2021-10-30 | LG Electronics | LG370Q1C-V5 | Solar Panels |  | 0.37 | 8 | 162 | 38 |  | Fixed | Roof
NJSTRE1545384178 | NJSRRE1542547465 | Transition Incentive Program | Oceanview | 8230 | 21 | 30.71 | Residential | No | Behind the Meter | Net-metered residential rooftop and canopy |  | None | Castle Energy, LLC | AC Electric | Accepted | 2019-10-16 | 2019-10-18 | 2021-10-30 | LG Electronics | LG370Q1C-V5 | Solar Panels |  | 0.37 | 9 | 162 | 38 |  | Fixed | Roof
NJSTRE1545384178 | NJSRRE1542547465 | Transition Incentive Program | Oceanview | 8230 | 21 | 30.71 | Residential | No | Behind the Meter | Net-metered residential rooftop and canopy |  | None | Castle Energy, LLC | AC Electric | Accepted | 2019-10-16 | 2019-10-18 | 2021-10-30 | LG Electronics | LG370Q1C-V5 | Solar Panels |  | 0.37 | 7 | 342 | 38 |  | Fixed | Roof
NJSTRE1545384178 | NJSRRE1542547465 | Transition Incentive Program | Oceanview | 8230 | 21 | 30.71 | Residential | No | Behind the Meter | Net-metered residential rooftop and canopy |  | None | Castle Energy, LLC | AC Electric | Accepted | 2019-10-16 | 2019-10-18 | 2021-10-30 | LG Electronics | LG370Q1C-V5 | Solar Panels |  | 0.37 | 11 | 253 | 43 |  | Fixed | Roof
NJSTRE1545384180 | NJSRRE1542559439 | Transition Incentive Program | ROBBINSVILLE | 8691 | 12 | 7.88 | Residential | Yes | Behind the Meter | Net-metered residential rooftop and canopy |  | None | Vivint Solar Developer, LLC | JCP&L | Accepted | 2019-10-18 | 2019-10-22 | 2021-10-30 | SOLAREDGE | SE7600H-US000BNC4 | Inverters | 7600 |  | 1 |  |  | 0.992 |  | Outdoor | Near The Utility Meter
NJSTRE1545384180 | NJSRRE1542559439 | Transition Incentive Program | ROBBINSVILLE | 8691 | 12 | 7.88 | Residential | Yes | Behind the Meter | Net-metered residential rooftop and canopy |  | None | Vivint Solar Developer, LLC | JCP&L | Accepted | 2019-10-18 | 2019-10-22 | 2021-10-30 | HANWHA SOLAR | Q.PEAK BLK-G5 315 | Solar Panels |  | 0.315 | 9 | 209 | 33 |  | Fixed | Roof
NJSTRE1545384180 | NJSRRE1542559439 | Transition Incentive Program | ROBBINSVILLE | 8691 | 12 | 7.88 | Residential | Yes | Behind the Meter | Net-metered residential rooftop and canopy |  | None | Vivint Solar Developer, LLC | JCP&L | Accepted | 2019-10-18 | 2019-10-22 | 2021-10-30 | HANWHA SOLAR | Q.PEAK BLK-G5 315 | Solar Panels |  | 0.315 | 16 | 209 | 33 |  | Fixed | Roof
NJSTRE1545384183 | NJSRRE1542515839 | Transition Incentive Program | Pennsauken Township | 8110 | 14 | 11.6 | Residential | Yes | Behind the Meter | Behind the Meter |  | None | Sunrun Installation Services, Inc. | PSE&G | Eligible for TI Program | 2019-10-08 | 2019-10-10 | 2021-10-30 | SolarEdge Technologies | SE11400H-USRGM | Inverters | 11400 |  | 1 |  |  | 0.96 |  | Outdoor | Next To Meter
NJSTRE1545384183 | NJSRRE1542515839 | Transition Incentive Program | Pennsauken Township | 8110 | 14 | 11.6 | Residential | Yes | Behind the Meter | Behind the Meter |  | None | Sunrun Installation Services, Inc. | PSE&G | Eligible for TI Program | 2019-10-08 | 2019-10-10 | 2021-10-30 | REC Solar | REC290TP2 BLK | Solar Panels |  | 0.29 | 3 | 230 | 37 |  | Fixed | Roof
NJSTRE1545384183 | NJSRRE1542515839 | Transition Incentive Program | Pennsauken Township | 8110 | 14 | 11.6 | Residential | Yes | Behind the Meter | Behind the Meter |  | None | Sunrun Installation Services, Inc. | PSE&G | Eligible for TI Program | 2019-10-08 | 2019-10-10 | 2021-10-30 | REC Solar | REC290TP2 BLK | Solar Panels |  | 0.29 | 3 | 52 | 37 |  | Fixed | Roof
NJSTRE1545384183 | NJSRRE1542515839 | Transition Incentive Program | Pennsauken Township | 8110 | 14 | 11.6 | Residential | Yes | Behind the Meter | Behind the Meter |  | None | Sunrun Installation Services, Inc. | PSE&G | Eligible for TI Program | 2019-10-08 | 2019-10-10 | 2021-10-30 | REC Solar | REC290TP2 BLK | Solar Panels |  | 0.29 | 17 | 53 | 18 |  | Fixed | Roof
NJSTRE1545384183 | NJSRRE1542515839 | Transition Incentive Program | Pennsauken Township | 8110 | 14 | 11.6 | Residential | Yes | Behind the Meter | Behind the Meter |  | None | Sunrun Installation Services, Inc. | PSE&G | Eligible for TI Program | 2019-10-08 | 2019-10-10 | 2021-10-30 | REC Solar | REC290TP2 BLK | Solar Panels |  | 0.29 | 8 | 321 | 37 |  | Fixed | Roof
NJSTRE1545384183 | NJSRRE1542515839 | Transition Incentive Program | Pennsauken Township | 8110 | 14 | 11.6 | Residential | Yes | Behind the Meter | Behind the Meter |  | None | Sunrun Installation Services, Inc. | PSE&G | Eligible for TI Program | 2019-10-08 | 2019-10-10 | 2021-10-30 | REC Solar | REC290TP2 BLK | Solar Panels |  | 0.29 | 9 | 141 | 37 |  | Fixed | Roof
NJSTRE1545384185 | NJSRRE1542444959 | Transition Incentive Program | Mansfield | 8022 | 13 | 3.48 | Residential | Yes | Behind the Meter | Behind the Meter |  | None | Sunrun Installation Services, Inc. | PSE&G | Eligible for TI Program | 2019-09-26 | 2019-09-30 | 2021-10-30 | Ningbo Ginlong Technologies | Solis-1P3K-4G-US | Inverters | 3000 |  | 1 |  |  | 0.96 |  | Outdoor | Next To Meter
NJSTRE1545384185 | NJSRRE1542444959 | Transition Incentive Program | Mansfield | 8022 | 13 | 3.48 | Residential | Yes | Behind the Meter | Behind the Meter |  | None | Sunrun Installation Services, Inc. | PSE&G | Eligible for TI Program | 2019-09-26 | 2019-09-30 | 2021-10-30 | REC Solar | REC290TP2 BLK | Solar Panels |  | 0.29 | 12 | 194 | 34 |  | Fixed | Roof
NJSTRE1545384186 | NJSRRE1542521753 | Transition Incentive Program | OLD BRIDGE | 8857 | 11 | 11.55 | Residential | Yes | Behind the Meter | Behind the Meter |  | None | Sunrun Installation Services, Inc. | JCP&L | Eligible for TI Program | 2019-10-09 | 2019-10-11 | 2021-10-30 | Delta Electronics | M10-TL-US | Inverters | 9600 |  | 1 |  |  | 0.96 |  | Outdoor | Next To Meter
NJSTRE1545384186 | NJSRRE1542521753 | Transition Incentive Program | OLD BRIDGE | 8857 | 11 | 11.55 | Residential | Yes | Behind the Meter | Behind the Meter |  | None | Sunrun Installation Services, Inc. | JCP&L | Eligible for TI Program | 2019-10-09 | 2019-10-11 | 2021-10-30 | LG Electronics | LG330N1C-A5 | Solar Panels |  | 0.33 | 35 | 276 | 34 |  | Fixed | Roof
NJSTRE1545384187 | NJSRRE1542790715 | Transition Incentive Program | BORDENTOWN | 8505 | 13 | 3.78 | Residential | Yes | Behind the Meter | Net-metered residential rooftop and canopy |  | None | Vivint Solar Developer, LLC | PSE&G | Accepted | 2019-10-30 | 2019-11-01 | 2021-10-30 | solar edge | SE3800H-US | Inverters | 3800 |  | 1 |  |  | 0.992 |  | Outdoor | near utility meter
NJSTRE1545384187 | NJSRRE1542790715 | Transition Incentive Program | BORDENTOWN | 8505 | 13 | 3.78 | Residential | Yes | Behind the Meter | Net-metered residential rooftop and canopy |  | None | Vivint Solar Developer, LLC | PSE&G | Accepted | 2019-10-30 | 2019-11-01 | 2021-10-30 | HANWHA SOLAR | Q.PEAK BLK-G5 315 | Solar Panels |  | 0.315 | 12 | 136 | 28 |  | Fixed | Roof
NJSTRE1545384189 | NJSRRE1542562147 | Transition Incentive Program | Bridgeton | 8302 | 20 | 11.16 | Residential | Yes | Behind the Meter | Behind the Meter |  | None | Skyline Solar, LLC | AC Electric | Eligible for TI Program | 2019-10-21 | 2019-10-23 | 2021-10-30 | SolarEdge | SE10000H-US | Inverters | 10000 |  | 1 |  |  | 0.99 |  | Outside | within ten feet of meter
NJSTRE1545384189 | NJSRRE1542562147 | Transition Incentive Program | Bridgeton | 8302 | 20 | 11.16 | Residential | Yes | Behind the Meter | Behind the Meter |  | None | Skyline Solar, LLC | AC Electric | Eligible for TI Program | 2019-10-21 | 2019-10-23 | 2021-10-30 | Silfab | SLA310M | Solar Panels |  | 0.31 | 36 | 173 | 44 |  | Fixed | Roof
NJSTRE1545384190 | NJSRRE1542524457 | Transition Incentive Program | Cherry Hill | 8034 | 14 | 9.81 | Residential | Yes | Behind the Meter | Net-metered residential rooftop and canopy |  | None | SunPower Corporation, Systems | PSE&G | Final As-Built Received | 2019-10-10 | 2019-10-14 |  | SUNPOWER | SPR-E20-327-E-AC | Solar Panels |  | 0.327 | 30 | 106 | 25 |  | Fixed | Roof
NJSTRE1545384190 | NJSRRE1542524457 | Transition Incentive Program | Cherry Hill | 8034 | 14 | 9.81 | Residential | Yes | Behind the Meter | Net-metered residential rooftop and canopy |  | None | SunPower Corporation, Systems | PSE&G | Final As-Built Received | 2019-10-10 | 2019-10-14 |  | SUNPOWER | SPR-E20-327-E-AC | Inverters | 320 |  | 30 |  |  | 0.96 |  | Other | under each panel
NJSTRE1545384190 | NJSRRE1542524457 | Transition Incentive Program | Cherry Hill | 8034 | 14 | 9.81 | Residential | Yes | Behind the Meter | Net-metered residential rooftop and canopy |  | None | SunPower Corporation, Systems | PSE&G | Final As-Built Received | 2019-10-10 | 2019-10-14 |  | SunPower | PVS6 | Meters |  |  | 1 |  |  |  | Yes | Outdoor
NJSTRE1545384191 | NJSRRE1542507880 | Transition Incentive Program | Monroe Township | 8831 | 11 | 8.82 | Residential | Yes | Behind the Meter | Net-metered residential rooftop and canopy |  | None | Vivint Solar Developer, LLC | JCP&L | Accepted | 2019-10-05 | 2019-10-09 | 2021-10-30 | Solar Edge | SE7600H-US000BNC4 | Inverters | 7600 |  | 1 |  |  | 0.992 |  | Outdoor | near the Utility meter
NJSTRE1545384191 | NJSRRE1542507880 | Transition Incentive Program | Monroe Township | 8831 | 11 | 8.82 | Residential | Yes | Behind the Meter | Net-metered residential rooftop and canopy |  | None | Vivint Solar Developer, LLC | JCP&L | Accepted | 2019-10-05 | 2019-10-09 | 2021-10-30 | Hanwha Solar | Q.PEAK BLK-G5 315 | Solar Panels |  | 0.315 | 20 | 156 | 19 |  | Fixed | Roof
NJSTRE1545384191 | NJSRRE1542507880 | Transition Incentive Program | Monroe Township | 8831 | 11 | 8.82 | Residential | Yes | Behind the Meter | Net-metered residential rooftop and canopy |  | None | Vivint Solar Developer, LLC | JCP&L | Accepted | 2019-10-05 | 2019-10-09 | 2021-10-30 | Hanwha Solar | Q.PEAK BLK-G5 315 | Solar Panels |  | 0.315 | 8 | 156 | 19 |  | Fixed | Roof
NJSTRE1545384192 | NJSRRE1542460576 | Transition Incentive Program | Vineland | 8360 | 20 | 5.8 | Residential | Yes | Behind the Meter | Net-metered residential rooftop and canopy |  | None | Bright Planet Solar | Vineland Muni Electric | Accepted | 2019-09-29 | 2019-10-01 | 2021-10-30 | Solar Edge | SE5000H-USRGM | Inverters | 5000 |  | 1 |  |  | 0.98 |  | Outdoor | Next to meter
NJSTRE1545384192 | NJSRRE1542460576 | Transition Incentive Program | Vineland | 8360 | 20 | 5.8 | Residential | Yes | Behind the Meter | Net-metered residential rooftop and canopy |  | None | Bright Planet Solar | Vineland Muni Electric | Accepted | 2019-09-29 | 2019-10-01 | 2021-10-30 | LONGI | LR6-60BK-305M | Solar Panels |  | 0.305 | 4 | 184 | 30 |  | Fixed | Roof
NJSTRE1545384192 | NJSRRE1542460576 | Transition Incentive Program | Vineland | 8360 | 20 | 5.8 | Residential | Yes | Behind the Meter | Net-metered residential rooftop and canopy |  | None | Bright Planet Solar | Vineland Muni Electric | Accepted | 2019-09-29 | 2019-10-01 | 2021-10-30 | LONGI | LR6-60BK-305M | Solar Panels |  | 0.305 | 15 | 274 | 26 |  | Fixed | Roof
NJSTRE1545384193 | NJSRRE1542430930 | Transition Incentive Program | UPPER DEERFIELD | 8302 | 20 | 7.56 | Residential | Yes | Behind the Meter | Behind the Meter |  | None | Tesla Energy Operations Inc | AC Electric | Eligible for TI Program | 2019-09-24 | 2019-09-25 | 2021-10-30 | Delta | Solivia 7.6 TL | Inverters | 7600 |  | 1 |  |  | 0.975 |  | Outside | Outside
NJSTRE1545384193 | NJSRRE1542430930 | Transition Incentive Program | UPPER DEERFIELD | 8302 | 20 | 7.56 | Residential | Yes | Behind the Meter | Behind the Meter |  | None | Tesla Energy Operations Inc | AC Electric | Eligible for TI Program | 2019-09-24 | 2019-09-25 | 2021-10-30 | Solivia 7.6 TL | Q.Peak DUO BLK-G5/SC315 | Solar Panels |  | 0.315 | 9 | 85 | 23 |  | Fixed | Roof
NJSTRE1545384193 | NJSRRE1542430930 | Transition Incentive Program | UPPER DEERFIELD | 8302 | 20 | 7.56 | Residential | Yes | Behind the Meter | Behind the Meter |  | None | Tesla Energy Operations Inc | AC Electric | Eligible for TI Program | 2019-09-24 | 2019-09-25 | 2021-10-30 | Hanwha Q-Cells | Q.Peak DUO BLK-G5/SC315 | Solar Panels |  | 0.315 | 9 | 175 | 27 |  | Fixed | Roof
NJSTRE1545384193 | NJSRRE1542430930 | Transition Incentive Program | UPPER DEERFIELD | 8302 | 20 | 7.56 | Residential | Yes | Behind the Meter | Behind the Meter |  | None | Tesla Energy Operations Inc | AC Electric | Eligible for TI Program | 2019-09-24 | 2019-09-25 | 2021-10-30 | Hanwha Q-Cells | Q.Peak DUO BLK-G5/SC315 | Solar Panels |  | 0.315 | 6 | 265 | 23 |  | Fixed | Roof
NJSTRE1545384194 | NJSRRE1542579683 | Transition Incentive Program | NORTHFIELD | 8225 | 19 | 3.47 | Residential | Yes | Behind the Meter | Net-metered residential rooftop and canopy |  | None | Vivint Solar Developer, LLC | AC Electric | Accepted | 2019-10-23 | 2019-10-25 | 2021-10-30 | solar edge | SE3800H-US | Inverters | 3800 |  | 1 |  |  | 0.992 |  | Outdoor | near utility meter
NJSTRE1545384194 | NJSRRE1542579683 | Transition Incentive Program | NORTHFIELD | 8225 | 19 | 3.47 | Residential | Yes | Behind the Meter | Net-metered residential rooftop and canopy |  | None | Vivint Solar Developer, LLC | AC Electric | Accepted | 2019-10-23 | 2019-10-25 | 2021-10-30 | HANWHA | Q.PEAK DUO BLK-G5 310 | Solar Panels |  | 0.315 | 5 | 132 | 20 |  | Fixed | Roof
NJSTRE1545384194 | NJSRRE1542579683 | Transition Incentive Program | NORTHFIELD | 8225 | 19 | 3.47 | Residential | Yes | Behind the Meter | Net-metered residential rooftop and canopy |  | None | Vivint Solar Developer, LLC | AC Electric | Accepted | 2019-10-23 | 2019-10-25 | 2021-10-30 | HANWHA | Q.PEAK DUO BLK-G5 310 | Solar Panels |  | 0.315 | 6 | 222 | 20 |  | Fixed | Roof
NJSTRE1545384195 | NJSRRE1543019305 | Transition Incentive Program | Newton | 7860 | 1 | 7.25 | Residential | Yes | Behind the Meter | Behind the Meter |  | None | Sunrun Installation Services, Inc. | JCP&L | Eligible for TI Program | 2019-11-05 | 2019-11-07 | 2021-10-30 | Delta Electronics | M6-TL-US | Inverters | 5760 |  | 1 |  |  | 0.96 |  | Outdoor | Next To Meter
NJSTRE1545384195 | NJSRRE1543019305 | Transition Incentive Program | Newton | 7860 | 1 | 7.25 | Residential | Yes | Behind the Meter | Behind the Meter |  | None | Sunrun Installation Services, Inc. | JCP&L | Eligible for TI Program | 2019-11-05 | 2019-11-07 | 2021-10-30 | REC Solar | REC290TP2 BLK | Solar Panels |  | 0.29 | 25 | 214 | 27 |  | Fixed | Roof
NJSTRE1545384197 | NJSRRE1542481274 | Transition Incentive Program | Lake Hopatcong | 7849 | 3 | 13.14 | Residential | Yes | Behind the Meter | Behind the Meter |  | None | Sunrun Installation Services, Inc. | JCP&L | Eligible for TI Program | 2019-10-01 | 2019-10-03 | 2021-10-30 | LG Chem | RESU 10H SEG | Electric Storage Battery |  |  | 1 |  |  |  | Lithium Ion |  | outside
NJSTRE1545384197 | NJSRRE1542481274 | Transition Incentive Program | Lake Hopatcong | 7849 | 3 | 13.14 | Residential | Yes | Behind the Meter | Behind the Meter |  | None | Sunrun Installation Services, Inc. | JCP&L | Eligible for TI Program | 2019-10-01 | 2019-10-03 | 2021-10-30 | SolarEdge Technologies | SE7600A-USS2RGM | Inverters | 7600 |  | 1 |  |  | 0.96 |  | Outdoor | Next To Meter
NJSTRE1545384197 | NJSRRE1542481274 | Transition Incentive Program | Lake Hopatcong | 7849 | 3 | 13.14 | Residential | Yes | Behind the Meter | Behind the Meter |  | None | Sunrun Installation Services, Inc. | JCP&L | Eligible for TI Program | 2019-10-01 | 2019-10-03 | 2021-10-30 | SolarEdge Technologies | SE3800H-USRGM | Inverters | 3800 |  | 1 |  |  | 0.96 |  | Outdoor | Next To Meter
NJSTRE1545384197 | NJSRRE1542481274 | Transition Incentive Program | Lake Hopatcong | 7849 | 3 | 13.14 | Residential | Yes | Behind the Meter | Behind the Meter |  | None | Sunrun Installation Services, Inc. | JCP&L | Eligible for TI Program | 2019-10-01 | 2019-10-03 | 2021-10-30 | LG Electronics | LG365Q1C-V5 | Solar Panels |  | 0.365 | 16 | 182 | 23 |  | Fixed | Roof
NJSTRE1545384197 | NJSRRE1542481274 | Transition Incentive Program | Lake Hopatcong | 7849 | 3 | 13.14 | Residential | Yes | Behind the Meter | Behind the Meter |  | None | Sunrun Installation Services, Inc. | JCP&L | Eligible for TI Program | 2019-10-01 | 2019-10-03 | 2021-10-30 | LG Electronics | LG365Q1C-V5 | Solar Panels |  | 0.365 | 3 | 272 | 23 |  | Fixed | Roof
NJSTRE1545384197 | NJSRRE1542481274 | Transition Incentive Program | Lake Hopatcong | 7849 | 3 | 13.14 | Residential | Yes | Behind the Meter | Behind the Meter |  | None | Sunrun Installation Services, Inc. | JCP&L | Eligible for TI Program | 2019-10-01 | 2019-10-03 | 2021-10-30 | LG Electronics | LG365Q1C-V5 | Solar Panels |  | 0.365 | 10 | 2 | 23 |  | Fixed | Roof
NJSTRE1545384197 | NJSRRE1542481274 | Transition Incentive Program | Lake Hopatcong | 7849 | 3 | 13.14 | Residential | Yes | Behind the Meter | Behind the Meter |  | None | Sunrun Installation Services, Inc. | JCP&L | Eligible for TI Program | 2019-10-01 | 2019-10-03 | 2021-10-30 | LG Electronics | LG365Q1C-V5 | Solar Panels |  | 0.365 | 7 | 92 | 23 |  | Fixed | Roof
NJSTRE1545384198 | NJSRRE1543058025 | Transition Incentive Program | WILLIAMSTOWN | 8094 | 15 | 11.66 | Residential | No | Behind the Meter | Net-metered residential rooftop and canopy |  | None | Vivint Solar Developer, LLC | AC Electric | Accepted | 2019-11-08 | 2019-11-12 | 2021-10-30 | Solar Edge | SE7600H-US000BNC4 | Inverters | 7600 |  | 1 |  |  | 0.992 |  | Outdoor | Near the utility meter
NJSTRE1545384198 | NJSRRE1543058025 | Transition Incentive Program | WILLIAMSTOWN | 8094 | 15 | 11.66 | Residential | No | Behind the Meter | Net-metered residential rooftop and canopy |  | None | Vivint Solar Developer, LLC | AC Electric | Accepted | 2019-11-08 | 2019-11-12 | 2021-10-30 | Hanwha | Q.PEAK BLK-G5 315 | Solar Panels |  | 0.315 | 10 | 213 | 43 |  | Fixed | Roof
NJSTRE1545384198 | NJSRRE1543058025 | Transition Incentive Program | WILLIAMSTOWN | 8094 | 15 | 11.66 | Residential | No | Behind the Meter | Net-metered residential rooftop and canopy |  | None | Vivint Solar Developer, LLC | AC Electric | Accepted | 2019-11-08 | 2019-11-12 | 2021-10-30 | Hanwha | Q.PEAK BLK-G5 315 | Solar Panels |  | 0.315 | 5 | 123 | 30 |  | Fixed | Roof
NJSTRE1545384198 | NJSRRE1543058025 | Transition Incentive Program | WILLIAMSTOWN | 8094 | 15 | 11.66 | Residential | No | Behind the Meter | Net-metered residential rooftop and canopy |  | None | Vivint Solar Developer, LLC | AC Electric | Accepted | 2019-11-08 | 2019-11-12 | 2021-10-30 | Hanwha | Q.PEAK BLK-G5 315 | Solar Panels |  | 0.315 | 17 | 303 | 30 |  | Fixed | Roof
NJSTRE1545384198 | NJSRRE1543058025 | Transition Incentive Program | WILLIAMSTOWN | 8094 | 15 | 11.66 | Residential | No | Behind the Meter | Net-metered residential rooftop and canopy |  | None | Vivint Solar Developer, LLC | AC Electric | Accepted | 2019-11-08 | 2019-11-12 | 2021-10-30 | Hanwha | Q.PEAK BLK-G5 315 | Solar Panels |  | 0.315 | 5 | 123 | 30 |  | Fixed | Roof
NJSTRE1545384199 | NJSRRE1542554452 | Transition Incentive Program | Newton | 7860 | 1 | 10.73 | Residential | Yes | Behind the Meter | Behind the Meter |  | None | Sunrun Installation Services, Inc. | JCP&L | Eligible for TI Program | 2019-10-17 | 2019-10-21 | 2021-10-30 | Delta Electronics | M4-TL-US | Inverters | 3840 |  | 1 |  |  | 0.96 |  | Outdoor | Next To Meter
NJSTRE1545384199 | NJSRRE1542554452 | Transition Incentive Program | Newton | 7860 | 1 | 10.73 | Residential | Yes | Behind the Meter | Behind the Meter |  | None | Sunrun Installation Services, Inc. | JCP&L | Eligible for TI Program | 2019-10-17 | 2019-10-21 | 2021-10-30 | Delta Electronics | M5-TL-US | Inverters | 4800 |  | 1 |  |  | 0.96 |  | Outdoor | Next To Meter
NJSTRE1545384199 | NJSRRE1542554452 | Transition Incentive Program | Newton | 7860 | 1 | 10.73 | Residential | Yes | Behind the Meter | Behind the Meter |  | None | Sunrun Installation Services, Inc. | JCP&L | Eligible for TI Program | 2019-10-17 | 2019-10-21 | 2021-10-30 | REC Solar | REC290TP2 BLK | Solar Panels |  | 0.29 | 19 | 318 | 27 |  | Fixed | Roof
NJSTRE1545384199 | NJSRRE1542554452 | Transition Incentive Program | Newton | 7860 | 1 | 10.73 | Residential | Yes | Behind the Meter | Behind the Meter |  | None | Sunrun Installation Services, Inc. | JCP&L | Eligible for TI Program | 2019-10-17 | 2019-10-21 | 2021-10-30 | REC Solar | REC290TP2 BLK | Solar Panels |  | 0.29 | 18 | 138 | 27 |  | Fixed | Roof
NJSTRE1545384200 | NJSRRE1542582500 | Transition Incentive Program | Jersey City | 7305 | 8 | 4.8 | Residential | No | Behind the Meter | Behind the Meter |  | None | EMT Renewables | PSE&G | Eligible for TI Program | 2019-10-24 | 2019-10-28 | 2021-10-30 | SolarEdge | SE3800H-US | Inverters | 3800 |  | 1 |  |  | 0.95 |  | Other | next to meter
NJSTRE1545384200 | NJSRRE1542582500 | Transition Incentive Program | Jersey City | 7305 | 8 | 4.8 | Residential | No | Behind the Meter | Behind the Meter |  | None | EMT Renewables | PSE&G | Eligible for TI Program | 2019-10-24 | 2019-10-28 | 2021-10-30 | Trina | TSM-300-BLK | Solar Panels |  | 0.3 | 16 | 40 | 122 |  | Fixed | Roof
NJSTRE1545384203 | NJSRRE1542790686 | Transition Incentive Program | Sayreville | 8872 | 11 | 7.04 | Residential | Yes | Behind the Meter | Behind the Meter |  | None | Skyline Solar, LLC | JCP&L | Eligible for TI Program | 2019-10-30 | 2019-11-01 | 2021-10-30 | SolarEdge | SE5000H-US | Inverters | 5000 |  | 1 |  |  | 0.99 |  | Outside | within ten feet of meter
NJSTRE1545384203 | NJSRRE1542790686 | Transition Incentive Program | Sayreville | 8872 | 11 | 7.04 | Residential | Yes | Behind the Meter | Behind the Meter |  | None | Skyline Solar, LLC | JCP&L | Eligible for TI Program | 2019-10-30 | 2019-11-01 | 2021-10-30 | Hanwha Q-Cells | Q.PEAK DUO-G5 320 | Solar Panels |  | 0.32 | 22 | 260 | 34 |  | Fixed | Roof
NJSTRE1545384204 | NJSRRE1542684738 | Transition Incentive Program | Sewell | 8080 | 15 | 8.19 | Residential | Yes | Behind the Meter | Net-metered residential rooftop and canopy |  | None | Vivint Solar Developer, LLC | AC Electric | Accepted | 2019-10-28 | 2019-10-30 | 2021-10-30 | Solar Edge | SE7600H-US000BNC4 | Inverters | 7600 |  | 1 |  |  | 0.992 |  | Outdoor | Near the utility meter
NJSTRE1545384204 | NJSRRE1542684738 | Transition Incentive Program | Sewell | 8080 | 15 | 8.19 | Residential | Yes | Behind the Meter | Net-metered residential rooftop and canopy |  | None | Vivint Solar Developer, LLC | AC Electric | Accepted | 2019-10-28 | 2019-10-30 | 2021-10-30 | Hanwha Solar | Q.PEAK BLK-G5 315 | Solar Panels |  | 0.315 | 26 | 127 | 28 |  | Fixed | Roof
NJSTRE1545384205 | NJSRRE1542543887 | Transition Incentive Program | Newark City | 7112 | 9 | 2.61 | Residential | Yes | Behind the Meter | Behind the Meter |  | None | Sunrun Installation Services, Inc. | PSE&G | Eligible for TI Program | 2019-10-15 | 2019-10-17 | 2021-10-30 | SolarEdge Technologies | SE3000H-USRGM | Inverters | 3000 |  | 1 |  |  | 0.96 |  | Outdoor | Next To Meter
NJSTRE1545384205 | NJSRRE1542543887 | Transition Incentive Program | Newark City | 7112 | 9 | 2.61 | Residential | Yes | Behind the Meter | Behind the Meter |  | None | Sunrun Installation Services, Inc. | PSE&G | Eligible for TI Program | 2019-10-15 | 2019-10-17 | 2021-10-30 | REC Solar | REC290TP2 BLK | Solar Panels |  | 0.29 | 3 | 30 | 23 |  | Fixed | Roof
NJSTRE1545384205 | NJSRRE1542543887 | Transition Incentive Program | Newark City | 7112 | 9 | 2.61 | Residential | Yes | Behind the Meter | Behind the Meter |  | None | Sunrun Installation Services, Inc. | PSE&G | Eligible for TI Program | 2019-10-15 | 2019-10-17 | 2021-10-30 | REC Solar | REC290TP2 BLK | Solar Panels |  | 0.29 | 6 | 300 | 23 |  | Fixed | Roof
NJSTRE1545384206 | NJSRRE1542562051 | Transition Incentive Program | Westfield | 7090 | 10 | 7.48 | Residential | No | Behind the Meter | Behind the Meter |  | None | Green Power Energy | PSE&G | Eligible for TI Program | 2019-10-21 | 2019-10-23 | 2021-10-30 | SolarEdge | SE6000H-US | Inverters | 6000 |  | 1 |  |  | 0.97 |  | Outside | next to meter
NJSTRE1545384206 | NJSRRE1542562051 | Transition Incentive Program | Westfield | 7090 | 10 | 7.48 | Residential | No | Behind the Meter | Behind the Meter |  | None | Green Power Energy | PSE&G | Eligible for TI Program | 2019-10-21 | 2019-10-23 | 2021-10-30 | Panasonic | VBHN325KA03 | Solar Panels |  | 0.325 | 23 | 126 | 30 |  | Fixed | Roof
NJSTRE1545384207 | NJSRRE1542500907 | Transition Incentive Program | Somers Point | 8244 | 19 | 7.04 | Residential | Yes | Behind the Meter | Behind the Meter |  | None | Skyline Solar, LLC | AC Electric | Eligible for TI Program | 2019-10-03 | 2019-10-08 | 2021-10-30 | SolarEdge | SE5000H-US | Inverters | 5000 |  | 1 |  |  | 0.99 |  | Outside | within ten feet of meter
NJSTRE1545384207 | NJSRRE1542500907 | Transition Incentive Program | Somers Point | 8244 | 19 | 7.04 | Residential | Yes | Behind the Meter | Behind the Meter |  | None | Skyline Solar, LLC | AC Electric | Eligible for TI Program | 2019-10-03 | 2019-10-08 | 2021-10-30 | Hanwha Q-Cells | Q.PEAK DUO-G5 320 | Solar Panels |  | 0.32 | 22 | 134 | 20 |  | Fixed | Roof
NJSTRE1545384208 | NJSRRE1542543703 | Transition Incentive Program | Roselle Park | 7204 | 10 | 8.51 | Residential | No | Behind the Meter | Net-metered residential rooftop and canopy |  | None | Suntuity Solar LLC | PSE&G | Accepted | 2019-10-15 | 2019-10-17 | 2021-10-30 | Enphase Energy | IQ7-60-2-US | Inverters | 240 |  | 27 |  |  | 0.97 |  | Outdoor | Behind the PV Modules
NJSTRE1545384208 | NJSRRE1542543703 | Transition Incentive Program | Roselle Park | 7204 | 10 | 8.51 | Residential | No | Behind the Meter | Net-metered residential rooftop and canopy |  | None | Suntuity Solar LLC | PSE&G | Accepted | 2019-10-15 | 2019-10-17 | 2021-10-30 | Yingli Green Energy | YL315D-30b | Solar Panels |  | 0.315 | 4 | 51 | 42 |  | Fixed | Roof
NJSTRE1545384208 | NJSRRE1542543703 | Transition Incentive Program | Roselle Park | 7204 | 10 | 8.51 | Residential | No | Behind the Meter | Net-metered residential rooftop and canopy |  | None | Suntuity Solar LLC | PSE&G | Accepted | 2019-10-15 | 2019-10-17 | 2021-10-30 | Yingli Green Energy | YL315D-30b | Solar Panels |  | 0.315 | 8 | 231 | 23 |  | Fixed | Roof
NJSTRE1545384208 | NJSRRE1542543703 | Transition Incentive Program | Roselle Park | 7204 | 10 | 8.51 | Residential | No | Behind the Meter | Net-metered residential rooftop and canopy |  | None | Suntuity Solar LLC | PSE&G | Accepted | 2019-10-15 | 2019-10-17 | 2021-10-30 | Yingli Green Energy | YL315D-30b | Solar Panels |  | 0.315 | 15 | 231 | 42 |  | Fixed | Roof
NJSTRE1545384214 | NJSRRE1542581815 | Transition Incentive Program | Waterford | 8089 | 14 | 2.61 | Residential | Yes | Behind the Meter | Behind the Meter |  | None | Sunrun Installation Services, Inc. | AC Electric | Eligible for TI Program | 2019-10-24 | 2020-01-15 | 2021-10-30 | Delta Electronics | M4-TL-US | Inverters | 3840 |  | 1 |  |  | 0.96 |  | Outdoor | Next To Meter
NJSTRE1545384214 | NJSRRE1542581815 | Transition Incentive Program | Waterford | 8089 | 14 | 2.61 | Residential | Yes | Behind the Meter | Behind the Meter |  | None | Sunrun Installation Services, Inc. | AC Electric | Eligible for TI Program | 2019-10-24 | 2020-01-15 | 2021-10-30 | REC Solar | REC290TP2 BLK | Solar Panels |  | 0.29 | 9 | 298 | 27 |  | Fixed | Roof
NJSTRE1545384215 | NJSRRE1542553746 | Transition Incentive Program | Cape May | 8204 | 21 | 9.92 | Residential | Yes | Behind the Meter | Behind the Meter |  | None | Orbit Energy & Power, LLC | AC Electric | Eligible for TI Program | 2019-10-17 | 2019-10-21 | 2021-10-30 | trina | tsm 310 | Inverters | 240 |  | 32 |  |  | 0.986 |  | Outside | panel
NJSTRE1545384215 | NJSRRE1542553746 | Transition Incentive Program | Cape May | 8204 | 21 | 9.92 | Residential | Yes | Behind the Meter | Behind the Meter |  | None | Orbit Energy & Power, LLC | AC Electric | Eligible for TI Program | 2019-10-17 | 2019-10-21 | 2021-10-30 | trina | tsm 310 | Solar Panels |  | 0.31 | 10 | 231 | 27 |  | Fixed | Roof
NJSTRE1545384215 | NJSRRE1542553746 | Transition Incentive Program | Cape May | 8204 | 21 | 9.92 | Residential | Yes | Behind the Meter | Behind the Meter |  | None | Orbit Energy & Power, LLC | AC Electric | Eligible for TI Program | 2019-10-17 | 2019-10-21 | 2021-10-30 | trina | tsm 310 | Solar Panels |  | 0.31 | 6 | 141 | 27 |  | Fixed | Roof
NJSTRE1545384215 | NJSRRE1542553746 | Transition Incentive Program | Cape May | 8204 | 21 | 9.92 | Residential | Yes | Behind the Meter | Behind the Meter |  | None | Orbit Energy & Power, LLC | AC Electric | Eligible for TI Program | 2019-10-17 | 2019-10-21 | 2021-10-30 | trina | tsm 310 | Solar Panels |  | 0.31 | 10 | 51 | 27 |  | Fixed | Roof
NJSTRE1545384215 | NJSRRE1542553746 | Transition Incentive Program | Cape May | 8204 | 21 | 9.92 | Residential | Yes | Behind the Meter | Behind the Meter |  | None | Orbit Energy & Power, LLC | AC Electric | Eligible for TI Program | 2019-10-17 | 2019-10-21 | 2021-10-30 | trina | tsm 310 | Solar Panels |  | 0.31 | 6 | 321 | 27 |  | Fixed | Roof
NJSTRE1545384216 | NJSRRE1543533488 | Transition Incentive Program | HOLMDEL | 7733 | 17 | 11.34 | Residential | Yes | Behind the Meter | Net-metered residential rooftop and canopy |  | None | Tesla Energy Operations Inc. | JCP&L | Accepted | 2019-12-12 | 2019-12-17 | 2021-10-30 | Tesla | AC Powerwall 2.0 | Electric Storage Battery |  |  | 2 |  |  |  | Lithium Ion |  | Outside
NJSTRE1545384216 | NJSRRE1543533488 | Transition Incentive Program | HOLMDEL | 7733 | 17 | 11.34 | Residential | Yes | Behind the Meter | Net-metered residential rooftop and canopy |  | None | Tesla Energy Operations Inc. | JCP&L | Accepted | 2019-12-12 | 2019-12-17 | 2021-10-30 | SOLAREDGE | SE10000H-US000SNC2 | Inverters | 10000 |  | 1 |  |  | 0.98 |  | Outdoor | Outdoor
NJSTRE1545384216 | NJSRRE1543533488 | Transition Incentive Program | HOLMDEL | 7733 | 17 | 11.34 | Residential | Yes | Behind the Meter | Net-metered residential rooftop and canopy |  | None | Tesla Energy Operations Inc. | JCP&L | Accepted | 2019-12-12 | 2019-12-17 | 2021-10-30 | Hanwha Q-Cells | Q.Peak DUO BLK-G5/SC315 | Solar Panels |  | 0.315 | 10 | 242 | 34 |  | Fixed | Roof
NJSTRE1545384216 | NJSRRE1543533488 | Transition Incentive Program | HOLMDEL | 7733 | 17 | 11.34 | Residential | Yes | Behind the Meter | Net-metered residential rooftop and canopy |  | None | Tesla Energy Operations Inc. | JCP&L | Accepted | 2019-12-12 | 2019-12-17 | 2021-10-30 | Hanwha Q-Cells | Q.Peak DUO BLK-G5/SC315 | Solar Panels |  | 0.315 | 5 | 152 | 34 |  | Fixed | Roof
NJSTRE1545384216 | NJSRRE1543533488 | Transition Incentive Program | HOLMDEL | 7733 | 17 | 11.34 | Residential | Yes | Behind the Meter | Net-metered residential rooftop and canopy |  | None | Tesla Energy Operations Inc. | JCP&L | Accepted | 2019-12-12 | 2019-12-17 | 2021-10-30 | Hanwha Q-Cells | Q.Peak DUO BLK-G5/SC315 | Solar Panels |  | 0.315 | 11 | 242 | 34 |  | Fixed | Roof
NJSTRE1545384216 | NJSRRE1543533488 | Transition Incentive Program | HOLMDEL | 7733 | 17 | 11.34 | Residential | Yes | Behind the Meter | Net-metered residential rooftop and canopy |  | None | Tesla Energy Operations Inc. | JCP&L | Accepted | 2019-12-12 | 2019-12-17 | 2021-10-30 | Hanwha Q-Cells | Q.Peak DUO BLK-G5/SC315 | Solar Panels |  | 0.315 | 10 | 152 | 43 |  | Fixed | Roof
NJSTRE1545384217 | NJSRRE1544414164 | Transition Incentive Program | Rutherford | 7070 | 7 | 3.6 | Residential | No | Behind the Meter | Net-metered residential rooftop and canopy |  | None | SunPower Corporation, Systems | PSE&G | Accepted | 2020-02-06 | 2020-02-10 | 2021-10-30 | SUNPOWER | SPR-E20-327-E-AC | Inverters | 320 |  | 11 |  |  | 0.96 |  | Other | under each panel
NJSTRE1545384217 | NJSRRE1544414164 | Transition Incentive Program | Rutherford | 7070 | 7 | 3.6 | Residential | No | Behind the Meter | Net-metered residential rooftop and canopy |  | None | SunPower Corporation, Systems | PSE&G | Accepted | 2020-02-06 | 2020-02-10 | 2021-10-30 | SUNPOWER | SPR-E20-327-E-AC | Solar Panels |  | 0.327 | 3 | 23 | 40 |  | Fixed | Roof
NJSTRE1545384217 | NJSRRE1544414164 | Transition Incentive Program | Rutherford | 7070 | 7 | 3.6 | Residential | No | Behind the Meter | Net-metered residential rooftop and canopy |  | None | SunPower Corporation, Systems | PSE&G | Accepted | 2020-02-06 | 2020-02-10 | 2021-10-30 | SUNPOWER | SPR-E20-327-E-AC | Solar Panels |  | 0.327 | 8 | 203 | 40 |  | Fixed | Roof
NJSTRE1545384219 | NJSRRE1543536156 | Transition Incentive Program | Burlington Twp | 8016 | 13 | 7.04 | Residential | Yes | Behind the Meter | Behind the Meter |  | None | Skyline Solar, LLC | PSE&G | Eligible for TI Program | 2019-12-13 | 2019-12-17 | 2021-10-30 | SolarEdge | SE5000H-US | Inverters | 5000 |  | 1 |  |  | 0.99 |  | Outside | within ten feet of meter
NJSTRE1545384219 | NJSRRE1543536156 | Transition Incentive Program | Burlington Twp | 8016 | 13 | 7.04 | Residential | Yes | Behind the Meter | Behind the Meter |  | None | Skyline Solar, LLC | PSE&G | Eligible for TI Program | 2019-12-13 | 2019-12-17 | 2021-10-30 | Hanwha Q-Cells | Q.PEAK DUO-G5 320 | Solar Panels |  | 0.32 | 22 | 89 | 34 |  | Fixed | Roof
NJSTRE1545384221 | NJSRRE1544466651 | Transition Incentive Program | FLEMINGTON | 8822 | 4 | 9.77 | Residential | No | Behind the Meter | Behind the Meter |  | None | Tesla Energy Operations Inc | JCP&L | Eligible for TI Program | 2020-02-17 | 2020-02-20 | 2021-10-30 | SolarEdge Technologies Ltd. | SE10000H-US [240V] | Inverters | 10000 |  | 1 |  |  | 0.99 |  | Outdoor | Outdoor
NJSTRE1545384221 | NJSRRE1544466651 | Transition Incentive Program | FLEMINGTON | 8822 | 4 | 9.77 | Residential | No | Behind the Meter | Behind the Meter |  | None | Tesla Energy Operations Inc | JCP&L | Eligible for TI Program | 2020-02-17 | 2020-02-20 | 2021-10-30 | Hanwha Q CELLS | Q.PEAK DUO BLK-G5/SC315 | Solar Panels |  | 0.315 | 7 | 128 | 45 |  | Fixed | Roof
NJSTRE1545384221 | NJSRRE1544466651 | Transition Incentive Program | FLEMINGTON | 8822 | 4 | 9.77 | Residential | No | Behind the Meter | Behind the Meter |  | None | Tesla Energy Operations Inc | JCP&L | Eligible for TI Program | 2020-02-17 | 2020-02-20 | 2021-10-30 | Hanwha Q CELLS | Q.PEAK DUO BLK-G5/SC315 | Solar Panels |  | 0.315 | 12 | 218 | 34 |  | Fixed | Roof
NJSTRE1545384221 | NJSRRE1544466651 | Transition Incentive Program | FLEMINGTON | 8822 | 4 | 9.77 | Residential | No | Behind the Meter | Behind the Meter |  | None | Tesla Energy Operations Inc | JCP&L | Eligible for TI Program | 2020-02-17 | 2020-02-20 | 2021-10-30 | Hanwha Q CELLS | Q.PEAK DUO BLK-G5/SC315 | Solar Panels |  | 0.315 | 6 | 128 | 45 |  | Fixed | Roof
NJSTRE1545384221 | NJSRRE1544466651 | Transition Incentive Program | FLEMINGTON | 8822 | 4 | 9.77 | Residential | No | Behind the Meter | Behind the Meter |  | None | Tesla Energy Operations Inc | JCP&L | Eligible for TI Program | 2020-02-17 | 2020-02-20 | 2021-10-30 | Hanwha Q CELLS | Q.PEAK DUO BLK-G5/SC315 | Solar Panels |  | 0.315 | 6 | 308 | 45 |  | Fixed | Roof
NJSTRE1545384222 | NJSRRE1544165305 | Transition Incentive Program | Clifton | 7011 | 6 | 11.7 | Residential | No | Behind the Meter | Net-metered residential rooftop and canopy |  | None | Accord Power Inc | PSE&G | Accepted | 2020-01-16 | 2020-01-20 | 2021-10-30 | AP System | YC600 | Inverters | 600 |  | 12 |  |  | 0.967 |  | Outdoor | roof
NJSTRE1545384222 | NJSRRE1544165305 | Transition Incentive Program | Clifton | 7011 | 6 | 11.7 | Residential | No | Behind the Meter | Net-metered residential rooftop and canopy |  | None | Accord Power Inc | PSE&G | Accepted | 2020-01-16 | 2020-01-20 | 2021-10-30 | Hanwah | Q.Cell 325 | Solar Panels |  | 0.325 | 36 | 188 | 23 |  | Fixed | Roof
NJSTRE1545384224 | NJSRRE1544352957 | Transition Incentive Program | galloway | 8205 | 19 | 15.41 | Residential | No | Behind the Meter | Net-metered residential ground mount |  | None | Vision Solar LLC | AC Electric | Accepted | 2020-02-04 | 2020-02-07 | 2021-10-30 | enphase | iq7-60-2-us | Inverters | 0.25 |  | 46 |  |  | 0.96 |  | Other | behind panels
NJSTRE1545384224 | NJSRRE1544352957 | Transition Incentive Program | galloway | 8205 | 19 | 15.41 | Residential | No | Behind the Meter | Net-metered residential ground mount |  | None | Vision Solar LLC | AC Electric | Accepted | 2020-02-04 | 2020-02-07 | 2021-10-30 | hanwa qcells | qpeak duo g5 315 | Solar Panels |  | 0.335 | 46 | 180 | 30 |  | Fixed | Roof
NJSTRE1545384225 | NJSRRE1543574902 | Transition Incentive Program | Fair Lawn | 7410 | 7 | 7.04 | Residential | Yes | Behind the Meter | Behind the Meter |  | None | Skyline Solar, LLC | PSE&G | Eligible for TI Program | 2019-12-20 | 2019-12-26 | 2021-10-30 | SolarEdge | SE5000H-US | Inverters | 5000 |  | 1 |  |  | 0.99 |  | Outside | within ten feet of meter
NJSTRE1545384225 | NJSRRE1543574902 | Transition Incentive Program | Fair Lawn | 7410 | 7 | 7.04 | Residential | Yes | Behind the Meter | Behind the Meter |  | None | Skyline Solar, LLC | PSE&G | Eligible for TI Program | 2019-12-20 | 2019-12-26 | 2021-10-30 | Hanwha Q-Cells | Q.PEAK DUO-G5 320 | Solar Panels |  | 0.32 | 22 | 251,71 | 26 |  | Fixed | Roof
NJSTRE1545384226 | NJSRRE1544457635 | Transition Incentive Program | Bergenfield | 7621 | 7 | 9.92 | Residential | Yes | Behind the Meter | Behind the Meter |  | None | Sunrun Installation Services, Inc. | PSE&G | Eligible for TI Program | 2020-02-14 | 2020-02-19 | 2021-10-30 | Delta Electronics | M4-TL-US | Inverters | 3840 |  | 2 |  |  | 0.96 |  | Outdoor | Next To Meter
NJSTRE1545384226 | NJSRRE1544457635 | Transition Incentive Program | Bergenfield | 7621 | 7 | 9.92 | Residential | Yes | Behind the Meter | Behind the Meter |  | None | Sunrun Installation Services, Inc. | PSE&G | Eligible for TI Program | 2020-02-14 | 2020-02-19 | 2021-10-30 | REC Solar | REC310TP2M | Solar Panels |  | 0.31 | 8 | 266 | 23 |  | Fixed | Roof
NJSTRE1545384226 | NJSRRE1544457635 | Transition Incentive Program | Bergenfield | 7621 | 7 | 9.92 | Residential | Yes | Behind the Meter | Behind the Meter |  | None | Sunrun Installation Services, Inc. | PSE&G | Eligible for TI Program | 2020-02-14 | 2020-02-19 | 2021-10-30 | REC Solar | REC310TP2M | Solar Panels |  | 0.31 | 8 | 86 | 23 |  | Fixed | Roof
NJSTRE1545384226 | NJSRRE1544457635 | Transition Incentive Program | Bergenfield | 7621 | 7 | 9.92 | Residential | Yes | Behind the Meter | Behind the Meter |  | None | Sunrun Installation Services, Inc. | PSE&G | Eligible for TI Program | 2020-02-14 | 2020-02-19 | 2021-10-30 | REC Solar | REC310TP2M | Solar Panels |  | 0.31 | 9 | 86 | 23 |  | Fixed | Roof
NJSTRE1545384226 | NJSRRE1544457635 | Transition Incentive Program | Bergenfield | 7621 | 7 | 9.92 | Residential | Yes | Behind the Meter | Behind the Meter |  | None | Sunrun Installation Services, Inc. | PSE&G | Eligible for TI Program | 2020-02-14 | 2020-02-19 | 2021-10-30 | REC Solar | REC310TP2M | Solar Panels |  | 0.31 | 7 | 266 | 23 |  | Fixed | Roof
NJSTRE1545384228 | NJSRRE1544549854 | Transition Incentive Program | Haledon | 7508 | 6 | 5.12 | Residential | Yes | Behind the Meter | Behind the Meter |  | None | Skyline Solar, LLC | PSE&G | Eligible for TI Program | 2020-02-28 | 2020-03-03 | 2021-10-30 | SolarEdge | SE3800H-US | Inverters | 3800 |  | 1 |  |  | 0.99 |  | Outside | within ten feet of meter
NJSTRE1545384228 | NJSRRE1544549854 | Transition Incentive Program | Haledon | 7508 | 6 | 5.12 | Residential | Yes | Behind the Meter | Behind the Meter |  | None | Skyline Solar, LLC | PSE&G | Eligible for TI Program | 2020-02-28 | 2020-03-03 | 2021-10-30 | Hanwha Q-Cells | Q.PEAK DUO-G5 320 | Solar Panels |  | 0.32 | 16 | 138 | 20 |  | Fixed | Roof
NJSTRE1545384229 | NJSRRE1544308865 | Transition Incentive Program | Jersey City | 7306 | 8 | 3.84 | Residential | Yes | Behind the Meter | Behind the Meter |  | None | Skyline Solar, LLC | PSE&G | Eligible for TI Program | 2020-01-27 | 2020-01-29 | 2021-10-30 | SolarEdge | SE3800H-US | Inverters | 3800 |  | 1 |  |  | 0.99 |  | Outside | within ten feet of meter
NJSTRE1545384229 | NJSRRE1544308865 | Transition Incentive Program | Jersey City | 7306 | 8 | 3.84 | Residential | Yes | Behind the Meter | Behind the Meter |  | None | Skyline Solar, LLC | PSE&G | Eligible for TI Program | 2020-01-27 | 2020-01-29 | 2021-10-30 | Hanwha Q-Cells | Q.PEAK DUO-G5 320 | Solar Panels |  | 0.32 | 12 | 121 | 16 |  | Fixed | Roof
NJSTRE1545384231 | NJSRRE1544165376 | Transition Incentive Program | Sicklerville | 8081 | 14 | 5.23 | Residential | Yes | Behind the Meter | Behind the Meter |  | None | EMT Renewables | AC Electric | Eligible for TI Program | 2020-01-14 | 2020-01-20 | 2021-10-30 | Sunpower | IQ7x-Type E Micro Inverters | Inverters | 320 |  | 16 |  |  | 0.97 |  | Outside | under panels
NJSTRE1545384231 | NJSRRE1544165376 | Transition Incentive Program | Sicklerville | 8081 | 14 | 5.23 | Residential | Yes | Behind the Meter | Behind the Meter |  | None | EMT Renewables | AC Electric | Eligible for TI Program | 2020-01-14 | 2020-01-20 | 2021-10-30 | Sunpower | 327W-BLK-D-AC | Solar Panels |  | 0.327 | 16 | 201 | 31 |  | Fixed | Roof
NJSTRE1545384236 | NJSRRE1543823289 | Transition Incentive Program | Hammonton | 8037 | 19 | 23.49 | Residential | Yes | Behind the Meter | Behind the Meter |  | None | Sunrun Installation Services, Inc. | AC Electric | Eligible for TI Program | 2019-12-27 | 2020-01-03 | 2021-10-30 | Enphase Energy | IQ7-60-x-US (240V) | Inverters | 240 |  | 81 |  |  | 0.96 |  | Outdoor | Rooftop
NJSTRE1545384236 | NJSRRE1543823289 | Transition Incentive Program | Hammonton | 8037 | 19 | 23.49 | Residential | Yes | Behind the Meter | Behind the Meter |  | None | Sunrun Installation Services, Inc. | AC Electric | Eligible for TI Program | 2019-12-27 | 2020-01-03 | 2021-10-30 | REC Solar | REC290TP2 BLK | Solar Panels |  | 0.29 | 12 | 322 | 23 |  | Fixed | Roof
NJSTRE1545384236 | NJSRRE1543823289 | Transition Incentive Program | Hammonton | 8037 | 19 | 23.49 | Residential | Yes | Behind the Meter | Behind the Meter |  | None | Sunrun Installation Services, Inc. | AC Electric | Eligible for TI Program | 2019-12-27 | 2020-01-03 | 2021-10-30 | REC Solar | REC290TP2 BLK | Solar Panels |  | 0.29 | 32 | 50 | 23 |  | Fixed | Roof
NJSTRE1545384236 | NJSRRE1543823289 | Transition Incentive Program | Hammonton | 8037 | 19 | 23.49 | Residential | Yes | Behind the Meter | Behind the Meter |  | None | Sunrun Installation Services, Inc. | AC Electric | Eligible for TI Program | 2019-12-27 | 2020-01-03 | 2021-10-30 | REC Solar | REC290TP2 BLK | Solar Panels |  | 0.29 | 29 | 230 | 23 |  | Fixed | Roof
NJSTRE1545384236 | NJSRRE1543823289 | Transition Incentive Program | Hammonton | 8037 | 19 | 23.49 | Residential | Yes | Behind the Meter | Behind the Meter |  | None | Sunrun Installation Services, Inc. | AC Electric | Eligible for TI Program | 2019-12-27 | 2020-01-03 | 2021-10-30 | REC Solar | REC290TP2 BLK | Solar Panels |  | 0.29 | 8 | 142 | 25 |  | Fixed | Roof
NJSTRE1545384238 | NJSRRE1544529865 | Transition Incentive Program | Clementon | 8021 | 14 | 5.03 | Residential | Yes | Behind the Meter | Net-metered residential rooftop and canopy |  | None | Vision Solar LLC | AC Electric | Accepted | 2020-02-25 | 2020-02-27 | 2021-10-30 | enphase | iq7-60-2-us | Inverters | 0.25 |  | 15 |  |  | 0.96 |  | Other | behind panels
NJSTRE1545384238 | NJSRRE1544529865 | Transition Incentive Program | Clementon | 8021 | 14 | 5.03 | Residential | Yes | Behind the Meter | Net-metered residential rooftop and canopy |  | None | Vision Solar LLC | AC Electric | Accepted | 2020-02-25 | 2020-02-27 | 2021-10-30 | lg solar | lg335n1k-v5 | Solar Panels |  | 0.335 | 6 | 356 | 12 |  | Fixed | Roof
NJSTRE1545384238 | NJSRRE1544529865 | Transition Incentive Program | Clementon | 8021 | 14 | 5.03 | Residential | Yes | Behind the Meter | Net-metered residential rooftop and canopy |  | None | Vision Solar LLC | AC Electric | Accepted | 2020-02-25 | 2020-02-27 | 2021-10-30 | lg solar | lg335n1k-v5 | Solar Panels |  | 0.335 | 3 | 176 | 25 |  | Fixed | Roof
NJSTRE1545384238 | NJSRRE1544529865 | Transition Incentive Program | Clementon | 8021 | 14 | 5.03 | Residential | Yes | Behind the Meter | Net-metered residential rooftop and canopy |  | None | Vision Solar LLC | AC Electric | Accepted | 2020-02-25 | 2020-02-27 | 2021-10-30 | lg solar | lg335n1k-v5 | Solar Panels |  | 0.335 | 6 | 176 | 12 |  | Fixed | Roof
NJSTRE1545384240 | NJSRRE1544413040 | Transition Incentive Program | Toms River | 8755 | 18 | 19.22 | Residential | No | Behind the Meter | Net-metered residential rooftop and canopy |  | None | Powerlutions | JCP&L | Accepted | 2020-02-06 | 2020-02-10 | 2021-10-30 | SolarEdge | SE7600H-US | Inverters | 7600 |  | 2 |  |  | 0.99 |  | Outdoor | near meter
NJSTRE1545384240 | NJSRRE1544413040 | Transition Incentive Program | Toms River | 8755 | 18 | 19.22 | Residential | No | Behind the Meter | Net-metered residential rooftop and canopy |  | None | Powerlutions | JCP&L | Accepted | 2020-02-06 | 2020-02-10 | 2021-10-30 | Trina | TSM-310 DD05A | Solar Panels |  | 0.31 | 20 | 117 | 34 |  | Fixed | Roof
NJSTRE1545384240 | NJSRRE1544413040 | Transition Incentive Program | Toms River | 8755 | 18 | 19.22 | Residential | No | Behind the Meter | Net-metered residential rooftop and canopy |  | None | Powerlutions | JCP&L | Accepted | 2020-02-06 | 2020-02-10 | 2021-10-30 | Trina | TSM-310 DD05A | Solar Panels |  | 0.31 | 18 | 297 | 34 |  | Fixed | Roof
NJSTRE1545384240 | NJSRRE1544413040 | Transition Incentive Program | Toms River | 8755 | 18 | 19.22 | Residential | No | Behind the Meter | Net-metered residential rooftop and canopy |  | None | Powerlutions | JCP&L | Accepted | 2020-02-06 | 2020-02-10 | 2021-10-30 | Trina | TSM-310 DD05A | Solar Panels |  | 0.31 | 24 | 207 | 43 |  | Fixed | Roof
NJSTRE1545384242 | NJSRRE1544334239 | Transition Incentive Program | RIVERSIDE | 8075 | 13 | 4.1 | Residential | Yes | Behind the Meter | Net-metered residential rooftop and canopy |  | None | Vivint Solar Developer, LLC | PSE&G | Accepted | 2020-01-30 | 2020-02-04 | 2021-10-30 | SolarEdge | SE3800H-US | Inverters | 3800 |  | 1 |  |  | 0.992 |  | Outdoor | Near the utility meter
NJSTRE1545384242 | NJSRRE1544334239 | Transition Incentive Program | RIVERSIDE | 8075 | 13 | 4.1 | Residential | Yes | Behind the Meter | Net-metered residential rooftop and canopy |  | None | Vivint Solar Developer, LLC | PSE&G | Accepted | 2020-01-30 | 2020-02-04 | 2021-10-30 | LG | LG315N1K-V5 | Solar Panels |  | 0.315 | 13 | 172 | 2 |  | Fixed | Roof
NJSTRE1545384243 | NJSRRE1544348720 | Transition Incentive Program | Irvington | 7111 | 9 | 5.61 | Residential | Yes | Behind the Meter | Behind the Meter |  | None | Sunrun Installation Services, Inc. | PSE&G | Eligible for TI Program | 2020-02-03 | 2020-02-06 | 2021-10-30 | Delta Electronics | M5-TL-US | Inverters | 4800 |  | 1 |  |  | 0.96 |  | Outdoor | Next To Meter
NJSTRE1545384243 | NJSRRE1544348720 | Transition Incentive Program | Irvington | 7111 | 9 | 5.61 | Residential | Yes | Behind the Meter | Behind the Meter |  | None | Sunrun Installation Services, Inc. | PSE&G | Eligible for TI Program | 2020-02-03 | 2020-02-06 | 2021-10-30 | LG Electronics | LG330N1C-A5 | Solar Panels |  | 0.33 | 6 | 128 | 23 |  | Fixed | Roof
NJSTRE1545384243 | NJSRRE1544348720 | Transition Incentive Program | Irvington | 7111 | 9 | 5.61 | Residential | Yes | Behind the Meter | Behind the Meter |  | None | Sunrun Installation Services, Inc. | PSE&G | Eligible for TI Program | 2020-02-03 | 2020-02-06 | 2021-10-30 | LG Electronics | LG330N1C-A5 | Solar Panels |  | 0.33 | 11 | 217 | 23 |  | Fixed | Roof
NJSTRE1545384245 | NJSRRE1544469890 | Transition Incentive Program | Flemington | 8822 | 4 | 17.98 | Residential | No | Behind the Meter | Behind the Meter |  | None | Sunrun Installation Services, Inc. | JCP&L | Eligible for TI Program | 2020-02-18 | 2020-02-21 | 2021-10-30 | Enphase Energy | IQ7-60-x-US (240V) | Inverters | 240 |  | 58 |  |  | 0.96 |  | Outdoor | Rooftop
NJSTRE1545384245 | NJSRRE1544469890 | Transition Incentive Program | Flemington | 8822 | 4 | 17.98 | Residential | No | Behind the Meter | Behind the Meter |  | None | Sunrun Installation Services, Inc. | JCP&L | Eligible for TI Program | 2020-02-18 | 2020-02-21 | 2021-10-30 | REC Solar | REC310TP2M | Solar Panels |  | 0.31 | 1 | 355 | 23 |  | Fixed | Roof
NJSTRE1545384245 | NJSRRE1544469890 | Transition Incentive Program | Flemington | 8822 | 4 | 17.98 | Residential | No | Behind the Meter | Behind the Meter |  | None | Sunrun Installation Services, Inc. | JCP&L | Eligible for TI Program | 2020-02-18 | 2020-02-21 | 2021-10-30 | REC Solar | REC310TP2M | Solar Panels |  | 0.31 | 57 | 175 | 23 |  | Fixed | Roof
NJSTRE1545384247 | NJSRRE1544465686 | Transition Incentive Program | Hamburg | 7419 | 1 | 13.74 | Residential | No | Behind the Meter | Behind the Meter |  | None | Green Power Energy | JCP&L | Eligible for TI Program | 2020-02-17 | 2020-02-19 | 2021-10-30 | SolarEdge | SE11400H | Inverters | 11400 |  | 1 |  |  | 0.97 |  | Outside | Next to meter
NJSTRE1545384247 | NJSRRE1544465686 | Transition Incentive Program | Hamburg | 7419 | 1 | 13.74 | Residential | No | Behind the Meter | Behind the Meter |  | None | Green Power Energy | JCP&L | Eligible for TI Program | 2020-02-17 | 2020-02-19 | 2021-10-30 | LG Electronics | LG335N1K-V5 | Solar Panels |  | 0.335 | 13 | 158 | 27 |  | Fixed | Roof
NJSTRE1545384247 | NJSRRE1544465686 | Transition Incentive Program | Hamburg | 7419 | 1 | 13.74 | Residential | No | Behind the Meter | Behind the Meter |  | None | Green Power Energy | JCP&L | Eligible for TI Program | 2020-02-17 | 2020-02-19 | 2021-10-30 | LG Electronics | LG335N1K-V5 | Solar Panels |  | 0.335 | 14 | 160 | 27 |  | Fixed | Roof
NJSTRE1545384247 | NJSRRE1544465686 | Transition Incentive Program | Hamburg | 7419 | 1 | 13.74 | Residential | No | Behind the Meter | Behind the Meter |  | None | Green Power Energy | JCP&L | Eligible for TI Program | 2020-02-17 | 2020-02-19 | 2021-10-30 | LG Electronics | LG335N1K-V5 | Solar Panels |  | 0.335 | 14 | 158 | 30 |  | Fixed | Roof
NJSTRE1545384250 | NJSRRE1543461291 | Transition Incentive Program | Vineland | 8360 | 20 | 7.32 | Residential | No | Behind the Meter | Net-metered residential rooftop and canopy |  | None | Bright Planet Solar | Vineland Muni Electric | Accepted | 2019-11-30 | 2019-12-04 | 2021-10-30 | SOLAR EDGE | SE5000H-USRGM | Inverters | 5000 |  | 1 |  |  | 0.98 |  | Outside | NEXT TO METER
NJSTRE1545384250 | NJSRRE1543461291 | Transition Incentive Program | Vineland | 8360 | 20 | 7.32 | Residential | No | Behind the Meter | Net-metered residential rooftop and canopy |  | None | Bright Planet Solar | Vineland Muni Electric | Accepted | 2019-11-30 | 2019-12-04 | 2021-10-30 | TRINA SOLAR | TSM-DD05A.05(II) 305W | Solar Panels |  | 0.305 | 14 | 92 | 23 |  | Fixed | Roof
NJSTRE1545384250 | NJSRRE1543461291 | Transition Incentive Program | Vineland | 8360 | 20 | 7.32 | Residential | No | Behind the Meter | Net-metered residential rooftop and canopy |  | None | Bright Planet Solar | Vineland Muni Electric | Accepted | 2019-11-30 | 2019-12-04 | 2021-10-30 | TRINA SOLAR | TSM-DD05A.05(II) 305W | Solar Panels |  | 0.305 | 5 | 184 | 34 |  | Fixed | Roof
NJSTRE1545384250 | NJSRRE1543461291 | Transition Incentive Program | Vineland | 8360 | 20 | 7.32 | Residential | No | Behind the Meter | Net-metered residential rooftop and canopy |  | None | Bright Planet Solar | Vineland Muni Electric | Accepted | 2019-11-30 | 2019-12-04 | 2021-10-30 | TRINA SOLAR | TSM-DD05A.05(II) 305W | Solar Panels |  | 0.305 | 5 | 275 | 23 |  | Fixed | Roof
NJSTRE1545384251 | NJSRRE1544514304 | Transition Incentive Program | Middlesex | 8846 | 11 | 7.04 | Residential | Yes | Behind the Meter | Behind the Meter |  | None | Skyline Solar, LLC | PSE&G | Eligible for TI Program | 2020-02-21 | 2020-02-25 | 2021-10-30 | SolarEdge | SE5000H-US | Inverters | 5000 |  | 1 |  |  | 0.99 |  | Outside | within ten feet of meter
NJSTRE1545384251 | NJSRRE1544514304 | Transition Incentive Program | Middlesex | 8846 | 11 | 7.04 | Residential | Yes | Behind the Meter | Behind the Meter |  | None | Skyline Solar, LLC | PSE&G | Eligible for TI Program | 2020-02-21 | 2020-02-25 | 2021-10-30 | Hanwha Q-Cells | Q.PEAK DUO-G5 320 | Solar Panels |  | 0.32 | 22 | 153 | 23 |  | Fixed | Roof
NJSTRE1545384252 | NJSRRE1544546964 | Transition Incentive Program | Bridgeton | 8302 | 20 | 6.37 | Residential | Yes | Behind the Meter | Net-metered residential rooftop and canopy |  | None | Vision Solar LLC | AC Electric | Accepted | 2020-02-27 | 2020-03-03 | 2021-10-30 | enphase | iq7-60-2-us | Inverters | 0.25 |  | 19 |  |  | 0.96 |  | Other | behind panels
NJSTRE1545384252 | NJSRRE1544546964 | Transition Incentive Program | Bridgeton | 8302 | 20 | 6.37 | Residential | Yes | Behind the Meter | Net-metered residential rooftop and canopy |  | None | Vision Solar LLC | AC Electric | Accepted | 2020-02-27 | 2020-03-03 | 2021-10-30 | lg solar | lg335n1k-v5 | Solar Panels |  | 0.335 | 7 | 290 | 27 |  | Fixed | Roof
NJSTRE1545384252 | NJSRRE1544546964 | Transition Incentive Program | Bridgeton | 8302 | 20 | 6.37 | Residential | Yes | Behind the Meter | Net-metered residential rooftop and canopy |  | None | Vision Solar LLC | AC Electric | Accepted | 2020-02-27 | 2020-03-03 | 2021-10-30 | lg solar | lg335n1k-v5 | Solar Panels |  | 0.335 | 12 | 110 | 27 |  | Fixed | Roof
NJSTRE1545384254 |  | Transition Incentive Program | Scotch Plains TWP | 7076 | 10 | 14.33 | Residential | No | Behind the Meter | Net-metered residential rooftop and canopy |  | None | Tesla Energy Operations Inc. | PSE&G | Accepted | 2020-07-31 | 2020-08-07 | 2021-10-30 | Delta | M8-TL-US [240V] | Inverters | 7680 |  | 1 |  |  | 0.975 |  | Outdoor | Outdoor
NJSTRE1545384254 |  | Transition Incentive Program | Scotch Plains TWP | 7076 | 10 | 14.33 | Residential | No | Behind the Meter | Net-metered residential rooftop and canopy |  | None | Tesla Energy Operations Inc. | PSE&G | Accepted | 2020-07-31 | 2020-08-07 | 2021-10-30 | Delta | M4-TL-US [240V] | Inverters | 3840 |  | 1 |  |  | 0.975 |  | Outdoor | Outdoor
NJSTRE1545384254 |  | Transition Incentive Program | Scotch Plains TWP | 7076 | 10 | 14.33 | Residential | No | Behind the Meter | Net-metered residential rooftop and canopy |  | None | Tesla Energy Operations Inc. | PSE&G | Accepted | 2020-07-31 | 2020-08-07 | 2021-10-30 | Tesla | SR60T1 | Solar Panels |  | 0.05847 | 52 | 301 | 39 |  | Fixed | Roof
NJSTRE1545384254 |  | Transition Incentive Program | Scotch Plains TWP | 7076 | 10 | 14.33 | Residential | No | Behind the Meter | Net-metered residential rooftop and canopy |  | None | Tesla Energy Operations Inc. | PSE&G | Accepted | 2020-07-31 | 2020-08-07 | 2021-10-30 | Tesla | SR60T1 | Solar Panels |  | 0.05847 | 58 | 121 | 40 |  | Fixed | Roof
NJSTRE1545384254 |  | Transition Incentive Program | Scotch Plains TWP | 7076 | 10 | 14.33 | Residential | No | Behind the Meter | Net-metered residential rooftop and canopy |  | None | Tesla Energy Operations Inc. | PSE&G | Accepted | 2020-07-31 | 2020-08-07 | 2021-10-30 | Tesla | SR60T1 | Solar Panels |  | 0.05847 | 75 | 211 | 40 |  | Fixed | Roof
NJSTRE1545384254 |  | Transition Incentive Program | Scotch Plains TWP | 7076 | 10 | 14.33 | Residential | No | Behind the Meter | Net-metered residential rooftop and canopy |  | None | Tesla Energy Operations Inc. | PSE&G | Accepted | 2020-07-31 | 2020-08-07 | 2021-10-30 | Tesla | SR60T1 | Solar Panels |  | 0.05847 | 60 | 121 | 36 |  | Fixed | Roof
NJSTRE1545384257 | NJSRRE1543501545 | Transition Incentive Program | Totowa | 7512 | 6 | 7.88 | Residential | Yes | Behind the Meter | Net-metered residential rooftop and canopy |  | None | Vivint Solar Developer, LLC | PSE&G | Accepted | 2019-12-09 | 2019-12-11 | 2021-10-30 | SOLAREDGE | SE7600H-US | Inverters | 7600 |  | 1 |  |  | 0.992 |  | Outdoor | Near the Utility Meter
NJSTRE1545384257 | NJSRRE1543501545 | Transition Incentive Program | Totowa | 7512 | 6 | 7.88 | Residential | Yes | Behind the Meter | Net-metered residential rooftop and canopy |  | None | Vivint Solar Developer, LLC | PSE&G | Accepted | 2019-12-09 | 2019-12-11 | 2021-10-30 | HANWHA SOLAR | Q.PEAK BLK-G5 315 | Solar Panels |  | 0.315 | 11 | 222 | 31 |  | Fixed | Roof
NJSTRE1545384257 | NJSRRE1543501545 | Transition Incentive Program | Totowa | 7512 | 6 | 7.88 | Residential | Yes | Behind the Meter | Net-metered residential rooftop and canopy |  | None | Vivint Solar Developer, LLC | PSE&G | Accepted | 2019-12-09 | 2019-12-11 | 2021-10-30 | HANWHA SOLAR | Q.PEAK BLK-G5 315 | Solar Panels |  | 0.315 | 9 | 42 | 31 |  | Fixed | Roof
NJSTRE1545384257 | NJSRRE1543501545 | Transition Incentive Program | Totowa | 7512 | 6 | 7.88 | Residential | Yes | Behind the Meter | Net-metered residential rooftop and canopy |  | None | Vivint Solar Developer, LLC | PSE&G | Accepted | 2019-12-09 | 2019-12-11 | 2021-10-30 | HANWHA SOLAR | Q.PEAK BLK-G5 315 | Solar Panels |  | 0.315 | 5 | 312 | 31 |  | Fixed | Roof
NJSTRE1545384261 | NJSRRE1544162483 | Transition Incentive Program | PENNSAUKEN | 8109 | 14 | 7.88 | Residential | Yes | Behind the Meter | Net-metered residential rooftop and canopy |  | None | Vivint Solar Developer, LLC | PSE&G | Accepted | 2020-01-13 | 2020-01-16 | 2021-10-30 | SolarEdge | SE7600H-US | Inverters | 7600 |  | 1 |  |  | 0.992 |  | Outdoor | Near the utility meter
NJSTRE1545384261 | NJSRRE1544162483 | Transition Incentive Program | PENNSAUKEN | 8109 | 14 | 7.88 | Residential | Yes | Behind the Meter | Net-metered residential rooftop and canopy |  | None | Vivint Solar Developer, LLC | PSE&G | Accepted | 2020-01-13 | 2020-01-16 | 2021-10-30 | Hanwha Solar | Q.PEAK BLK-G5 315 | Solar Panels |  | 0.315 | 2 | 214 | 40 |  | Fixed | Roof
NJSTRE1545384261 | NJSRRE1544162483 | Transition Incentive Program | PENNSAUKEN | 8109 | 14 | 7.88 | Residential | Yes | Behind the Meter | Net-metered residential rooftop and canopy |  | None | Vivint Solar Developer, LLC | PSE&G | Accepted | 2020-01-13 | 2020-01-16 | 2021-10-30 | Hanwha Solar | Q.PEAK BLK-G5 315 | Solar Panels |  | 0.315 | 7 | 304 | 40 |  | Fixed | Roof
NJSTRE1545384261 | NJSRRE1544162483 | Transition Incentive Program | PENNSAUKEN | 8109 | 14 | 7.88 | Residential | Yes | Behind the Meter | Net-metered residential rooftop and canopy |  | None | Vivint Solar Developer, LLC | PSE&G | Accepted | 2020-01-13 | 2020-01-16 | 2021-10-30 | Hanwha Solar | Q.PEAK BLK-G5 315 | Solar Panels |  | 0.315 | 8 | 124 | 40 |  | Fixed | Roof
NJSTRE1545384261 | NJSRRE1544162483 | Transition Incentive Program | PENNSAUKEN | 8109 | 14 | 7.88 | Residential | Yes | Behind the Meter | Net-metered residential rooftop and canopy |  | None | Vivint Solar Developer, LLC | PSE&G | Accepted | 2020-01-13 | 2020-01-16 | 2021-10-30 | Hanwha Solar | Q.PEAK BLK-G5 315 | Solar Panels |  | 0.315 | 6 | 304 | 39 |  | Fixed | Roof
NJSTRE1545384261 | NJSRRE1544162483 | Transition Incentive Program | PENNSAUKEN | 8109 | 14 | 7.88 | Residential | Yes | Behind the Meter | Net-metered residential rooftop and canopy |  | None | Vivint Solar Developer, LLC | PSE&G | Accepted | 2020-01-13 | 2020-01-16 | 2021-10-30 | Hanwha Solar | Q.PEAK BLK-G5 315 | Solar Panels |  | 0.315 | 2 | 34 | 40 |  | Fixed | Roof
NJSTRE1545384262 | NJSRRE1544343731 | Transition Incentive Program | Vineland | 8360 | 20 | 5.23 | Residential | Yes | Behind the Meter | Net-metered residential rooftop and canopy |  | None | SunnyMac LLC | Vineland Muni Electric | Accepted | 2020-01-31 | 2020-02-05 | 2021-10-30 | Enphase | IQ7XS-96-ACM-US | Inverters | 0.315 |  | 16 |  |  | 0.99 |  | Outdoor | roof
NJSTRE1545384262 | NJSRRE1544343731 | Transition Incentive Program | Vineland | 8360 | 20 | 5.23 | Residential | Yes | Behind the Meter | Net-metered residential rooftop and canopy |  | None | SunnyMac LLC | Vineland Muni Electric | Accepted | 2020-01-31 | 2020-02-05 | 2021-10-30 | Sunpower | SPR-E20-327 | Solar Panels |  | 0.327 | 16 | 274 | 34 |  | Fixed | Roof
NJSTRE1545384265 | NJSRRE1544450793 | Transition Incentive Program | Toms River | 8757 | 18 | 10.24 | Residential | No | Behind the Meter | Behind the Meter |  | None | Solar Specialists of New Jersey LLC | JCP&L | Eligible for TI Program | 2020-02-14 | 2020-02-18 | 2021-10-30 | Solar Edge | SE10000H-US | Inverters | 10000 |  | 1 |  |  | 0.98 |  | Outside | near meter
NJSTRE1545384265 | NJSRRE1544450793 | Transition Incentive Program | Toms River | 8757 | 18 | 10.24 | Residential | No | Behind the Meter | Behind the Meter |  | None | Solar Specialists of New Jersey LLC | JCP&L | Eligible for TI Program | 2020-02-14 | 2020-02-18 | 2021-10-30 | Canadian Solar | CS1K-320MS | Solar Panels |  | 0.32 | 6 | 257 | 23 |  | Fixed | Roof | House
NJSTRE1545384265 | NJSRRE1544450793 | Transition Incentive Program | Toms River | 8757 | 18 | 10.24 | Residential | No | Behind the Meter | Behind the Meter |  | None | Solar Specialists of New Jersey LLC | JCP&L | Eligible for TI Program | 2020-02-14 | 2020-02-18 | 2021-10-30 | Canadian Solar | CS1K-20MS | Solar Panels |  | 0.32 | 20 | 257 | 23 |  | Fixed | Roof | House
NJSTRE1545384265 | NJSRRE1544450793 | Transition Incentive Program | Toms River | 8757 | 18 | 10.24 | Residential | No | Behind the Meter | Behind the Meter |  | None | Solar Specialists of New Jersey LLC | JCP&L | Eligible for TI Program | 2020-02-14 | 2020-02-18 | 2021-10-30 | Canadian Solar | CS1K-320MS | Solar Panels |  | 0.32 | 6 | 257 | 14 |  | Fixed | Roof | House
NJSTRE1545384267 | NJSRRE1544428434 | Transition Incentive Program | EGG HARBOR TOWNSHIP | 8234 | 19 | 6.4 | Residential | Yes | Behind the Meter | Net-metered residential rooftop and canopy |  | None | Vivint Solar Developer, LLC | AC Electric | Accepted | 2020-02-10 | 2020-02-12 | 2021-10-30 | SolarEdge | SE7600H-US | Inverters | 7600 |  | 1 |  |  | 0.992 |  | Outdoor | Near the utility meter
NJSTRE1545384267 | NJSRRE1544428434 | Transition Incentive Program | EGG HARBOR TOWNSHIP | 8234 | 19 | 6.4 | Residential | Yes | Behind the Meter | Net-metered residential rooftop and canopy |  | None | Vivint Solar Developer, LLC | AC Electric | Accepted | 2020-02-10 | 2020-02-12 | 2021-10-30 | Jinko Solar | JKM320M-60HBL | Solar Panels |  | 0.32 | 20 | 188 | 24 |  | Fixed | Roof
NJSTRE1545384269 | NJSRRE1544550274 | Transition Incentive Program | LIVINGSTON TWP | 7039 | 9 | 9.45 | Residential | No | Behind the Meter | Net-metered residential rooftop and canopy |  | None | Tesla Energy Operations Inc | PSE&G | Accepted | 2020-02-28 | 2020-03-04 | 2021-10-30 | Tesla | AC Powerwall | Electric Storage Battery |  |  | 3 |  |  |  | Lithium Ion |  | Inside
NJSTRE1545384269 | NJSRRE1544550274 | Transition Incentive Program | LIVINGSTON TWP | 7039 | 9 | 9.45 | Residential | No | Behind the Meter | Net-metered residential rooftop and canopy |  | None | Tesla Energy Operations Inc | PSE&G | Accepted | 2020-02-28 | 2020-03-04 | 2021-10-30 | SolarEdge Technologies Ltd | SE7600H-US [240V] | Inverters | 7600 |  | 1 |  |  | 0.99 |  | Outdoor | Oitdoor
NJSTRE1545384269 | NJSRRE1544550274 | Transition Incentive Program | LIVINGSTON TWP | 7039 | 9 | 9.45 | Residential | No | Behind the Meter | Net-metered residential rooftop and canopy |  | None | Tesla Energy Operations Inc | PSE&G | Accepted | 2020-02-28 | 2020-03-04 | 2021-10-30 | SolarEdge Technologies Ltd | SE3000H-US [240V] | Inverters | 3000 |  | 1 |  |  | 0.99 |  | Outdoor | Outdoor
NJSTRE1545384269 | NJSRRE1544550274 | Transition Incentive Program | LIVINGSTON TWP | 7039 | 9 | 9.45 | Residential | No | Behind the Meter | Net-metered residential rooftop and canopy |  | None | Tesla Energy Operations Inc | PSE&G | Accepted | 2020-02-28 | 2020-03-04 | 2021-10-30 | Hanwha Q CELLS | Q.PEAK DUO BLK-G5/SC315 | Solar Panels |  | 0.315 | 9 | 212 | 30 |  | Fixed | Roof
NJSTRE1545384269 | NJSRRE1544550274 | Transition Incentive Program | LIVINGSTON TWP | 7039 | 9 | 9.45 | Residential | No | Behind the Meter | Net-metered residential rooftop and canopy |  | None | Tesla Energy Operations Inc | PSE&G | Accepted | 2020-02-28 | 2020-03-04 | 2021-10-30 | Hanwha Q CELLS | Q.PEAK DUO BLK-G5/SC315 | Solar Panels |  | 0.315 | 11 | 121 | 30 |  | Fixed | Roof
NJSTRE1545384269 | NJSRRE1544550274 | Transition Incentive Program | LIVINGSTON TWP | 7039 | 9 | 9.45 | Residential | No | Behind the Meter | Net-metered residential rooftop and canopy |  | None | Tesla Energy Operations Inc | PSE&G | Accepted | 2020-02-28 | 2020-03-04 | 2021-10-30 | Hanwha Q CELLS | Q.PEAK DUO BLK-G5/SC315 | Solar Panels |  | 0.315 | 10 | 32 | 30 |  | Fixed | Roof
NJSTRE1545384271 | NJSRRE1543514545 | Transition Incentive Program | Newark | 7107 | 9 | 4.1 | Residential | Yes | Behind the Meter | Net-metered residential rooftop and canopy |  | None | Vision Solar LLC | PSE&G | Accepted | 2020-01-08 | 2020-01-09 | 2021-10-30 | Enphase | iq7-60-2-us | Inverters | 0.25 |  | 13 |  |  | 0.96 |  | Other | behind panels
NJSTRE1545384271 | NJSRRE1543514545 | Transition Incentive Program | Newark | 7107 | 9 | 4.1 | Residential | Yes | Behind the Meter | Net-metered residential rooftop and canopy |  | None | Vision Solar LLC | PSE&G | Accepted | 2020-01-08 | 2020-01-09 | 2021-10-30 | hanwa qcells | q.peak duo-g5 315 | Solar Panels |  | 0.315 | 13 | 202 | 43 |  | Fixed | Roof
NJSTRE1545384272 | NJSRRE1544333454 | Transition Incentive Program | Atlantic City | 8401 | 19 | 5.18 | Residential | Yes | Behind the Meter | Behind the Meter |  | None | Sunrun Installation Services, Inc. | AC Electric | Eligible for TI Program | 2020-01-30 | 2020-02-03 | 2021-10-30 | Delta Electronics | M5-TL-US | Inverters | 4800 |  | 1 |  |  | 0.96 |  | Outdoor | Next To Meter
NJSTRE1545384272 | NJSRRE1544333454 | Transition Incentive Program | Atlantic City | 8401 | 19 | 5.18 | Residential | Yes | Behind the Meter | Behind the Meter |  | None | Sunrun Installation Services, Inc. | AC Electric | Eligible for TI Program | 2020-01-30 | 2020-02-03 | 2021-10-30 | LG Electronics | LG345N1C-V5 | Solar Panels |  | 0.345 | 6 | 153 | 27 |  | Fixed | Roof
NJSTRE1545384272 | NJSRRE1544333454 | Transition Incentive Program | Atlantic City | 8401 | 19 | 5.18 | Residential | Yes | Behind the Meter | Behind the Meter |  | None | Sunrun Installation Services, Inc. | AC Electric | Eligible for TI Program | 2020-01-30 | 2020-02-03 | 2021-10-30 | LG Electronics | LG345N1C-V5 | Solar Panels |  | 0.345 | 9 | 332 | 27 |  | Fixed | Roof
NJSTRE1545384275 | NJSRRE1544000897 | Transition Incentive Program | Union | 7083 | 10 | 5.44 | Residential | Yes | Behind the Meter | Behind the Meter |  | None | Sunrun Installation Services, Inc. | PSE&G | Eligible for TI Program | 2020-01-06 | 2020-01-09 | 2021-10-30 | Delta Electronics | M5-TL-US | Inverters | 4800 |  | 1 |  |  | 0.96 |  | Outdoor | Next To Meter
NJSTRE1545384275 | NJSRRE1544000897 | Transition Incentive Program | Union | 7083 | 10 | 5.44 | Residential | Yes | Behind the Meter | Behind the Meter |  | None | Sunrun Installation Services, Inc. | PSE&G | Eligible for TI Program | 2020-01-06 | 2020-01-09 | 2021-10-30 | Hanwha Q-Cells | Q.PEAK DUO-G7 320 | Solar Panels |  | 0.32 | 17 | 228 | 23 |  | Fixed | Roof
NJSTRE1545384278 | NJSRRE1544215816 | Transition Incentive Program | Cliffwood | 7721 | 17 | 5.36 | Residential | Yes | Behind the Meter | Net-metered residential rooftop and canopy |  | None | Vivint Solar Developer, LLC | JCP&L | Accepted | 2020-01-24 | 2020-01-28 | 2021-10-30 | SOLAREDGE | SE3800H-US | Inverters | 3800 |  | 1 |  |  | 0.992 |  | Outdoor | Near the Utility Meter
NJSTRE1545384278 | NJSRRE1544215816 | Transition Incentive Program | Cliffwood | 7721 | 17 | 5.36 | Residential | Yes | Behind the Meter | Net-metered residential rooftop and canopy |  | None | Vivint Solar Developer, LLC | JCP&L | Accepted | 2020-01-24 | 2020-01-28 | 2021-10-30 | HANWHA SOLAR | Q.PEAK BLK-G5 315 | Solar Panels |  | 0.315 | 17 | 149 | 21 |  | Fixed | Roof
NJSTRE1545384282 | NJSRRE1544431717 | Transition Incentive Program | Buena | 8310 | 19 | 6.7 | Residential | Yes | Behind the Meter | Net-metered residential rooftop and canopy |  | None | Vision Solar LLC | AC Electric | Accepted | 2020-02-11 | 2020-02-14 | 2021-10-30 | enphase | iq7-60-2-us | Inverters | 0.25 |  | 20 |  |  | 0.96 |  | Other | behind panels
NJSTRE1545384282 | NJSRRE1544431717 | Transition Incentive Program | Buena | 8310 | 19 | 6.7 | Residential | Yes | Behind the Meter | Net-metered residential rooftop and canopy |  | None | Vision Solar LLC | AC Electric | Accepted | 2020-02-11 | 2020-02-14 | 2021-10-30 | lg solar | lg335n1k-v5 | Solar Panels |  | 0.335 | 20 | 206 | 27 |  | Fixed | Roof
NJSTRE1545384283 | NJSRRE1544524469 | Transition Incentive Program | Willingboro | 8046 | 13 | 4.83 | Residential | No | Behind the Meter | Behind the Meter |  | None | Sunrun Installation Services, Inc. | PSE&G | Eligible for TI Program | 2020-02-24 | 2020-02-26 | 2021-10-30 | LG Chem | RESU 10H SEG | Electric Storage Battery |  |  | 1 |  |  |  | Lithium Ion |  | outside
NJSTRE1545384283 | NJSRRE1544524469 | Transition Incentive Program | Willingboro | 8046 | 13 | 4.83 | Residential | No | Behind the Meter | Behind the Meter |  | None | Sunrun Installation Services, Inc. | PSE&G | Eligible for TI Program | 2020-02-24 | 2020-02-26 | 2021-10-30 | SolarEdge Technologies | SE3800A-USS2RGM | Inverters | 3800 |  | 1 |  |  | 0.96 |  | Outdoor | Next To Meter
NJSTRE1545384283 | NJSRRE1544524469 | Transition Incentive Program | Willingboro | 8046 | 13 | 4.83 | Residential | No | Behind the Meter | Behind the Meter |  | None | Sunrun Installation Services, Inc. | PSE&G | Eligible for TI Program | 2020-02-24 | 2020-02-26 | 2021-10-30 | LG Electronics | LG345N1C-V5 | Solar Panels |  | 0.345 | 2 | 180 | 18 |  | Fixed | Roof
NJSTRE1545384283 | NJSRRE1544524469 | Transition Incentive Program | Willingboro | 8046 | 13 | 4.83 | Residential | No | Behind the Meter | Behind the Meter |  | None | Sunrun Installation Services, Inc. | PSE&G | Eligible for TI Program | 2020-02-24 | 2020-02-26 | 2021-10-30 | LG Electronics | LG345N1C-V5 | Solar Panels |  | 0.345 | 12 | 180 | 27 |  | Fixed | Roof
NJSTRE1545384284 | NJSRRE1544431715 | Transition Incentive Program | Totowa | 7512 | 6 | 5.76 | Residential | Yes | Behind the Meter | Net-metered residential rooftop and canopy |  | None | Vivint Solar Developer, LLC | PSE&G | Accepted | 2020-02-12 | 2020-02-14 | 2021-10-30 | SOLAREDGE | SE3800H-US | Inverters | 3800 |  | 1 |  |  | 0.992 |  | Outdoor | Near the Utility Meter
NJSTRE1545384284 | NJSRRE1544431715 | Transition Incentive Program | Totowa | 7512 | 6 | 5.76 | Residential | Yes | Behind the Meter | Net-metered residential rooftop and canopy |  | None | Vivint Solar Developer, LLC | PSE&G | Accepted | 2020-02-12 | 2020-02-14 | 2021-10-30 | JINKO SOLAR | JKM320M-60HBL | Solar Panels |  | 0.32 | 8 | 328 | 40 |  | Fixed | Roof
NJSTRE1545384284 | NJSRRE1544431715 | Transition Incentive Program | Totowa | 7512 | 6 | 5.76 | Residential | Yes | Behind the Meter | Net-metered residential rooftop and canopy |  | None | Vivint Solar Developer, LLC | PSE&G | Accepted | 2020-02-12 | 2020-02-14 | 2021-10-30 | JINKO SOLAR | JKM320M-60HBL | Solar Panels |  | 0.32 | 4 | 328 | 17 |  | Fixed | Roof
NJSTRE1545384284 | NJSRRE1544431715 | Transition Incentive Program | Totowa | 7512 | 6 | 5.76 | Residential | Yes | Behind the Meter | Net-metered residential rooftop and canopy |  | None | Vivint Solar Developer, LLC | PSE&G | Accepted | 2020-02-12 | 2020-02-14 | 2021-10-30 | JINKO SOLAR | JKM320M-60HBL | Solar Panels |  | 0.32 | 6 | 148 | 19 |  | Fixed | Roof
NJSTRE1545384286 | NJSRRE1544456286 | Transition Incentive Program | Berlin | 8009 | 14 | 3.84 | Residential | Yes | Behind the Meter | Behind the Meter |  | None | Skyline Solar, LLC | AC Electric | Eligible for TI Program | 2020-02-14 | 2020-02-18 | 2021-10-30 | SolarEdge | SE3800H-US | Inverters | 3800 |  | 1 |  |  | 0.99 |  | Outside | within ten feet of meter
NJSTRE1545384286 | NJSRRE1544456286 | Transition Incentive Program | Berlin | 8009 | 14 | 3.84 | Residential | Yes | Behind the Meter | Behind the Meter |  | None | Skyline Solar, LLC | AC Electric | Eligible for TI Program | 2020-02-14 | 2020-02-18 | 2021-10-30 | Hanwha Q-Cells | Q.PEAK DUO-G5 320 | Solar Panels |  | 0.32 | 12 | 263,83 | 21 |  | Fixed | Roof
NJSTRE1545384287 | NJSRRE1544226241 | Transition Incentive Program | Galloway | 8205 | 19 | 79.7 | Commercial | No | Behind the Meter | Behind the Meter |  | None | Spectacular Solar | AC Electric | Eligible for TI Program | 2020-01-24 | 2020-01-29 | 2021-10-30 | SOLAR EDGE | SE66.6K | Inverters | 66600 |  | 1 |  |  | 0.985 |  | Outside | BY THE METER
NJSTRE1545384287 | NJSRRE1544226241 | Transition Incentive Program | Galloway | 8205 | 19 | 79.7 | Commercial | No | Behind the Meter | Behind the Meter |  | None | Spectacular Solar | AC Electric | Eligible for TI Program | 2020-01-24 | 2020-01-29 | 2021-10-30 | AXITEC | AC-385MH/144S | Solar Panels |  | 0.385 | 43 | 221 | 20 |  | Fixed | Roof
NJSTRE1545384287 | NJSRRE1544226241 | Transition Incentive Program | Galloway | 8205 | 19 | 79.7 | Commercial | No | Behind the Meter | Behind the Meter |  | None | Spectacular Solar | AC Electric | Eligible for TI Program | 2020-01-24 | 2020-01-29 | 2021-10-30 | AXITEC | AC-385MH/144S | Solar Panels |  | 0.385 | 164 | 131 | 20 |  | Fixed | Roof
NJSTRE1545384288 | NJSRRE1544538167 | Transition Incentive Program | Vineland | 8360 | 20 | 6.7 | Residential | Yes | Behind the Meter | Net-metered residential rooftop and canopy |  | None | Vision Solar LLC | Vineland Muni Electric | Accepted | 2020-02-25 | 2020-02-28 | 2021-10-30 | enphase | iq7-60-2-us | Inverters | 0.25 |  | 20 |  |  | 0.96 |  | Other | behind panels
NJSTRE1545384288 | NJSRRE1544538167 | Transition Incentive Program | Vineland | 8360 | 20 | 6.7 | Residential | Yes | Behind the Meter | Net-metered residential rooftop and canopy |  | None | Vision Solar LLC | Vineland Muni Electric | Accepted | 2020-02-25 | 2020-02-28 | 2021-10-30 | lg solar | lg335n1k-v5 | Solar Panels |  | 0.335 | 20 | 177 | 20 |  | Fixed | Roof
NJSTRE1545384289 | NJSRRE1544113887 | Transition Incentive Program | Egg Harbor Township | 8234 | 19 | 11.06 | Residential | No | Behind the Meter | Behind the Meter |  | None | Green Power Energy | AC Electric | Eligible for TI Program | 2020-01-07 | 2020-01-09 | 2021-10-30 | SolarEdge | SE10000H-US | Inverters | 10000 |  | 1 |  |  | 0.97 |  | Outdoor | Next to meter
NJSTRE1545384289 | NJSRRE1544113887 | Transition Incentive Program | Egg Harbor Township | 8234 | 19 | 11.06 | Residential | No | Behind the Meter | Behind the Meter |  | None | Green Power Energy | AC Electric | Eligible for TI Program | 2020-01-07 | 2020-01-09 | 2021-10-30 | Hanwha | Q-Cells Q.PEAK DUO BLK-G6 335 | Solar Panels |  | 0.335 | 6 | 201 | 30 |  | Fixed | Roof
NJSTRE1545384289 | NJSRRE1544113887 | Transition Incentive Program | Egg Harbor Township | 8234 | 19 | 11.06 | Residential | No | Behind the Meter | Behind the Meter |  | None | Green Power Energy | AC Electric | Eligible for TI Program | 2020-01-07 | 2020-01-09 | 2021-10-30 | Hanwha | Q-Cells Q.PEAK DUO BLK-G6 335 | Solar Panels |  | 0.335 | 27 | 112 | 27 |  | Fixed | Roof
NJSTRE1545384290 | NJSRRE1543464433 | Transition Incentive Program | East Orange | 7017 | 9 | 4.64 | Residential | Yes | Behind the Meter | Behind the Meter |  | None | Sunrun Installation Services, Inc. | PSE&G | Eligible for TI Program | 2019-12-02 | 2019-12-04 | 2021-10-30 | Enphase Energy | IQ7-60-x-US (240V) | Inverters | 240 |  | 16 |  |  | 0.96 |  | Outdoor | Rooftop
NJSTRE1545384290 | NJSRRE1543464433 | Transition Incentive Program | East Orange | 7017 | 9 | 4.64 | Residential | Yes | Behind the Meter | Behind the Meter |  | None | Sunrun Installation Services, Inc. | PSE&G | Eligible for TI Program | 2019-12-02 | 2019-12-04 | 2021-10-30 | REC Solar | REC290TP2 BLK | Solar Panels |  | 0.29 | 6 | 198 | 14 |  | Fixed | Roof
NJSTRE1545384290 | NJSRRE1543464433 | Transition Incentive Program | East Orange | 7017 | 9 | 4.64 | Residential | Yes | Behind the Meter | Behind the Meter |  | None | Sunrun Installation Services, Inc. | PSE&G | Eligible for TI Program | 2019-12-02 | 2019-12-04 | 2021-10-30 | REC Solar | REC290TP2 BLK | Solar Panels |  | 0.29 | 8 | 18 | 14 |  | Fixed | Roof
NJSTRE1545384290 | NJSRRE1543464433 | Transition Incentive Program | East Orange | 7017 | 9 | 4.64 | Residential | Yes | Behind the Meter | Behind the Meter |  | None | Sunrun Installation Services, Inc. | PSE&G | Eligible for TI Program | 2019-12-02 | 2019-12-04 | 2021-10-30 | REC Solar | REC290TP2 BLK | Solar Panels |  | 0.29 | 2 | 198 | 27 |  | Fixed | Roof
NJSTRE1545384293 | NJSRRE1544469369 | Transition Incentive Program | Watchung | 7069 | 5 | 7.44 | Residential | Yes | Behind the Meter | Behind the Meter |  | None | Sunrun Installation Services, Inc. | PSE&G | Eligible for TI Program | 2020-02-18 | 2020-02-20 | 2021-10-30 | Enphase Energy | IQ7-60-x-US (240V) | Inverters | 240 |  | 24 |  |  | 0.96 |  | Outdoor | Rooftop
NJSTRE1545384293 | NJSRRE1544469369 | Transition Incentive Program | Watchung | 7069 | 5 | 7.44 | Residential | Yes | Behind the Meter | Behind the Meter |  | None | Sunrun Installation Services, Inc. | PSE&G | Eligible for TI Program | 2020-02-18 | 2020-02-20 | 2021-10-30 | REC Solar | REC310TP2M | Solar Panels |  | 0.31 | 4 | 224 | 34 |  | Fixed | Roof
NJSTRE1545384293 | NJSRRE1544469369 | Transition Incentive Program | Watchung | 7069 | 5 | 7.44 | Residential | Yes | Behind the Meter | Behind the Meter |  | None | Sunrun Installation Services, Inc. | PSE&G | Eligible for TI Program | 2020-02-18 | 2020-02-20 | 2021-10-30 | REC Solar | REC310TP2M | Solar Panels |  | 0.31 | 20 | 135 | 10 |  | Fixed | Roof
NJSTRE1545384296 | NJSRRE1544000925 | Transition Incentive Program | Rutherford | 7070 | 7 | 7.25 | Residential | Yes | Behind the Meter | Net-metered residential rooftop and canopy |  | None | Vision Solar LLC | PSE&G | Accepted | 2020-01-06 | 2020-01-09 | 2021-10-30 | Enphase | iq7-60-2-us | Inverters | 0.25 |  | 23 |  |  | 0.96 |  | Other | behind panels
NJSTRE1545384296 | NJSRRE1544000925 | Transition Incentive Program | Rutherford | 7070 | 7 | 7.25 | Residential | Yes | Behind the Meter | Net-metered residential rooftop and canopy |  | None | Vision Solar LLC | PSE&G | Accepted | 2020-01-06 | 2020-01-09 | 2021-10-30 | hanwa qcells | qpeak duo-g5 315 | Solar Panels |  | 0.315 | 9 | 37 | 27 |  | Fixed | Roof
NJSTRE1545384296 | NJSRRE1544000925 | Transition Incentive Program | Rutherford | 7070 | 7 | 7.25 | Residential | Yes | Behind the Meter | Net-metered residential rooftop and canopy |  | None | Vision Solar LLC | PSE&G | Accepted | 2020-01-06 | 2020-01-09 | 2021-10-30 | hanwa qcells | qpeak duo-g5 315 | Solar Panels |  | 0.315 | 14 | 217 | 27 |  | Fixed | Roof
NJSTRE1545384297 | NJSRRE1544326104 | Transition Incentive Program | Manahawkin | 8050 | 18 | 12.92 | Residential | Yes | Behind the Meter | Net-metered residential rooftop and canopy |  | None | Vivint Solar Developer, LLC | AC Electric | Accepted | 2020-01-29 | 2020-01-31 | 2021-10-30 | SOLAREDGE | SE10000H-US | Inverters | 10000 |  | 1 |  |  | 0.992 |  | Outdoor | Near the Utility Meter
NJSTRE1545384297 | NJSRRE1544326104 | Transition Incentive Program | Manahawkin | 8050 | 18 | 12.92 | Residential | Yes | Behind the Meter | Net-metered residential rooftop and canopy |  | None | Vivint Solar Developer, LLC | AC Electric | Accepted | 2020-01-29 | 2020-01-31 | 2021-10-30 | HANWHA SOLAR | Q.PEAK BLK-G5 315 | Solar Panels |  | 0.315 | 20 | 65 | 34 |  | Fixed | Roof
NJSTRE1545384297 | NJSRRE1544326104 | Transition Incentive Program | Manahawkin | 8050 | 18 | 12.92 | Residential | Yes | Behind the Meter | Net-metered residential rooftop and canopy |  | None | Vivint Solar Developer, LLC | AC Electric | Accepted | 2020-01-29 | 2020-01-31 | 2021-10-30 | HANWHA SOLAR | Q.PEAK BLK-G5 315 | Solar Panels |  | 0.315 | 7 | 245 | 34 |  | Fixed | Roof
NJSTRE1545384297 | NJSRRE1544326104 | Transition Incentive Program | Manahawkin | 8050 | 18 | 12.92 | Residential | Yes | Behind the Meter | Net-metered residential rooftop and canopy |  | None | Vivint Solar Developer, LLC | AC Electric | Accepted | 2020-01-29 | 2020-01-31 | 2021-10-30 | HANWHA SOLAR | Q.PEAK BLK-G5 315 | Solar Panels |  | 0.315 | 14 | 245 | 34 |  | Fixed | Roof
NJSTRE1545384299 | NJSRRE1544326276 | Transition Incentive Program | Englewood | 7631 | 7 | 6.51 | Residential | Yes | Behind the Meter | Behind the Meter |  | None | Sunrun Installation Services, Inc. | PSE&G | Eligible for TI Program | 2020-01-29 | 2020-01-31 | 2021-10-30 | Delta Electronics | M6-TL-US | Inverters | 5760 |  | 1 |  |  | 0.96 |  | Outdoor | Next To Meter
NJSTRE1545384299 | NJSRRE1544326276 | Transition Incentive Program | Englewood | 7631 | 7 | 6.51 | Residential | Yes | Behind the Meter | Behind the Meter |  | None | Sunrun Installation Services, Inc. | PSE&G | Eligible for TI Program | 2020-01-29 | 2020-01-31 | 2021-10-30 | REC Solar | REC310TP2M | Solar Panels |  | 0.31 | 9 | 206 | 14 |  | Fixed | Roof
NJSTRE1545384299 | NJSRRE1544326276 | Transition Incentive Program | Englewood | 7631 | 7 | 6.51 | Residential | Yes | Behind the Meter | Behind the Meter |  | None | Sunrun Installation Services, Inc. | PSE&G | Eligible for TI Program | 2020-01-29 | 2020-01-31 | 2021-10-30 | REC Solar | REC310TP2M | Solar Panels |  | 0.31 | 12 | 26 | 14 |  | Fixed | Roof
NJSTRE1545384301 | NJSRRE1544519897 | Transition Incentive Program | Willingboro | 8046 | 13 | 15.36 | Residential | Yes | Behind the Meter | Net-metered residential rooftop and canopy |  | None | Vivint Solar Developer, LLC | PSE&G | Accepted | 2020-02-26 | 2020-02-26 | 2021-10-30 | SOLAREDGE | SE10000H-US | Inverters | 10000 |  | 1 |  |  | 0.992 |  | Outdoor | Near the Utility Meter
NJSTRE1545384301 | NJSRRE1544519897 | Transition Incentive Program | Willingboro | 8046 | 13 | 15.36 | Residential | Yes | Behind the Meter | Net-metered residential rooftop and canopy |  | None | Vivint Solar Developer, LLC | PSE&G | Accepted | 2020-02-26 | 2020-02-26 | 2021-10-30 | JINKO SOLAR | JKM320M-60HBL | Solar Panels |  | 0.32 | 10 | 18 | 17 |  | Fixed | Roof
NJSTRE1545384301 | NJSRRE1544519897 | Transition Incentive Program | Willingboro | 8046 | 13 | 15.36 | Residential | Yes | Behind the Meter | Net-metered residential rooftop and canopy |  | None | Vivint Solar Developer, LLC | PSE&G | Accepted | 2020-02-26 | 2020-02-26 | 2021-10-30 | JINKO SOLAR | JKM320M-60HBL | Solar Panels |  | 0.32 | 21 | 18 | 42 |  | Fixed | Roof
NJSTRE1545384301 | NJSRRE1544519897 | Transition Incentive Program | Willingboro | 8046 | 13 | 15.36 | Residential | Yes | Behind the Meter | Net-metered residential rooftop and canopy |  | None | Vivint Solar Developer, LLC | PSE&G | Accepted | 2020-02-26 | 2020-02-26 | 2021-10-30 | JINKO SOLAR | JKM320M-60HBL | Solar Panels |  | 0.32 | 8 | 18 | 22 |  | Fixed | Roof
NJSTRE1545384301 | NJSRRE1544519897 | Transition Incentive Program | Willingboro | 8046 | 13 | 15.36 | Residential | Yes | Behind the Meter | Net-metered residential rooftop and canopy |  | None | Vivint Solar Developer, LLC | PSE&G | Accepted | 2020-02-26 | 2020-02-26 | 2021-10-30 | JINKO SOLAR | JKM320M-60HBL | Solar Panels |  | 0.32 | 9 | 198 | 42 |  | Fixed | Roof
NJSTRE1545384306 | NJSRRE1543425792 | Transition Incentive Program | SOUTH AMBOY | 8879 | 11 | 8.19 | Residential | Yes | Behind the Meter | Net-metered residential rooftop and canopy |  | None | Vivint Solar Developer, LLC | JCP&L | Accepted | 2019-11-26 | 2019-11-26 | 2021-10-30 | SOLAREDGE | SE7600H-US | Inverters | 7600 |  | 1 |  |  | 0.992 |  | Outdoor | Near the Utility Meter
NJSTRE1545384306 | NJSRRE1543425792 | Transition Incentive Program | SOUTH AMBOY | 8879 | 11 | 8.19 | Residential | Yes | Behind the Meter | Net-metered residential rooftop and canopy |  | None | Vivint Solar Developer, LLC | JCP&L | Accepted | 2019-11-26 | 2019-11-26 | 2021-10-30 | HANWHA SOLAR | Q.PEAK BLK-G5 315 | Solar Panels |  | 0.315 | 16 | 241 | 26 |  | Fixed | Roof
NJSTRE1545384306 | NJSRRE1543425792 | Transition Incentive Program | SOUTH AMBOY | 8879 | 11 | 8.19 | Residential | Yes | Behind the Meter | Net-metered residential rooftop and canopy |  | None | Vivint Solar Developer, LLC | JCP&L | Accepted | 2019-11-26 | 2019-11-26 | 2021-10-30 | HANWHA SOLAR | Q.PEAK BLK-G5 315 | Solar Panels |  | 0.315 | 10 | 61 | 26 |  | Fixed | Roof
NJSTRE1545384307 | NJSRRE1543481087 | Transition Incentive Program | Piscataway | 8854 | 11 | 33.75 | Residential | No | Behind the Meter | Net-metered residential rooftop and canopy |  | None | Suntuity Solar LLC | New Construction | Accepted | 2019-12-05 | 2019-12-09 | 2021-10-30 | Tesla Powerwall | Tesla Powerwall 2 | Electric Storage Battery |  |  | 5 |  |  |  | Lithium Ion |  | INSIDE
NJSTRE1545384307 | NJSRRE1543481087 | Transition Incentive Program | Piscataway | 8854 | 11 | 33.75 | Residential | No | Behind the Meter | Net-metered residential rooftop and canopy |  | None | Suntuity Solar LLC | New Construction | Accepted | 2019-12-05 | 2019-12-09 | 2021-10-30 | Enphase Energy | IQ7-60-2-US | Inverters | 240 |  | 90 |  |  | 0.97 |  | Outdoor | Behind the PV Modules
NJSTRE1545384307 | NJSRRE1543481087 | Transition Incentive Program | Piscataway | 8854 | 11 | 33.75 | Residential | No | Behind the Meter | Net-metered residential rooftop and canopy |  | None | Suntuity Solar LLC | New Construction | Accepted | 2019-12-05 | 2019-12-09 | 2021-10-30 | REC Solar | REC375AA BLACK | Solar Panels |  | 0.375 | 90 | 160 | 24 |  | Fixed | Roof
NJSTRE1545384309 | NJSRRE1544334745 | Transition Incentive Program | Linwood | 8221 | 19 | 11.22 | Residential | Yes | Behind the Meter | Behind the Meter |  | None | Sunrun Installation Services, Inc. | AC Electric | Eligible for TI Program | 2020-01-30 | 2020-02-04 | 2021-10-30 | Enphase Energy | IQ7-60-x-US (240V) | Inverters | 240 |  | 34 |  |  | 0.96 |  | Outdoor | Rooftop
NJSTRE1545384309 | NJSRRE1544334745 | Transition Incentive Program | Linwood | 8221 | 19 | 11.22 | Residential | Yes | Behind the Meter | Behind the Meter |  | None | Sunrun Installation Services, Inc. | AC Electric | Eligible for TI Program | 2020-01-30 | 2020-02-04 | 2021-10-30 | LG Electronics | LG330N1C-A5 | Solar Panels |  | 0.33 | 2 | 44 | 34 |  | Fixed | Roof
NJSTRE1545384309 | NJSRRE1544334745 | Transition Incentive Program | Linwood | 8221 | 19 | 11.22 | Residential | Yes | Behind the Meter | Behind the Meter |  | None | Sunrun Installation Services, Inc. | AC Electric | Eligible for TI Program | 2020-01-30 | 2020-02-04 | 2021-10-30 | LG Electronics | LG330N1C-A5 | Solar Panels |  | 0.33 | 32 | 224 | 34 |  | Fixed | Roof
NJSTRE1545384310 | NJSRRE1544333415 | Transition Incentive Program | Brigantine | 8203 | 19 | 4.96 | Residential | Yes | Behind the Meter | Behind the Meter |  | None | Sunrun Installation Services, Inc. | AC Electric | Eligible for TI Program | 2020-01-30 | 2020-02-03 | 2021-10-30 | Delta Electronics | M4-TL-US | Inverters | 3840 |  | 1 |  |  | 0.96 |  | Outdoor | Next To Meter
NJSTRE1545384310 | NJSRRE1544333415 | Transition Incentive Program | Brigantine | 8203 | 19 | 4.96 | Residential | Yes | Behind the Meter | Behind the Meter |  | None | Sunrun Installation Services, Inc. | AC Electric | Eligible for TI Program | 2020-01-30 | 2020-02-03 | 2021-10-30 | REC Solar | REC310TP2M | Solar Panels |  | 0.31 | 5 | 338 | 18 |  | Fixed | Roof
NJSTRE1545384310 | NJSRRE1544333415 | Transition Incentive Program | Brigantine | 8203 | 19 | 4.96 | Residential | Yes | Behind the Meter | Behind the Meter |  | None | Sunrun Installation Services, Inc. | AC Electric | Eligible for TI Program | 2020-01-30 | 2020-02-03 | 2021-10-30 | REC Solar | REC310TP2M | Solar Panels |  | 0.31 | 11 | 158 | 18 |  | Fixed | Roof
NJSTRE1545384313 | NJSRRE1544160677 | Transition Incentive Program | Lacey Township | 8731 | 18 | 8.06 | Residential | No | Behind the Meter | Net-metered residential rooftop and canopy |  | None | Advanced Solar & Energy Solutions, LLC | JCP&L | Accepted | 2020-01-12 | 2020-01-15 | 2021-10-30 | Byram Labs | CL 200 | Meters |  |  | 1 |  |  |  | Yes | Outdoor
NJSTRE1545384313 | NJSRRE1544160677 | Transition Incentive Program | Lacey Township | 8731 | 18 | 8.06 | Residential | No | Behind the Meter | Net-metered residential rooftop and canopy |  | None | Advanced Solar & Energy Solutions, LLC | JCP&L | Accepted | 2020-01-12 | 2020-01-15 | 2021-10-30 | Solar Edge | SE7600-US | Inverters | 7600 |  | 1 |  |  | 0.97 |  | Outdoor | next to meter
NJSTRE1545384313 | NJSRRE1544160677 | Transition Incentive Program | Lacey Township | 8731 | 18 | 8.06 | Residential | No | Behind the Meter | Net-metered residential rooftop and canopy |  | None | Advanced Solar & Energy Solutions, LLC | JCP&L | Accepted | 2020-01-12 | 2020-01-15 | 2021-10-30 | Trina Solar | TSM - 310 | Solar Panels |  | 0.31 | 18 | 105 | 18 |  | Fixed | Roof
NJSTRE1545384313 | NJSRRE1544160677 | Transition Incentive Program | Lacey Township | 8731 | 18 | 8.06 | Residential | No | Behind the Meter | Net-metered residential rooftop and canopy |  | None | Advanced Solar & Energy Solutions, LLC | JCP&L | Accepted | 2020-01-12 | 2020-01-15 | 2021-10-30 | Trina Solar | TSM-310 | Solar Panels |  | 0.31 | 8 | 200 | 18 |  | Fixed | Roof
NJSTRE1545384315 | NJSRRE1544524040 | Transition Incentive Program | Springfield | 8022 | 13 | 12.95 | Residential | No | Behind the Meter | Behind the Meter |  | None | Green Power Energy | PSE&G | Eligible for TI Program | 2020-02-25 | 2020-02-26 | 2021-10-30 | SolarEdge | SE11400H-US | Inverters | 11400 |  | 1 |  |  | 0.97 |  | Outside | Next to meter
NJSTRE1545384315 | NJSRRE1544524040 | Transition Incentive Program | Springfield | 8022 | 13 | 12.95 | Residential | No | Behind the Meter | Behind the Meter |  | None | Green Power Energy | PSE&G | Eligible for TI Program | 2020-02-25 | 2020-02-26 | 2021-10-30 | LG Electronics | LG350N1C-V5 | Solar Panels |  | 0.35 | 16 | 112 | 27 |  | Fixed | Roof
NJSTRE1545384315 | NJSRRE1544524040 | Transition Incentive Program | Springfield | 8022 | 13 | 12.95 | Residential | No | Behind the Meter | Behind the Meter |  | None | Green Power Energy | PSE&G | Eligible for TI Program | 2020-02-25 | 2020-02-26 | 2021-10-30 | LG Electronics | LG350N1C-V5 | Solar Panels |  | 0.35 | 4 | 201 | 27 |  | Fixed | Roof
NJSTRE1545384315 | NJSRRE1544524040 | Transition Incentive Program | Springfield | 8022 | 13 | 12.95 | Residential | No | Behind the Meter | Behind the Meter |  | None | Green Power Energy | PSE&G | Eligible for TI Program | 2020-02-25 | 2020-02-26 | 2021-10-30 | LG Electronics | LG350N1C-V5 | Solar Panels |  | 0.35 | 2 | 200 | 30 |  | Fixed | Roof
NJSTRE1545384315 | NJSRRE1544524040 | Transition Incentive Program | Springfield | 8022 | 13 | 12.95 | Residential | No | Behind the Meter | Behind the Meter |  | None | Green Power Energy | PSE&G | Eligible for TI Program | 2020-02-25 | 2020-02-26 | 2021-10-30 | LG Electronics | LG350N1C-V5 | Solar Panels |  | 0.35 | 15 | 112 | 27 |  | Fixed | Roof
NJSTRE1545384318 | NJSRRE1543426154 | Transition Incentive Program | Budd Lake | 7828 | 3 | 7.94 | Residential | Yes | Behind the Meter | Behind the Meter |  | None | Sunrun Installation Services, Inc. | JCP&L | Eligible for TI Program | 2019-11-20 | 2019-11-25 | 2021-10-30 | Enphase Energy | IQ7PLUS-72-x-US (240V) | Inverters | 290 |  | 23 |  |  | 0.96 |  | Outdoor | Rooftop
NJSTRE1545384318 | NJSRRE1543426154 | Transition Incentive Program | Budd Lake | 7828 | 3 | 7.94 | Residential | Yes | Behind the Meter | Behind the Meter |  | None | Sunrun Installation Services, Inc. | JCP&L | Eligible for TI Program | 2019-11-20 | 2019-11-25 | 2021-10-30 | LG Electronics | LG345N1C-V5 | Solar Panels |  | 0.345 | 3 | 96 | 40 |  | Fixed | Roof
NJSTRE1545384318 | NJSRRE1543426154 | Transition Incentive Program | Budd Lake | 7828 | 3 | 7.94 | Residential | Yes | Behind the Meter | Behind the Meter |  | None | Sunrun Installation Services, Inc. | JCP&L | Eligible for TI Program | 2019-11-20 | 2019-11-25 | 2021-10-30 | LG Electronics | LG345N1C-V5 | Solar Panels |  | 0.345 | 4 | 96 | 23 |  | Fixed | Roof
NJSTRE1545384318 | NJSRRE1543426154 | Transition Incentive Program | Budd Lake | 7828 | 3 | 7.94 | Residential | Yes | Behind the Meter | Behind the Meter |  | None | Sunrun Installation Services, Inc. | JCP&L | Eligible for TI Program | 2019-11-20 | 2019-11-25 | 2021-10-30 | LG Electronics | LG345N1C-V5 | Solar Panels |  | 0.345 | 16 | 276 | 40 |  | Fixed | Roof
NJSTRE1545384319 | NJSRRE1544353240 | Transition Incentive Program | Hillsborough | 8844 | 5 | 377.3 | Commercial | Yes | Behind the Meter | Net-metered non-residential rooftop and canopy |  | None | Apollo Solar Partners | PSE&G | Accepted | 2020-02-04 | 2020-02-10 | 2021-10-30 | ALSO ENERGY | VERIS LGATE | Meters |  |  | 1 |  |  |  | Yes | Outdoor
NJSTRE1545384319 | NJSRRE1544353240 | Transition Incentive Program | Hillsborough | 8844 | 5 | 377.3 | Commercial | Yes | Behind the Meter | Net-metered non-residential rooftop and canopy |  | None | Apollo Solar Partners | PSE&G | Accepted | 2020-02-04 | 2020-02-10 | 2021-10-30 | Chint Power | CSP SCA 50KTL DO US 480 | Inverters | 50 |  | 6 |  |  | 0.988 |  | Outdoor | ROOF
NJSTRE1545384319 | NJSRRE1544353240 | Transition Incentive Program | Hillsborough | 8844 | 5 | 377.3 | Commercial | Yes | Behind the Meter | Net-metered non-residential rooftop and canopy |  | None | Apollo Solar Partners | PSE&G | Accepted | 2020-02-04 | 2020-02-10 | 2021-10-30 | HANWHA | QCELL PEAK DUO | Solar Panels |  | 0.385 | 980 | 120 | 5 |  | Fixed | Roof
NJSTRE1545384321 | NJSRRE1544215724 | Transition Incentive Program | Newark | 7106 | 9 | 4.58 | Residential | Yes | Behind the Meter | Net-metered residential rooftop and canopy |  | None | SunPower Corporation, Systems | PSE&G | Accepted | 2020-01-23 | 2020-01-28 | 2021-10-30 | SUNPOWER | SPR-E20-327-E-AC | Inverters | 320 |  | 14 |  |  | 0.96 |  | Other | under each panel
NJSTRE1545384321 | NJSRRE1544215724 | Transition Incentive Program | Newark | 7106 | 9 | 4.58 | Residential | Yes | Behind the Meter | Net-metered residential rooftop and canopy |  | None | SunPower Corporation, Systems | PSE&G | Accepted | 2020-01-23 | 2020-01-28 | 2021-10-30 | SUNPOWER | SPR-E20-327-E-AC | Solar Panels |  | 0.327 | 14 | 202 | 30 |  | Fixed | Roof
NJSTRE1545384322 | NJSRRE1544524488 | Transition Incentive Program | Bound Brook | 8805 | 5 | 8.37 | Residential | Yes | Behind the Meter | Behind the Meter |  | None | Sunrun Installation Services, Inc. | PSE&G | Eligible for TI Program | 2020-02-24 | 2020-02-26 | 2021-10-30 | Delta Electronics | M8-TL-US | Inverters | 7680 |  | 1 |  |  | 0.96 |  | Outdoor | Next To Meter
NJSTRE1545384322 | NJSRRE1544524488 | Transition Incentive Program | Bound Brook | 8805 | 5 | 8.37 | Residential | Yes | Behind the Meter | Behind the Meter |  | None | Sunrun Installation Services, Inc. | PSE&G | Eligible for TI Program | 2020-02-24 | 2020-02-26 | 2021-10-30 | REC Solar | REC310TP2M | Solar Panels |  | 0.31 | 27 | 264 | 23 |  | Fixed | Roof
NJSTRE1545384324 | NJSRRE1544316862 | Transition Incentive Program | Teaneck | 7666 | 7 | 2.84 | Residential | Yes | Behind the Meter | Behind the Meter |  | None | Trinity Solar | PSE&G | Eligible for TI Program | 2020-01-28 | 2020-01-31 | 2021-10-30 | Solar Edge | SE3000 | Inverters | 3000 |  | 1 |  |  | 0.97 |  | Outside | side of home
NJSTRE1545384324 | NJSRRE1544316862 | Transition Incentive Program | Teaneck | 7666 | 7 | 2.84 | Residential | Yes | Behind the Meter | Behind the Meter |  | None | Trinity Solar | PSE&G | Eligible for TI Program | 2020-01-28 | 2020-01-31 | 2021-10-30 | Hanwha | Q.PEAK DUO BLK-G5 315 | Solar Panels |  | 0.315 | 7 | 116 | 34 |  | Fixed | Roof
NJSTRE1545384324 | NJSRRE1544316862 | Transition Incentive Program | Teaneck | 7666 | 7 | 2.84 | Residential | Yes | Behind the Meter | Behind the Meter |  | None | Trinity Solar | PSE&G | Eligible for TI Program | 2020-01-28 | 2020-01-31 | 2021-10-30 | Hanwha | Q.PEAK DUO BLK-G5 315 | Solar Panels |  | 0.315 | 2 | 296 | 34 |  | Fixed | Roof
NJSTRE1545384325 | NJSRRE1543442445 | Transition Incentive Program | Ewing Township | 8638 | 12 | 5.51 | Residential | Yes | Behind the Meter | Behind the Meter |  | None | Sunrun Installation Services, Inc. | PSE&G | Eligible for TI Program | 2019-11-25 | 2019-11-27 | 2021-10-30 | Delta Electronics | M5-TL-US | Inverters | 4800 |  | 1 |  |  | 0.96 |  | Outdoor | Next To Meter
NJSTRE1545384325 | NJSRRE1543442445 | Transition Incentive Program | Ewing Township | 8638 | 12 | 5.51 | Residential | Yes | Behind the Meter | Behind the Meter |  | None | Sunrun Installation Services, Inc. | PSE&G | Eligible for TI Program | 2019-11-25 | 2019-11-27 | 2021-10-30 | REC Solar | REC290TP2 BLK | Solar Panels |  | 0.29 | 19 | 127 | 23 |  | Fixed | Roof
NJSTRE1545384328 | NJSRRE1544441624 | Transition Incentive Program | Montclair | 7042 | 9 | 7.32 | Residential | Yes | Behind the Meter | Behind the Meter |  | None | Complete Solar | PSE&G | Eligible for TI Program | 2020-02-13 | 2020-02-17 | 2021-10-30 | ENPHASE ENERGY | M215-60-2LL-S22 | Inverters | 6000 |  | 1 |  |  | 0.97 |  | Outdoor | BY MSP
NJSTRE1545384328 | NJSRRE1544441624 | Transition Incentive Program | Montclair | 7042 | 9 | 7.32 | Residential | Yes | Behind the Meter | Behind the Meter |  | None | Complete Solar | PSE&G | Eligible for TI Program | 2020-02-13 | 2020-02-17 | 2021-10-30 | HANWHA Q CELLS | Hanwha Q CELLS- Q.PEAK-G4.1 305 | Solar Panels |  | 0.305 | 24 | 242.5 | 30 |  | Fixed | Roof
NJSTRE1545384330 | NJSRRE1544469872 | Transition Incentive Program | Clifton City | 7014 | 6 | 4.49 | Residential | No | Behind the Meter | Behind the Meter |  | None | Sunrun Installation Services, Inc. | PSE&G | Eligible for TI Program | 2020-02-18 | 2020-02-21 | 2021-10-30 | Delta Electronics | M4-TL-US | Inverters | 3840 |  | 1 |  |  | 0.96 |  | Outdoor | Next To Meter
NJSTRE1545384330 | NJSRRE1544469872 | Transition Incentive Program | Clifton City | 7014 | 6 | 4.49 | Residential | No | Behind the Meter | Behind the Meter |  | None | Sunrun Installation Services, Inc. | PSE&G | Eligible for TI Program | 2020-02-18 | 2020-02-21 | 2021-10-30 | LG Electronics | LG345N1C-V5 | Solar Panels |  | 0.345 | 13 | 122 | 45 |  | Fixed | Roof
NJSTRE1545384331 | NJSRRE1543495782 | Transition Incentive Program | ISELIN | 8830 | 11 | 6.93 | Residential | Yes | Behind the Meter | Net-metered residential rooftop and canopy |  | None | Vivint Solar Developer, LLC | PSE&G | Accepted | 2019-12-06 | 2019-12-10 | 2021-10-30 | SOLAREDGE | SE7600H-US | Inverters | 7600 |  | 1 |  |  | 0.992 |  | Outdoor | Near the Utility Meter
NJSTRE1545384331 | NJSRRE1543495782 | Transition Incentive Program | ISELIN | 8830 | 11 | 6.93 | Residential | Yes | Behind the Meter | Net-metered residential rooftop and canopy |  | None | Vivint Solar Developer, LLC | PSE&G | Accepted | 2019-12-06 | 2019-12-10 | 2021-10-30 | HANWHA SOLAR | Q.PEAK BLK-G5 315 | Solar Panels |  | 0.315 | 4 | 89 | 38 |  | Fixed | Roof
NJSTRE1545384331 | NJSRRE1543495782 | Transition Incentive Program | ISELIN | 8830 | 11 | 6.93 | Residential | Yes | Behind the Meter | Net-metered residential rooftop and canopy |  | None | Vivint Solar Developer, LLC | PSE&G | Accepted | 2019-12-06 | 2019-12-10 | 2021-10-30 | HANWHA SOLAR | Q.PEAK BLK-G5 315 | Solar Panels |  | 0.315 | 9 | 179 | 39 |  | Fixed | Roof
NJSTRE1545384331 | NJSRRE1543495782 | Transition Incentive Program | ISELIN | 8830 | 11 | 6.93 | Residential | Yes | Behind the Meter | Net-metered residential rooftop and canopy |  | None | Vivint Solar Developer, LLC | PSE&G | Accepted | 2019-12-06 | 2019-12-10 | 2021-10-30 | HANWHA SOLAR | Q.PEAK BLK-G5 315 | Solar Panels |  | 0.315 | 9 | 269 | 38 |  | Fixed | Roof
NJSTRE1545384335 | NJSRRE1543891895 | Transition Incentive Program | OCEAN CITY | 8226 | 21 | 3.78 | Residential | No | Behind the Meter | Net-metered residential rooftop and canopy |  | None | Vivint Solar Developer, LLC | AC Electric | Accepted | 2020-01-03 | 2020-01-07 | 2021-10-30 | Solar Edge | SE3800H-US | Inverters | 3800 |  | 1 |  |  | 0.992 |  | Outdoor | Near the utility meter
NJSTRE1545384335 | NJSRRE1543891895 | Transition Incentive Program | OCEAN CITY | 8226 | 21 | 3.78 | Residential | No | Behind the Meter | Net-metered residential rooftop and canopy |  | None | Vivint Solar Developer, LLC | AC Electric | Accepted | 2020-01-03 | 2020-01-07 | 2021-10-30 | Hanwha Solar | Q.PEAK BLK-G5 315 | Solar Panels |  | 0.315 | 12 | 133 | 34 |  | Fixed | Roof
NJSTRE1545384336 | NJSRRE1544512294 | Transition Incentive Program | South Brunswick Township | 8852 | 11 | 9.61 | Residential | No | Behind the Meter | Behind the Meter |  | None | Sunrun Installation Services, Inc. | PSE&G | Eligible for TI Program | 2020-02-20 | 2020-02-24 | 2021-10-30 | Enphase Energy | IQ7-60-x-US (240V) | Inverters | 240 |  | 31 |  |  | 0.96 |  | Outdoor | Rooftop
NJSTRE1545384336 | NJSRRE1544512294 | Transition Incentive Program | South Brunswick Township | 8852 | 11 | 9.61 | Residential | No | Behind the Meter | Behind the Meter |  | None | Sunrun Installation Services, Inc. | PSE&G | Eligible for TI Program | 2020-02-20 | 2020-02-24 | 2021-10-30 | LONGi Green Energy Technology Co Ltd | LR6-60HPB-310M | Solar Panels |  | 0.31 | 13 | 171 | 47 |  | Fixed | Roof
NJSTRE1545384336 | NJSRRE1544512294 | Transition Incentive Program | South Brunswick Township | 8852 | 11 | 9.61 | Residential | No | Behind the Meter | Behind the Meter |  | None | Sunrun Installation Services, Inc. | PSE&G | Eligible for TI Program | 2020-02-20 | 2020-02-24 | 2021-10-30 | LONGi Green Energy Technology Co Ltd | LR6-60HPB-310M | Solar Panels |  | 0.31 | 18 | 260 | 37 |  | Fixed | Roof
NJSTRE1545384337 | NJSRRE1543548129 | Transition Incentive Program | Newton | 7860 | 1 | 9.28 | Residential | Yes | Behind the Meter | Behind the Meter |  | None | Sunrun Installation Services, Inc. | JCP&L | Eligible for TI Program | 2019-12-13 | 2019-12-18 | 2021-10-30 | Delta Electronics | M8-TL-US | Inverters | 7680 |  | 1 |  |  | 0.96 |  | Outdoor | Next To Meter
NJSTRE1545384337 | NJSRRE1543548129 | Transition Incentive Program | Newton | 7860 | 1 | 9.28 | Residential | Yes | Behind the Meter | Behind the Meter |  | None | Sunrun Installation Services, Inc. | JCP&L | Eligible for TI Program | 2019-12-13 | 2019-12-18 | 2021-10-30 | REC Solar | REC290TP2 BLK | Solar Panels |  | 0.29 | 32 | 131 | 18 |  | Fixed | Roof
NJSTRE1545384339 | NJSRRE1544150863 | Transition Incentive Program | Lawrence | 8648 | 12 | 3.84 | Residential | Yes | Behind the Meter | Behind the Meter |  | None | Skyline Solar, LLC | PSE&G | Eligible for TI Program | 2020-01-09 | 2020-01-14 | 2021-10-30 | SolarEdge | SE3800H-US | Inverters | 3800 |  | 1 |  |  | 0.99 |  | Outside | within ten feet of meter
NJSTRE1545384339 | NJSRRE1544150863 | Transition Incentive Program | Lawrence | 8648 | 12 | 3.84 | Residential | Yes | Behind the Meter | Behind the Meter |  | None | Skyline Solar, LLC | PSE&G | Eligible for TI Program | 2020-01-09 | 2020-01-14 | 2021-10-30 | Hanwha Q-Cells | Q.PEAK DUO-G5 320 | Solar Panels |  | 0.32 | 12 | 221,41 | 20 |  | Fixed | Roof
NJSTRE1545384341 | NJSRRE1543421648 | Transition Incentive Program | Freehold | 7728 | 17 | 8.12 | Residential | No | Behind the Meter | Behind the Meter |  | None | Sunrun Installation Services, Inc. | JCP&L | Eligible for TI Program | 2019-11-19 | 2019-11-21 | 2021-10-30 | Delta Electronics | M8-TL-US | Inverters | 7680 |  | 1 |  |  | 0.96 |  | Outdoor | Next To Meter
NJSTRE1545384341 | NJSRRE1543421648 | Transition Incentive Program | Freehold | 7728 | 17 | 8.12 | Residential | No | Behind the Meter | Behind the Meter |  | None | Sunrun Installation Services, Inc. | JCP&L | Eligible for TI Program | 2019-11-19 | 2019-11-21 | 2021-10-30 | REC Solar | REC290TP2 BLK | Solar Panels |  | 0.29 | 28 | 183 | 23 |  | Fixed | Roof
NJSTRE1545384346 | NJSRRE1543658640 | Transition Incentive Program | Howell | 7731 | 17 | 15.68 | Commercial | No | Behind the Meter | Net-metered non-residential rooftop and canopy |  | None | Powerlutions | JCP&L | Accepted | 2019-12-23 | 2019-12-30 | 2021-10-30 | SolarEdge | SE14.4KUS | Inverters | 14.4 |  | 1 |  |  | 0.99 |  | Outdoor | near meter
NJSTRE1545384346 | NJSRRE1543658640 | Transition Incentive Program | Howell | 7731 | 17 | 15.68 | Commercial | No | Behind the Meter | Net-metered non-residential rooftop and canopy |  | None | Powerlutions | JCP&L | Accepted | 2019-12-23 | 2019-12-30 | 2021-10-30 | Axitec | AC-320MH/120S | Solar Panels |  | 0.32 | 49 | 95 | 19 |  | Fixed | Roof
NJSTRE1545384348 | NJSRRE1544419447 | Transition Incentive Program | Dayton | 8810 | 11 | 5.85 | Residential | No | Behind the Meter | Net-metered residential rooftop and canopy |  | None | Maier Solar Engineering dba Solar Me | PSE&G | Accepted | 2020-02-07 | 2020-02-11 | 2021-10-30 | Solar Edge | SE5000H-US | Inverters | 5000 |  | 1 |  |  | 0.97 |  | Outside | Next to meter
NJSTRE1545384348 | NJSRRE1544419447 | Transition Incentive Program | Dayton | 8810 | 11 | 5.85 | Residential | No | Behind the Meter | Net-metered residential rooftop and canopy |  | None | Maier Solar Engineering dba Solar Me | PSE&G | Accepted | 2020-02-07 | 2020-02-11 | 2021-10-30 | Panasonic | VBHN325KA03 | Solar Panels |  | 0.325 | 10 | 243 | 33 |  | Fixed | Roof
NJSTRE1545384348 | NJSRRE1544419447 | Transition Incentive Program | Dayton | 8810 | 11 | 5.85 | Residential | No | Behind the Meter | Net-metered residential rooftop and canopy |  | None | Maier Solar Engineering dba Solar Me | PSE&G | Accepted | 2020-02-07 | 2020-02-11 | 2021-10-30 | Panasonic | VBHN325KA03 | Solar Panels |  | 0.325 | 8 | 153 | 40 |  | Fixed | Roof
NJSTRE1545384349 | NJSRRE1543478047 | Transition Incentive Program | KEANSBURG | 7734 | 17 | 7.25 | Residential | Yes | Behind the Meter | Net-metered residential rooftop and canopy |  | None | Vivint Solar Developer, LLC | JCP&L | Accepted | 2019-12-04 | 2019-12-06 | 2021-10-30 | Solar Edge | SE7600H-US | Inverters | 7600 |  | 1 |  |  | 0.992 |  | Outdoor | Near the utility meter
NJSTRE1545384349 | NJSRRE1543478047 | Transition Incentive Program | KEANSBURG | 7734 | 17 | 7.25 | Residential | Yes | Behind the Meter | Net-metered residential rooftop and canopy |  | None | Vivint Solar Developer, LLC | JCP&L | Accepted | 2019-12-04 | 2019-12-06 | 2021-10-30 | Hanwha | Q.PEAK BLK-G5 315 | Solar Panels |  | 0.315 | 6 | 218 | 34 |  | Fixed | Roof
NJSTRE1545384349 | NJSRRE1543478047 | Transition Incentive Program | KEANSBURG | 7734 | 17 | 7.25 | Residential | Yes | Behind the Meter | Net-metered residential rooftop and canopy |  | None | Vivint Solar Developer, LLC | JCP&L | Accepted | 2019-12-04 | 2019-12-06 | 2021-10-30 | Hanwha | Q.PEAK BLK-G5 315 | Solar Panels |  | 0.315 | 13 | 308 | 34 |  | Fixed | Roof
NJSTRE1545384349 | NJSRRE1543478047 | Transition Incentive Program | KEANSBURG | 7734 | 17 | 7.25 | Residential | Yes | Behind the Meter | Net-metered residential rooftop and canopy |  | None | Vivint Solar Developer, LLC | JCP&L | Accepted | 2019-12-04 | 2019-12-06 | 2021-10-30 | Hanwha | Q.PEAK BLK-G5 315 | Solar Panels |  | 0.315 | 4 | 128 | 34 |  | Fixed | Roof
NJSTRE1545384350 | NJSRRE1544334153 | Transition Incentive Program | Cresskill | 7626 | 7 | 7.44 | Residential | No | Behind the Meter | Behind the Meter |  | None | Sunrun Installation Services, Inc. | Orange Rockland Electric | Eligible for TI Program | 2020-01-30 | 2020-02-04 | 2021-10-30 | Delta Electronics | M6-TL-US | Inverters | 5760 |  | 1 |  |  | 0.96 |  | Outdoor | Next To Meter
NJSTRE1545384350 | NJSRRE1544334153 | Transition Incentive Program | Cresskill | 7626 | 7 | 7.44 | Residential | No | Behind the Meter | Behind the Meter |  | None | Sunrun Installation Services, Inc. | Orange Rockland Electric | Eligible for TI Program | 2020-01-30 | 2020-02-04 | 2021-10-30 | REC Solar | REC310TP2M | Solar Panels |  | 0.31 | 6 | 266 | 45 |  | Fixed | Roof
NJSTRE1545384350 | NJSRRE1544334153 | Transition Incentive Program | Cresskill | 7626 | 7 | 7.44 | Residential | No | Behind the Meter | Behind the Meter |  | None | Sunrun Installation Services, Inc. | Orange Rockland Electric | Eligible for TI Program | 2020-01-30 | 2020-02-04 | 2021-10-30 | REC Solar | REC310TP2M | Solar Panels |  | 0.31 | 8 | 177 | 45 |  | Fixed | Roof
NJSTRE1545384350 | NJSRRE1544334153 | Transition Incentive Program | Cresskill | 7626 | 7 | 7.44 | Residential | No | Behind the Meter | Behind the Meter |  | None | Sunrun Installation Services, Inc. | Orange Rockland Electric | Eligible for TI Program | 2020-01-30 | 2020-02-04 | 2021-10-30 | REC Solar | REC310TP2M | Solar Panels |  | 0.31 | 10 | 176 | 23 |  | Fixed | Roof
NJSTRE1545384352 | NJSRRE1544419255 | Transition Incentive Program | Absecon | 8201 | 19 | 11.03 | Residential | Yes | Behind the Meter | Net-metered residential rooftop and canopy |  | None | Vivint Solar Developer, LLC | AC Electric | Accepted | 2020-02-07 | 2020-02-11 | 2021-10-30 | SOLAREDGE | SE7600H-US | Inverters | 7600 |  | 1 |  |  | 0.992 |  | Outdoor | Near the Utility Meter
NJSTRE1545384352 | NJSRRE1544419255 | Transition Incentive Program | Absecon | 8201 | 19 | 11.03 | Residential | Yes | Behind the Meter | Net-metered residential rooftop and canopy |  | None | Vivint Solar Developer, LLC | AC Electric | Accepted | 2020-02-07 | 2020-02-11 | 2021-10-30 | HANWHA SOLAR | Q.PEAK BLK-G5 315 | Solar Panels |  | 0.315 | 26 | 193 | 19 |  | Fixed | Roof
NJSTRE1545384352 | NJSRRE1544419255 | Transition Incentive Program | Absecon | 8201 | 19 | 11.03 | Residential | Yes | Behind the Meter | Net-metered residential rooftop and canopy |  | None | Vivint Solar Developer, LLC | AC Electric | Accepted | 2020-02-07 | 2020-02-11 | 2021-10-30 | HANWHA SOLAR | Q.PEAK BLK-G5 315 | Solar Panels |  | 0.315 | 9 | 283 | 19 |  | Fixed | Roof
NJSTRE1545384354 | NJSRRE1543443523 | Transition Incentive Program | Galloway | 8205 | 19 | 3.15 | Residential | Yes | Behind the Meter | Net-metered residential rooftop and canopy |  | None | Vivint Solar Developer, LLC | AC Electric | Accepted | 2019-11-30 | 2019-12-04 | 2021-10-30 | Solar Edge | SE3800H-US | Inverters | 3800 |  | 1 |  |  | 0.992 |  | Outdoor | Near the utility meter
NJSTRE1545384354 | NJSRRE1543443523 | Transition Incentive Program | Galloway | 8205 | 19 | 3.15 | Residential | Yes | Behind the Meter | Net-metered residential rooftop and canopy |  | None | Vivint Solar Developer, LLC | AC Electric | Accepted | 2019-11-30 | 2019-12-04 | 2021-10-30 | Hanwha | Q.PEAK BLK-G5 315 | Solar Panels |  | 0.315 | 10 | 277 | 23 |  | Fixed | Roof
NJSTRE1545384361 | NJSRRE1543513003 | Transition Incentive Program | Mine Hill Township | 7803 | 3 | 11.31 | Residential | Yes | Behind the Meter | Behind the Meter |  | None | Sunrun Installation Services, Inc. | JCP&L | Eligible for TI Program | 2019-12-11 | 2019-12-16 | 2021-10-30 | Delta Electronics | M6-TL-US | Inverters | 5760 |  | 1 |  |  | 0.96 |  | Outdoor | Next To Meter
NJSTRE1545384361 | NJSRRE1543513003 | Transition Incentive Program | Mine Hill Township | 7803 | 3 | 11.31 | Residential | Yes | Behind the Meter | Behind the Meter |  | None | Sunrun Installation Services, Inc. | JCP&L | Eligible for TI Program | 2019-12-11 | 2019-12-16 | 2021-10-30 | Delta Electronics | M4-TL-US | Inverters | 3840 |  | 1 |  |  | 0.96 |  | Outdoor | Next To Meter
NJSTRE1545384361 | NJSRRE1543513003 | Transition Incentive Program | Mine Hill Township | 7803 | 3 | 11.31 | Residential | Yes | Behind the Meter | Behind the Meter |  | None | Sunrun Installation Services, Inc. | JCP&L | Eligible for TI Program | 2019-12-11 | 2019-12-16 | 2021-10-30 | REC Solar | REC290TP2 BLK | Solar Panels |  | 0.29 | 12 | 294 | 45 |  | Fixed | Roof
NJSTRE1545384361 | NJSRRE1543513003 | Transition Incentive Program | Mine Hill Township | 7803 | 3 | 11.31 | Residential | Yes | Behind the Meter | Behind the Meter |  | None | Sunrun Installation Services, Inc. | JCP&L | Eligible for TI Program | 2019-12-11 | 2019-12-16 | 2021-10-30 | REC Solar | REC290TP2 BLK | Solar Panels |  | 0.29 | 5 | 204 | 45 |  | Fixed | Roof
NJSTRE1545384361 | NJSRRE1543513003 | Transition Incentive Program | Mine Hill Township | 7803 | 3 | 11.31 | Residential | Yes | Behind the Meter | Behind the Meter |  | None | Sunrun Installation Services, Inc. | JCP&L | Eligible for TI Program | 2019-12-11 | 2019-12-16 | 2021-10-30 | REC Solar | REC290TP2 BLK | Solar Panels |  | 0.29 | 8 | 114 | 45 |  | Fixed | Roof
NJSTRE1545384361 | NJSRRE1543513003 | Transition Incentive Program | Mine Hill Township | 7803 | 3 | 11.31 | Residential | Yes | Behind the Meter | Behind the Meter |  | None | Sunrun Installation Services, Inc. | JCP&L | Eligible for TI Program | 2019-12-11 | 2019-12-16 | 2021-10-30 | REC Solar | REC290TP2 BLK | Solar Panels |  | 0.29 | 7 | 293 | 27 |  | Fixed | Roof
NJSTRE1545384361 | NJSRRE1543513003 | Transition Incentive Program | Mine Hill Township | 7803 | 3 | 11.31 | Residential | Yes | Behind the Meter | Behind the Meter |  | None | Sunrun Installation Services, Inc. | JCP&L | Eligible for TI Program | 2019-12-11 | 2019-12-16 | 2021-10-30 | REC Solar | REC290TP2 BLK | Solar Panels |  | 0.29 | 7 | 113 | 27 |  | Fixed | Roof
NJSTRE1545384365 | NJSRRE1544466644 | Transition Incentive Program | Fairview | 7022 | 7 | 8.38 | Residential | Yes | Behind the Meter | Net-metered residential rooftop and canopy |  | None | Vision Solar LLC | PSE&G | Accepted | 2020-02-17 | 2020-02-20 | 2021-10-30 | enphase | iq7-60-2-us | Inverters | 0.25 |  | 25 |  |  | 0.96 |  | Other | behind panels
NJSTRE1545384365 | NJSRRE1544466644 | Transition Incentive Program | Fairview | 7022 | 7 | 8.38 | Residential | Yes | Behind the Meter | Net-metered residential rooftop and canopy |  | None | Vision Solar LLC | PSE&G | Accepted | 2020-02-17 | 2020-02-20 | 2021-10-30 | lg solar | lg335n1k-v5 | Solar Panels |  | 0.335 | 25 | 122 | 20 |  | Fixed | Roof
NJSTRE1545384369 | NJSRRE1543880240 | Transition Incentive Program | Newton | 7860 | 1 | 10.88 | Residential | Yes | Behind the Meter | Behind the Meter |  | None | Sunrun Installation Services, Inc. | JCP&L | Eligible for TI Program | 2020-01-02 | 2020-01-06 | 2021-10-30 | Delta Electronics | M10-TL-US | Inverters | 9600 |  | 1 |  |  | 0.96 |  | Outdoor | Next To Meter
NJSTRE1545384369 | NJSRRE1543880240 | Transition Incentive Program | Newton | 7860 | 1 | 10.88 | Residential | Yes | Behind the Meter | Behind the Meter |  | None | Sunrun Installation Services, Inc. | JCP&L | Eligible for TI Program | 2020-01-02 | 2020-01-06 | 2021-10-30 | Hanwha Q-Cells | Q.PEAK DUO-G7 320 | Solar Panels |  | 0.32 | 22 | 219 | 18 |  | Fixed | Roof
NJSTRE1545384369 | NJSRRE1543880240 | Transition Incentive Program | Newton | 7860 | 1 | 10.88 | Residential | Yes | Behind the Meter | Behind the Meter |  | None | Sunrun Installation Services, Inc. | JCP&L | Eligible for TI Program | 2020-01-02 | 2020-01-06 | 2021-10-30 | Hanwha Q-Cells | Q.PEAK DUO-G7 320 | Solar Panels |  | 0.32 | 12 | 129 | 23 |  | Fixed | Roof
NJSTRE1545384371 | NJSRRE1544546606 | Transition Incentive Program | Sicklerville | 8081 | 14 | 7.83 | Residential | Yes | Behind the Meter | Behind the Meter |  | None | Sunrun Installation Services, Inc. | AC Electric | Eligible for TI Program | 2020-02-27 | 2020-03-02 | 2021-10-30 | Delta Electronics | M8-TL-US | Inverters | 7680 |  | 1 |  |  | 0.96 |  | Outdoor | Next To Meter
NJSTRE1545384371 | NJSRRE1544546606 | Transition Incentive Program | Sicklerville | 8081 | 14 | 7.83 | Residential | Yes | Behind the Meter | Behind the Meter |  | None | Sunrun Installation Services, Inc. | AC Electric | Eligible for TI Program | 2020-02-27 | 2020-03-02 | 2021-10-30 | REC Solar | REC290TP2 BLK | Solar Panels |  | 0.29 | 22 | 152 | 27 |  | Fixed | Roof
NJSTRE1545384371 | NJSRRE1544546606 | Transition Incentive Program | Sicklerville | 8081 | 14 | 7.83 | Residential | Yes | Behind the Meter | Behind the Meter |  | None | Sunrun Installation Services, Inc. | AC Electric | Eligible for TI Program | 2020-02-27 | 2020-03-02 | 2021-10-30 | REC Solar | REC290TP2 BLK | Solar Panels |  | 0.29 | 5 | 152 | 18 |  | Fixed | Roof
NJSTRE1545384372 | NJSRRE1543446476 | Transition Incentive Program | Randolph | 7869 | 3 | 16.32 | Commercial | No | Behind the Meter | Behind the Meter |  | None | Green Power Energy | JCP&L | Eligible for TI Program | 2019-11-26 | 2019-12-02 | 2021-10-30 | SolarEdge | SE14.4KUS | Inverters | 14.4 |  | 1 |  |  | 0.97 |  | Outside | Next to meter
NJSTRE1545384372 | NJSRRE1543446476 | Transition Incentive Program | Randolph | 7869 | 3 | 16.32 | Commercial | No | Behind the Meter | Behind the Meter |  | None | Green Power Energy | JCP&L | Eligible for TI Program | 2019-11-26 | 2019-12-02 | 2021-10-30 | Panasonic | VBHN340SA17 | Solar Panels |  | 0.34 | 48 | 180 | 20 |  | Fixed | Ground
NJSTRE1545384373 | NJSRRE1544199138 | Transition Incentive Program | Burlington Twp | 8016 | 13 | 6.79 | Residential | Yes | Behind the Meter | Net-metered residential rooftop and canopy |  | None | Bright Planet Solar | PSE&G | Accepted | 2020-01-20 | 2020-01-23 | 2021-10-30 | SOLAR EDGE | SE6000H-USRGM | Inverters | 6000 |  | 1 |  |  | 0.98 |  | Outdoor | OUTSIDE
NJSTRE1545384373 | NJSRRE1544199138 | Transition Incentive Program | Burlington Twp | 8016 | 13 | 6.79 | Residential | Yes | Behind the Meter | Net-metered residential rooftop and canopy |  | None | Bright Planet Solar | PSE&G | Accepted | 2020-01-20 | 2020-01-23 | 2021-10-30 | HANWHA Q-CELLS | Q.PEAK BLK-G4.1 295W | Solar Panels |  | 0.295 | 9 | 121 | 12 |  | Fixed | Roof
NJSTRE1545384373 | NJSRRE1544199138 | Transition Incentive Program | Burlington Twp | 8016 | 13 | 6.79 | Residential | Yes | Behind the Meter | Net-metered residential rooftop and canopy |  | None | Bright Planet Solar | PSE&G | Accepted | 2020-01-20 | 2020-01-23 | 2021-10-30 | HANWHA Q-CELLS | Q.PEAK BLK-G4.1 295W | Solar Panels |  | 0.295 | 3 | 207 | 10 |  | Fixed | Roof
NJSTRE1545384373 | NJSRRE1544199138 | Transition Incentive Program | Burlington Twp | 8016 | 13 | 6.79 | Residential | Yes | Behind the Meter | Net-metered residential rooftop and canopy |  | None | Bright Planet Solar | PSE&G | Accepted | 2020-01-20 | 2020-01-23 | 2021-10-30 | HANWHA Q-CELLS | Q.PEAK BLK-G4.1 295W | Solar Panels |  | 0.295 | 11 | 120 | 6 |  | Fixed | Roof
NJSTRE1545384375 | NJSRRE1543443438 | Transition Incentive Program | LYNDHURST | 7071 | 7 | 5.36 | Residential | Yes | Behind the Meter | Net-metered residential rooftop and canopy |  | None | Vivint Solar Developer, LLC | PSE&G | Accepted | 2019-11-25 | 2019-11-27 | 2021-10-30 | Solar Edge | SE3800H-US | Inverters | 3800 |  | 1 |  |  | 0.992 |  | Outdoor | Near the utility meter
NJSTRE1545384375 | NJSRRE1543443438 | Transition Incentive Program | LYNDHURST | 7071 | 7 | 5.36 | Residential | Yes | Behind the Meter | Net-metered residential rooftop and canopy |  | None | Vivint Solar Developer, LLC | PSE&G | Accepted | 2019-11-25 | 2019-11-27 | 2021-10-30 | Hanwha | Q.PEAK BLK-G5 315 | Solar Panels |  | 0.315 | 10 | 216 | 14 |  | Fixed | Roof
NJSTRE1545384375 | NJSRRE1543443438 | Transition Incentive Program | LYNDHURST | 7071 | 7 | 5.36 | Residential | Yes | Behind the Meter | Net-metered residential rooftop and canopy |  | None | Vivint Solar Developer, LLC | PSE&G | Accepted | 2019-11-25 | 2019-11-27 | 2021-10-30 | Hanwha | Q.PEAK BLK-G5 315 | Solar Panels |  | 0.315 | 7 | 126 | 26 |  | Fixed | Roof
NJSTRE1545384377 | NJSRRE1544501621 | Transition Incentive Program | GLOUCESTER CITY | 8030 | 14 | 6.62 | Residential | Yes | Behind the Meter | Net-metered residential rooftop and canopy |  | None | Vision Solar LLC | PSE&G | Accepted | 2020-02-19 | 2020-02-24 | 2021-10-30 | ENPHASE ENERGY | IQ7-60-2-US | Inverters | 0.25 |  | 21 |  |  | 0.96 |  | Other | BEHIND PANELS
NJSTRE1545384377 | NJSRRE1544501621 | Transition Incentive Program | GLOUCESTER CITY | 8030 | 14 | 6.62 | Residential | Yes | Behind the Meter | Net-metered residential rooftop and canopy |  | None | Vision Solar LLC | PSE&G | Accepted | 2020-02-19 | 2020-02-24 | 2021-10-30 | HANWHA QCELLS | QPEAK DUO G5 | Solar Panels |  | 0.315 | 3 | 206 | 21 |  | Fixed | Roof
NJSTRE1545384377 | NJSRRE1544501621 | Transition Incentive Program | GLOUCESTER CITY | 8030 | 14 | 6.62 | Residential | Yes | Behind the Meter | Net-metered residential rooftop and canopy |  | None | Vision Solar LLC | PSE&G | Accepted | 2020-02-19 | 2020-02-24 | 2021-10-30 | HANWHA QCELLS | QPEAK DUO G5 | Solar Panels |  | 0.315 | 18 | 206 | 22 |  | Fixed | Roof
NJSTRE1545384378 | NJSRRE1543443076 | Transition Incentive Program | Freehold | 7728 | 17 | 22.04 | Residential | Yes | Behind the Meter | Behind the Meter |  | None | Sunrun Installation Services, Inc. | JCP&L | Eligible for TI Program | 2019-11-25 | 2019-11-27 | 2021-10-30 | Delta Electronics | M5-TL-US | Inverters | 4800 |  | 1 |  |  | 0.96 |  | Outdoor | Next To Meter
NJSTRE1545384378 | NJSRRE1543443076 | Transition Incentive Program | Freehold | 7728 | 17 | 22.04 | Residential | Yes | Behind the Meter | Behind the Meter |  | None | Sunrun Installation Services, Inc. | JCP&L | Eligible for TI Program | 2019-11-25 | 2019-11-27 | 2021-10-30 | Delta Electronics | M10-TL-US | Inverters | 9600 |  | 1 |  |  | 0.96 |  | Outdoor | Next To Meter
NJSTRE1545384378 | NJSRRE1543443076 | Transition Incentive Program | Freehold | 7728 | 17 | 22.04 | Residential | Yes | Behind the Meter | Behind the Meter |  | None | Sunrun Installation Services, Inc. | JCP&L | Eligible for TI Program | 2019-11-25 | 2019-11-27 | 2021-10-30 | Delta Electronics | M6-TL-US | Inverters | 5760 |  | 1 |  |  | 0.96 |  | Outdoor | Next To Meter
NJSTRE1545384378 | NJSRRE1543443076 | Transition Incentive Program | Freehold | 7728 | 17 | 22.04 | Residential | Yes | Behind the Meter | Behind the Meter |  | None | Sunrun Installation Services, Inc. | JCP&L | Eligible for TI Program | 2019-11-25 | 2019-11-27 | 2021-10-30 | REC Solar | REC290TP2 BLK | Solar Panels |  | 0.29 | 76 | 180 | 30 |  | Fixed | Roof
NJSTRE1545384379 | NJSRRE1544442814 | Transition Incentive Program | Port Murray | 7865 | 2 | 8.68 | Residential | Yes | Behind the Meter | Behind the Meter |  | None | Sunrun Installation Services, Inc. | JCP&L | Eligible for TI Program | 2020-02-13 | 2020-02-18 | 2021-10-30 | Enphase Energy | IQ7-60-x-US (240V) | Inverters | 240 |  | 28 |  |  | 0.96 |  | Outdoor | Rooftop
NJSTRE1545384379 | NJSRRE1544442814 | Transition Incentive Program | Port Murray | 7865 | 2 | 8.68 | Residential | Yes | Behind the Meter | Behind the Meter |  | None | Sunrun Installation Services, Inc. | JCP&L | Eligible for TI Program | 2020-02-13 | 2020-02-18 | 2021-10-30 | REC Solar | REC310TP2M | Solar Panels |  | 0.31 | 12 | 88 | 27 |  | Fixed | Roof
NJSTRE1545384379 | NJSRRE1544442814 | Transition Incentive Program | Port Murray | 7865 | 2 | 8.68 | Residential | Yes | Behind the Meter | Behind the Meter |  | None | Sunrun Installation Services, Inc. | JCP&L | Eligible for TI Program | 2020-02-13 | 2020-02-18 | 2021-10-30 | REC Solar | REC310TP2M | Solar Panels |  | 0.31 | 2 | 345 | 14 |  | Fixed | Roof
NJSTRE1545384379 | NJSRRE1544442814 | Transition Incentive Program | Port Murray | 7865 | 2 | 8.68 | Residential | Yes | Behind the Meter | Behind the Meter |  | None | Sunrun Installation Services, Inc. | JCP&L | Eligible for TI Program | 2020-02-13 | 2020-02-18 | 2021-10-30 | REC Solar | REC310TP2M | Solar Panels |  | 0.31 | 10 | 268 | 27 |  | Fixed | Roof
NJSTRE1545384379 | NJSRRE1544442814 | Transition Incentive Program | Port Murray | 7865 | 2 | 8.68 | Residential | Yes | Behind the Meter | Behind the Meter |  | None | Sunrun Installation Services, Inc. | JCP&L | Eligible for TI Program | 2020-02-13 | 2020-02-18 | 2021-10-30 | REC Solar | REC310TP2M | Solar Panels |  | 0.31 | 4 | 165 | 14 |  | Fixed | Roof
NJSTRE1545384380 | NJSRRE1543953095 | Transition Incentive Program | Sewell | 8080 | 15 | 18.64 | Residential | No | Behind the Meter | Net-metered residential rooftop and canopy |  | None | SunPower Corporation, Systems | AC Electric | Accepted | 2020-01-06 | 2020-01-08 | 2021-10-30 | SUNPOWER | SPR-E20-327-E-AC | Inverters | 320 |  | 57 |  |  | 0.96 |  | Other | under each panel
NJSTRE1545384380 | NJSRRE1543953095 | Transition Incentive Program | Sewell | 8080 | 15 | 18.64 | Residential | No | Behind the Meter | Net-metered residential rooftop and canopy |  | None | SunPower Corporation, Systems | AC Electric | Accepted | 2020-01-06 | 2020-01-08 | 2021-10-30 | SUNPOWER | SPR-E20-327-E-AC | Solar Panels |  | 0.327 | 18 | 290 | 18 |  | Fixed | Roof
NJSTRE1545384380 | NJSRRE1543953095 | Transition Incentive Program | Sewell | 8080 | 15 | 18.64 | Residential | No | Behind the Meter | Net-metered residential rooftop and canopy |  | None | SunPower Corporation, Systems | AC Electric | Accepted | 2020-01-06 | 2020-01-08 | 2021-10-30 | SUNPOWER | SPR-E20-327-E-AC | Solar Panels |  | 0.327 | 39 | 110 | 18 |  | Fixed | Roof
NJSTRE1545384381 | NJSRRE1544447471 | Transition Incentive Program | Audubon Boro | 8106 | 14 | 4.65 | Residential | No | Behind the Meter | Net-metered residential rooftop and canopy |  | None | 1st Light Energy Inc | PSE&G | Accepted | 2020-02-13 | 2020-02-18 | 2021-10-30 | SMA | SB 3.8-1SP-US-41 (240V) | Inverters | 3800 |  | 1 |  |  | 0.97 |  | Outside | within 10 feet of meter
NJSTRE1545384381 | NJSRRE1544447471 | Transition Incentive Program | Audubon Boro | 8106 | 14 | 4.65 | Residential | No | Behind the Meter | Net-metered residential rooftop and canopy |  | None | 1st Light Energy Inc | PSE&G | Accepted | 2020-02-13 | 2020-02-18 | 2021-10-30 | Longi | SB 3.8-1SP-US-41 (240V) | Solar Panels |  | 0.31 | 15 | 152 | 27 |  | Fixed | Roof
NJSTRE1545384383 | NJSRRE1544550267 | Transition Incentive Program | Short Hills | 7078 | 9 | 10.88 | Residential | No | Behind the Meter | Behind the Meter |  | None | Green Power Energy | JCP&L | Eligible for TI Program | 2020-02-28 | 2020-03-04 | 2021-10-30 | SolarEdge | SE10000H-US | Inverters | 10000 |  | 1 |  |  | 0.97 |  | Outside | Next to meter
NJSTRE1545384383 | NJSRRE1544550267 | Transition Incentive Program | Short Hills | 7078 | 9 | 10.88 | Residential | No | Behind the Meter | Behind the Meter |  | None | Green Power Energy | JCP&L | Eligible for TI Program | 2020-02-28 | 2020-03-04 | 2021-10-30 | LG Electronics | LG340N1C-V5 | Solar Panels |  | 0.34 | 16 | 275 | 27 |  | Fixed | Roof
NJSTRE1545384383 | NJSRRE1544550267 | Transition Incentive Program | Short Hills | 7078 | 9 | 10.88 | Residential | No | Behind the Meter | Behind the Meter |  | None | Green Power Energy | JCP&L | Eligible for TI Program | 2020-02-28 | 2020-03-04 | 2021-10-30 | LG Electronics | LG340N1C-V5 | Solar Panels |  | 0.34 | 16 | 96 | 27 |  | Fixed | Roof
NJSTRE1545384384 | NJSRRE1543425786 | Transition Incentive Program | Monroe Township | 8831 | 11 | 15.51 | Residential | Yes | Behind the Meter | Behind the Meter |  | None | Sunrun Installation Services, Inc. | JCP&L | Eligible for TI Program | 2019-11-20 | 2019-11-25 | 2021-10-30 | Delta Electronics | M4-TL-US | Inverters | 3840 |  | 1 |  |  | 0.96 |  | Outdoor | Next To Meter
NJSTRE1545384384 | NJSRRE1543425786 | Transition Incentive Program | Monroe Township | 8831 | 11 | 15.51 | Residential | Yes | Behind the Meter | Behind the Meter |  | None | Sunrun Installation Services, Inc. | JCP&L | Eligible for TI Program | 2019-11-20 | 2019-11-25 | 2021-10-30 | Delta Electronics | M10-TL-US | Inverters | 9600 |  | 1 |  |  | 0.96 |  | Outdoor | Next To Meter
NJSTRE1545384384 | NJSRRE1543425786 | Transition Incentive Program | Monroe Township | 8831 | 11 | 15.51 | Residential | Yes | Behind the Meter | Behind the Meter |  | None | Sunrun Installation Services, Inc. | JCP&L | Eligible for TI Program | 2019-11-20 | 2019-11-25 | 2021-10-30 | LG Electronics | LG330N1C-A5 | Solar Panels |  | 0.33 | 37 | 173 | 11 |  | Fixed | Roof
NJSTRE1545384384 | NJSRRE1543425786 | Transition Incentive Program | Monroe Township | 8831 | 11 | 15.51 | Residential | Yes | Behind the Meter | Behind the Meter |  | None | Sunrun Installation Services, Inc. | JCP&L | Eligible for TI Program | 2019-11-20 | 2019-11-25 | 2021-10-30 | LG Electronics | LG330N1C-A5 | Solar Panels |  | 0.33 | 10 | 353 | 18 |  | Fixed | Roof
NJSTRE1545384385 | NJSRRE1543913716 | Transition Incentive Program | Brick Township | 8723 | 18 | 11.2 | Residential | Yes | Behind the Meter | Behind the Meter |  | None | Sunrun Installation Services, Inc. | JCP&L | Eligible for TI Program | 2020-01-03 | 2020-01-07 | 2021-10-30 | Delta Electronics | M5-TL-US | Inverters | 4800 |  | 2 |  |  | 0.96 |  | Outdoor | Next To Meter
NJSTRE1545384385 | NJSRRE1543913716 | Transition Incentive Program | Brick Township | 8723 | 18 | 11.2 | Residential | Yes | Behind the Meter | Behind the Meter |  | None | Sunrun Installation Services, Inc. | JCP&L | Eligible for TI Program | 2020-01-03 | 2020-01-07 | 2021-10-30 | Hanwha Q-Cells | Q.PEAK DUO-G7 320 | Solar Panels |  | 0.32 | 12 | 273 | 37 |  | Fixed | Roof
NJSTRE1545384385 | NJSRRE1543913716 | Transition Incentive Program | Brick Township | 8723 | 18 | 11.2 | Residential | Yes | Behind the Meter | Behind the Meter |  | None | Sunrun Installation Services, Inc. | JCP&L | Eligible for TI Program | 2020-01-03 | 2020-01-07 | 2021-10-30 | Hanwha Q-Cells | Q.PEAK DUO-G7 320 | Solar Panels |  | 0.32 | 6 | 93 | 37 |  | Fixed | Roof
NJSTRE1545384385 | NJSRRE1543913716 | Transition Incentive Program | Brick Township | 8723 | 18 | 11.2 | Residential | Yes | Behind the Meter | Behind the Meter |  | None | Sunrun Installation Services, Inc. | JCP&L | Eligible for TI Program | 2020-01-03 | 2020-01-07 | 2021-10-30 | Hanwha Q-Cells | Q.PEAK DUO-G7 320 | Solar Panels |  | 0.32 | 9 | 273 | 37 |  | Fixed | Roof
NJSTRE1545384385 | NJSRRE1543913716 | Transition Incentive Program | Brick Township | 8723 | 18 | 11.2 | Residential | Yes | Behind the Meter | Behind the Meter |  | None | Sunrun Installation Services, Inc. | JCP&L | Eligible for TI Program | 2020-01-03 | 2020-01-07 | 2021-10-30 | Hanwha Q-Cells | Q.PEAK DUO-G7 320 | Solar Panels |  | 0.32 | 8 | 93 | 37 |  | Fixed | Roof
NJSTRE1545384388 | NJSRRE1544428753 | Transition Incentive Program | WEST BERLIN | 8091 | 14 | 5.76 | Residential | Yes | Behind the Meter | Net-metered residential rooftop and canopy |  | None | Vivint Solar Developer, LLC | AC Electric | Accepted | 2020-02-11 | 2020-02-13 | 2021-10-30 | SolarEdge | SE7600H-US | Inverters | 7600 |  | 1 |  |  | 0.922 |  | Outdoor | Near the utility meter
NJSTRE1545384388 | NJSRRE1544428753 | Transition Incentive Program | WEST BERLIN | 8091 | 14 | 5.76 | Residential | Yes | Behind the Meter | Net-metered residential rooftop and canopy |  | None | Vivint Solar Developer, LLC | AC Electric | Accepted | 2020-02-11 | 2020-02-13 | 2021-10-30 | Jinko Solar | JKM320M-60HBL | Solar Panels |  | 0.32 | 18 | 152 | 31 |  | Fixed | Roof
NJSTRE1545384389 | NJSRRE1543574885 | Transition Incentive Program | Ringwood | 7456 | 6 | 6.08 | Residential | Yes | Behind the Meter | Behind the Meter |  | None | Posigen NJ LLC | Orange Rockland Electric | Eligible for TI Program | 2019-12-20 | 2019-12-26 | 2021-10-30 | SolarEdge | SE5000H-US | Inverters | 5000 |  | 1 |  |  | 0.99 |  | Outside | within ten feet of meter
NJSTRE1545384389 | NJSRRE1543574885 | Transition Incentive Program | Ringwood | 7456 | 6 | 6.08 | Residential | Yes | Behind the Meter | Behind the Meter |  | None | Posigen NJ LLC | Orange Rockland Electric | Eligible for TI Program | 2019-12-20 | 2019-12-26 | 2021-10-30 | Silfab | SLA320M | Solar Panels |  | 0.32 | 19 | 130 | 21 |  | Fixed | Roof
NJSTRE1545384390 | NJSRRE1543821355 | Transition Incentive Program | WARETOWN | 8758 | 18 | 6.93 | Residential | Yes | Behind the Meter | Net-metered residential rooftop and canopy |  | None | Vivint Solar Developer, LLC | JCP&L | Accepted | 2019-12-26 | 2019-12-31 | 2021-10-30 | Solar Edge | SE7600H-US | Inverters | 7600 |  | 1 |  |  | 0.992 |  | Outdoor | Near the utility meter
NJSTRE1545384390 | NJSRRE1543821355 | Transition Incentive Program | WARETOWN | 8758 | 18 | 6.93 | Residential | Yes | Behind the Meter | Net-metered residential rooftop and canopy |  | None | Vivint Solar Developer, LLC | JCP&L | Accepted | 2019-12-26 | 2019-12-31 | 2021-10-30 | Hanwha Solar | Q.PEAK BLK-G5 315 | Solar Panels |  | 0.315 | 22 | 183 | 34 |  | Fixed | Roof
NJSTRE1545384393 | NJSRRE1544021449 | Transition Incentive Program | Woodbridge Twp | 8830 | 11 | 5.4 | Residential | No | Behind the Meter | Net-metered residential rooftop and canopy |  | None | Bright Planet Solar | PSE&G | Accepted | 2020-01-06 | 2020-01-09 | 2021-10-30 | SOLAR EDGE | SE3800H-USRGM | Inverters | 3800 |  | 1 |  |  | 0.98 |  | Outdoor | OUTSIDE
NJSTRE1545384393 | NJSRRE1544021449 | Transition Incentive Program | Woodbridge Twp | 8830 | 11 | 5.4 | Residential | No | Behind the Meter | Net-metered residential rooftop and canopy |  | None | Bright Planet Solar | PSE&G | Accepted | 2020-01-06 | 2020-01-09 | 2021-10-30 | HANWHA Q-CELLS | Q.PEAK-G4.1 300W | Solar Panels |  | 0.3 | 18 | 127 | 36 |  | Fixed | Roof
NJSTRE1545384394 | NJSRRE1544421235 | Transition Incentive Program | SUCCASUNNA | 7876 | 3 | 5.04 | Residential | Yes | Behind the Meter | Net-metered residential rooftop and canopy |  | None | Vivint Solar Developer, LLC | JCP&L | Accepted | 2020-02-10 | 2020-02-12 | 2021-10-30 | SolarEdge | SE3800H-US | Inverters | 3800 |  | 1 |  |  | 0.992 |  | Outdoor | Near the utility meter
NJSTRE1545384394 | NJSRRE1544421235 | Transition Incentive Program | SUCCASUNNA | 7876 | 3 | 5.04 | Residential | Yes | Behind the Meter | Net-metered residential rooftop and canopy |  | None | Vivint Solar Developer, LLC | JCP&L | Accepted | 2020-02-10 | 2020-02-12 | 2021-10-30 | Hanwha Solar | Q.PEAK BLK-G5 315 | Solar Panels |  | 0.315 | 16 | 113 | 17 |  | Fixed | Roof
NJSTRE1545384395 | NJSRRE1544456583 | Transition Incentive Program | Woodbury | 8096 | 15 | 11.73 | Residential | Yes | Behind the Meter | Net-metered residential rooftop and canopy |  | None | Vision Solar LLC | PSE&G | Accepted | 2020-02-14 | 2020-02-19 | 2021-10-30 | enphase | iq7-60-2-us | Inverters | 0.25 |  | 35 |  |  | 0.96 |  | Other | behind panels
NJSTRE1545384395 | NJSRRE1544456583 | Transition Incentive Program | Woodbury | 8096 | 15 | 11.73 | Residential | Yes | Behind the Meter | Net-metered residential rooftop and canopy |  | None | Vision Solar LLC | PSE&G | Accepted | 2020-02-14 | 2020-02-19 | 2021-10-30 | lg solar | lg335n1k-v5 | Solar Panels |  | 0.335 | 17 | 210 | 26 |  | Fixed | Roof
NJSTRE1545384395 | NJSRRE1544456583 | Transition Incentive Program | Woodbury | 8096 | 15 | 11.73 | Residential | Yes | Behind the Meter | Net-metered residential rooftop and canopy |  | None | Vision Solar LLC | PSE&G | Accepted | 2020-02-14 | 2020-02-19 | 2021-10-30 | lg solar | lg335n1k-v5 | Solar Panels |  | 0.335 | 13 | 30 | 26 |  | Fixed | Roof
NJSTRE1545384395 | NJSRRE1544456583 | Transition Incentive Program | Woodbury | 8096 | 15 | 11.73 | Residential | Yes | Behind the Meter | Net-metered residential rooftop and canopy |  | None | Vision Solar LLC | PSE&G | Accepted | 2020-02-14 | 2020-02-19 | 2021-10-30 | lg solar | lg335n1k-v5 | Solar Panels |  | 0.335 | 4 | 30 | 20 |  | Fixed | Roof
NJSTRE1545384395 | NJSRRE1544456583 | Transition Incentive Program | Woodbury | 8096 | 15 | 11.73 | Residential | Yes | Behind the Meter | Net-metered residential rooftop and canopy |  | None | Vision Solar LLC | PSE&G | Accepted | 2020-02-14 | 2020-02-19 | 2021-10-30 | lg solar | lg335n1k-v5 | Solar Panels |  | 0.335 | 1 | 120 | 35 |  | Fixed | Roof
NJSTRE1545384396 | NJSRRE1543464334 | Transition Incentive Program | Wharton | 7885 | 3 | 29.87 | Residential | Yes | Behind the Meter | Behind the Meter |  | None | Sunrun Installation Services, Inc. | JCP&L | Eligible for TI Program | 2019-12-02 | 2019-12-04 | 2021-10-30 | SolarEdge Technologies | SE11400H-USRGM | Inverters | 11400 |  | 1 |  |  | 0.96 |  | Outdoor | Next To Meter
NJSTRE1545384396 | NJSRRE1543464334 | Transition Incentive Program | Wharton | 7885 | 3 | 29.87 | Residential | Yes | Behind the Meter | Behind the Meter |  | None | Sunrun Installation Services, Inc. | JCP&L | Eligible for TI Program | 2019-12-02 | 2019-12-04 | 2021-10-30 | SolarEdge Technologies | SE7600A-USS2RGM | Inverters | 7600 |  | 1 |  |  | 0.96 |  | Outdoor | Next To Meter
NJSTRE1545384396 | NJSRRE1543464334 | Transition Incentive Program | Wharton | 7885 | 3 | 29.87 | Residential | Yes | Behind the Meter | Behind the Meter |  | None | Sunrun Installation Services, Inc. | JCP&L | Eligible for TI Program | 2019-12-02 | 2019-12-04 | 2021-10-30 | SolarEdge Technologies | SE7600H-USRGM | Inverters | 7600 |  | 1 |  |  | 0.96 |  | Outdoor | Next To Meter
NJSTRE1545384396 | NJSRRE1543464334 | Transition Incentive Program | Wharton | 7885 | 3 | 29.87 | Residential | Yes | Behind the Meter | Behind the Meter |  | None | Sunrun Installation Services, Inc. | JCP&L | Eligible for TI Program | 2019-12-02 | 2019-12-04 | 2021-10-30 | REC Solar | REC290TP2 BLK | Solar Panels |  | 0.29 | 34 | 275 | 18 |  | Fixed | Roof
NJSTRE1545384396 | NJSRRE1543464334 | Transition Incentive Program | Wharton | 7885 | 3 | 29.87 | Residential | Yes | Behind the Meter | Behind the Meter |  | None | Sunrun Installation Services, Inc. | JCP&L | Eligible for TI Program | 2019-12-02 | 2019-12-04 | 2021-10-30 | REC Solar | REC290TP2 BLK | Solar Panels |  | 0.29 | 18 | 95 | 18 |  | Fixed | Roof
NJSTRE1545384396 | NJSRRE1543464334 | Transition Incentive Program | Wharton | 7885 | 3 | 29.87 | Residential | Yes | Behind the Meter | Behind the Meter |  | None | Sunrun Installation Services, Inc. | JCP&L | Eligible for TI Program | 2019-12-02 | 2019-12-04 | 2021-10-30 | REC Solar | REC290TP2 BLK | Solar Panels |  | 0.29 | 12 | 275 | 18 |  | Fixed | Roof
NJSTRE1545384396 | NJSRRE1543464334 | Transition Incentive Program | Wharton | 7885 | 3 | 29.87 | Residential | Yes | Behind the Meter | Behind the Meter |  | None | Sunrun Installation Services, Inc. | JCP&L | Eligible for TI Program | 2019-12-02 | 2019-12-04 | 2021-10-30 | REC Solar | REC290TP2 BLK | Solar Panels |  | 0.29 | 17 | 275 | 18 |  | Fixed | Roof
NJSTRE1545384396 | NJSRRE1543464334 | Transition Incentive Program | Wharton | 7885 | 3 | 29.87 | Residential | Yes | Behind the Meter | Behind the Meter |  | None | Sunrun Installation Services, Inc. | JCP&L | Eligible for TI Program | 2019-12-02 | 2019-12-04 | 2021-10-30 | REC Solar | REC290TP2 BLK | Solar Panels |  | 0.29 | 22 | 95 | 18 |  | Fixed | Roof
NJSTRE1545384397 | NJSRRE1544536269 | Transition Incentive Program | WEST ORANGE | 7052 | 9 | 6.72 | Residential | Yes | Behind the Meter | Net-metered residential rooftop and canopy |  | None | Vivint Solar Developer, LLC | PSE&G | Accepted | 2020-02-26 | 2020-02-27 | 2021-10-30 | SOLAREDGE | SE7600H-US | Inverters | 7600 |  | 1 |  |  | 0.992 |  | Outdoor | Near the Utility Meter
NJSTRE1545384397 | NJSRRE1544536269 | Transition Incentive Program | WEST ORANGE | 7052 | 9 | 6.72 | Residential | Yes | Behind the Meter | Net-metered residential rooftop and canopy |  | None | Vivint Solar Developer, LLC | PSE&G | Accepted | 2020-02-26 | 2020-02-27 | 2021-10-30 | JINKO SOLAR | JKM320M-60HBL | Solar Panels |  | 0.32 | 10 | 286 | 43 |  | Fixed | Roof
NJSTRE1545384397 | NJSRRE1544536269 | Transition Incentive Program | WEST ORANGE | 7052 | 9 | 6.72 | Residential | Yes | Behind the Meter | Net-metered residential rooftop and canopy |  | None | Vivint Solar Developer, LLC | PSE&G | Accepted | 2020-02-26 | 2020-02-27 | 2021-10-30 | JINKO SOLAR | JKM320M-60HBL | Solar Panels |  | 0.32 | 11 | 106 | 43 |  | Fixed | Roof
NJSTRE1545384401 | NJSRRE1544431764 | Transition Incentive Program | Roselle Park | 7204 | 10 | 6.51 | Residential | No | Behind the Meter | Net-metered residential rooftop and canopy |  | None | Palmetto Solar LLC | PSE&G | Accepted | 2020-02-11 | 2020-02-17 | 2021-10-30 | SolarEdge Technologies | SE5000H-US | Inverters | 5000 |  | 1 |  |  | 0.9 |  | Outside | side of the house
NJSTRE1545384401 | NJSRRE1544431764 | Transition Incentive Program | Roselle Park | 7204 | 10 | 6.51 | Residential | No | Behind the Meter | Net-metered residential rooftop and canopy |  | None | Palmetto Solar LLC | PSE&G | Accepted | 2020-02-11 | 2020-02-17 | 2021-10-30 | Yingli | 310D-30B | Solar Panels |  | 0.31 | 21 | 180 | 25 |  | Fixed | Roof
NJSTRE1545384403 | NJSRRE1544165301 | Transition Incentive Program | South Brunswick Twp | 8852 | 11 | 2.1 | Residential | No | Behind the Meter | Net-metered residential rooftop and canopy |  | None | Exact Solar | PSE&G | Accepted | 2020-01-14 | 2020-01-20 | 2021-10-30 | LG | LG350N1C-V5 | Solar Panels |  | 0.35 | 2 | 186 | 45 |  | Fixed | Roof
NJSTRE1545384403 | NJSRRE1544165301 | Transition Incentive Program | South Brunswick Twp | 8852 | 11 | 2.1 | Residential | No | Behind the Meter | Net-metered residential rooftop and canopy |  | None | Exact Solar | PSE&G | Accepted | 2020-01-14 | 2020-01-20 | 2021-10-30 | LG | LG350N1C-V5 | Solar Panels |  | 0.35 | 1 | 185 | 30 |  | Fixed | Roof
NJSTRE1545384403 | NJSRRE1544165301 | Transition Incentive Program | South Brunswick Twp | 8852 | 11 | 2.1 | Residential | No | Behind the Meter | Net-metered residential rooftop and canopy |  | None | Exact Solar | PSE&G | Accepted | 2020-01-14 | 2020-01-20 | 2021-10-30 | LG | LG350N1C-V5 | Solar Panels |  | 0.35 | 3 | 185 | 33 |  | Fixed | Roof
NJSTRE1545384405 | NJSRRE1544543206 | Transition Incentive Program | Andover | 7821 | 1 | 12.4 | Residential | Yes | Behind the Meter | Behind the Meter |  | None | Sunrun Installation Services, Inc. | JCP&L | Eligible for TI Program | 2020-02-26 | 2020-02-28 | 2021-10-30 | Enphase Energy | IQ7-60-x-US (240V) | Inverters | 240 |  | 40 |  |  | 0.96 |  | Outdoor | Rooftop
NJSTRE1545384405 | NJSRRE1544543206 | Transition Incentive Program | Andover | 7821 | 1 | 12.4 | Residential | Yes | Behind the Meter | Behind the Meter |  | None | Sunrun Installation Services, Inc. | JCP&L | Eligible for TI Program | 2020-02-26 | 2020-02-28 | 2021-10-30 | REC Solar | REC310TP2M | Solar Panels |  | 0.31 | 25 | 195 | 18 |  | Fixed | Roof
NJSTRE1545384405 | NJSRRE1544543206 | Transition Incentive Program | Andover | 7821 | 1 | 12.4 | Residential | Yes | Behind the Meter | Behind the Meter |  | None | Sunrun Installation Services, Inc. | JCP&L | Eligible for TI Program | 2020-02-26 | 2020-02-28 | 2021-10-30 | REC Solar | REC310TP2M | Solar Panels |  | 0.31 | 15 | 15 | 18 |  | Fixed | Roof
NJSTRE1545384407 | NJSRRE1543651863 | Transition Incentive Program | Howell | 7731 | 17 | 15.68 | Commercial | No | Behind the Meter | Net-metered non-residential rooftop and canopy |  | None | Powerlutions | JCP&L | Accepted | 2019-12-23 | 2019-12-27 | 2021-10-30 | Solar Edge | SE14.4KUS | Inverters | 14.4 |  | 1 |  |  | 0.99 |  | Outdoor | near meter
NJSTRE1545384407 | NJSRRE1543651863 | Transition Incentive Program | Howell | 7731 | 17 | 15.68 | Commercial | No | Behind the Meter | Net-metered non-residential rooftop and canopy |  | None | Powerlutions | JCP&L | Accepted | 2019-12-23 | 2019-12-27 | 2021-10-30 | Axitec | AC-320MH/120S | Solar Panels |  | 0.32 | 49 | 275 | 19 |  | Fixed | Roof
NJSTRE1545384410 | NJSRRE1544537987 | Transition Incentive Program | Cape May Court House | 8210 | 21 | 6.54 | Residential | Yes | Behind the Meter | Behind the Meter |  | ACE | EMT Renewables | AC Electric | Eligible for TI Program | 2020-02-25 | 2020-02-27 | 2021-10-30 | Sunpower | Type E Micro Inverters PSV6 | Inverters | 320 |  | 20 |  |  | 0.97 |  | Outside | under panels
NJSTRE1545384410 | NJSRRE1544537987 | Transition Incentive Program | Cape May Court House | 8210 | 21 | 6.54 | Residential | Yes | Behind the Meter | Behind the Meter |  | ACE | EMT Renewables | AC Electric | Eligible for TI Program | 2020-02-25 | 2020-02-27 | 2021-10-30 | Sunpower | 327W-E-AC | Solar Panels |  | 0.327 | 20 | 210 | 20 |  | Fixed | Roof
NJSTRE1545384413 | NJSRRE1543535740 | Transition Incentive Program | Jackson Township | 8527 | 18 | 16.38 | Residential | Yes | Behind the Meter | Net-metered residential rooftop and canopy |  | None | Suntuity Solar LLC | JCP&L | Accepted | 2019-12-13 | 2019-12-18 | 2021-10-30 | Enphase Energy | IQ7-60-2-US | Inverters | 240 |  | 52 |  |  | 0.97 |  | Outdoor | Behind the PV Modules
NJSTRE1545384413 | NJSRRE1543535740 | Transition Incentive Program | Jackson Township | 8527 | 18 | 16.38 | Residential | Yes | Behind the Meter | Net-metered residential rooftop and canopy |  | None | Suntuity Solar LLC | JCP&L | Accepted | 2019-12-13 | 2019-12-18 | 2021-10-30 | Yingli Green Energy | YL315D-30b | Solar Panels |  | 0.315 | 17 | 93 | 40 |  | Fixed | Roof
NJSTRE1545384413 | NJSRRE1543535740 | Transition Incentive Program | Jackson Township | 8527 | 18 | 16.38 | Residential | Yes | Behind the Meter | Net-metered residential rooftop and canopy |  | None | Suntuity Solar LLC | JCP&L | Accepted | 2019-12-13 | 2019-12-18 | 2021-10-30 | Yingli Green Energy | YL315D-30b | Solar Panels |  | 0.315 | 6 | 183 | 40 |  | Fixed | Roof
NJSTRE1545384413 | NJSRRE1543535740 | Transition Incentive Program | Jackson Township | 8527 | 18 | 16.38 | Residential | Yes | Behind the Meter | Net-metered residential rooftop and canopy |  | None | Suntuity Solar LLC | JCP&L | Accepted | 2019-12-13 | 2019-12-18 | 2021-10-30 | Yingli Green Energy | YL315D-30b | Solar Panels |  | 0.315 | 7 | 183 | 40 |  | Fixed | Roof
NJSTRE1545384413 | NJSRRE1543535740 | Transition Incentive Program | Jackson Township | 8527 | 18 | 16.38 | Residential | Yes | Behind the Meter | Net-metered residential rooftop and canopy |  | None | Suntuity Solar LLC | JCP&L | Accepted | 2019-12-13 | 2019-12-18 | 2021-10-30 | Yingli Green Energy | YL315D-30b | Solar Panels |  | 0.315 | 16 | 273 | 15 |  | Fixed | Roof
NJSTRE1545384413 | NJSRRE1543535740 | Transition Incentive Program | Jackson Township | 8527 | 18 | 16.38 | Residential | Yes | Behind the Meter | Net-metered residential rooftop and canopy |  | None | Suntuity Solar LLC | JCP&L | Accepted | 2019-12-13 | 2019-12-18 | 2021-10-30 | Yingli Green Energy | YL315D-30b | Solar Panels |  | 0.315 | 6 | 183 | 15 |  | Fixed | Roof
NJSTRE1545384417 | NJSRRE1543434411 | Transition Incentive Program | BERGENFIELD | 7621 | 7 | 7.88 | Residential | Yes | Behind the Meter | Net-metered residential rooftop and canopy |  | None | Vivint Solar Developer, LLC | PSE&G | Accepted | 2019-11-29 | 2019-12-02 | 2021-10-30 | Solar Edge | SE7600H-US | Inverters | 7600 |  | 1 |  |  | 0.992 |  | Outdoor | Near the utility meter
NJSTRE1545384417 | NJSRRE1543434411 | Transition Incentive Program | BERGENFIELD | 7621 | 7 | 7.88 | Residential | Yes | Behind the Meter | Net-metered residential rooftop and canopy |  | None | Vivint Solar Developer, LLC | PSE&G | Accepted | 2019-11-29 | 2019-12-02 | 2021-10-30 | Hanwha | Q.PEAK BLK-G5 315 | Solar Panels |  | 0.315 | 14 | 86 | 5 |  | Fixed | Roof
NJSTRE1545384417 | NJSRRE1543434411 | Transition Incentive Program | BERGENFIELD | 7621 | 7 | 7.88 | Residential | Yes | Behind the Meter | Net-metered residential rooftop and canopy |  | None | Vivint Solar Developer, LLC | PSE&G | Accepted | 2019-11-29 | 2019-12-02 | 2021-10-30 | Hanwha | Q.PEAK BLK-G5 315 | Solar Panels |  | 0.315 | 11 | 266 | 28 |  | Fixed | Roof
NJSTRE1545384418 | NJSRRE1544316843 | Transition Incentive Program | Mantua | 8051 | 15 | 3.84 | Residential | Yes | Behind the Meter | Behind the Meter |  | None | Skyline Solar, LLC | AC Electric | Eligible for TI Program | 2020-01-28 | 2020-01-30 | 2021-10-30 | SolarEdge | SE3800H-US | Inverters | 3800 |  | 1 |  |  | 0.99 |  | Outside | within ten feet of meter
NJSTRE1545384418 | NJSRRE1544316843 | Transition Incentive Program | Mantua | 8051 | 15 | 3.84 | Residential | Yes | Behind the Meter | Behind the Meter |  | None | Skyline Solar, LLC | AC Electric | Eligible for TI Program | 2020-01-28 | 2020-01-30 | 2021-10-30 | Hanwha Q-Cells | Q.PEAK DUO-G5 320 | Solar Panels |  | 0.32 | 12 | 188 | 42 |  | Fixed | Roof
NJSTRE1545384423 | NJSRRE1543918590 | Transition Incentive Program | Bridgeton | 8302 | 20 | 10.08 | Residential | Yes | Behind the Meter | Net-metered residential rooftop and canopy |  | None | Vision Solar LLC | AC Electric | Accepted | 2020-01-03 | 2020-01-10 | 2021-10-30 | Enphase | iq7-60-2-us | Inverters | 0.25 |  | 32 |  |  | 0.96 |  | Other | behind panels
NJSTRE1545384423 | NJSRRE1543918590 | Transition Incentive Program | Bridgeton | 8302 | 20 | 10.08 | Residential | Yes | Behind the Meter | Net-metered residential rooftop and canopy |  | None | Vision Solar LLC | AC Electric | Accepted | 2020-01-03 | 2020-01-10 | 2021-10-30 | hanwa qcells | qpeak duo-g5 315 | Solar Panels |  | 0.315 | 16 | 264 | 37 |  | Fixed | Roof
NJSTRE1545384423 | NJSRRE1543918590 | Transition Incentive Program | Bridgeton | 8302 | 20 | 10.08 | Residential | Yes | Behind the Meter | Net-metered residential rooftop and canopy |  | None | Vision Solar LLC | AC Electric | Accepted | 2020-01-03 | 2020-01-10 | 2021-10-30 | hanwa qcells | qpeak duo-g5 315 | Solar Panels |  | 0.315 | 16 | 84 | 37 |  | Fixed | Roof
NJSTRE1545384429 | NJSRRE1543421583 | Transition Incentive Program | Manville | 8835 | 5 | 2.61 | Residential | Yes | Behind the Meter | Behind the Meter |  | None | Sunrun Installation Services, Inc. | PSE&G | Eligible for TI Program | 2019-11-19 | 2019-11-21 | 2021-10-30 | Delta Electronics | M4-TL-US | Inverters | 3840 |  | 1 |  |  | 0.96 |  | Outdoor | Next To Meter
NJSTRE1545384429 | NJSRRE1543421583 | Transition Incentive Program | Manville | 8835 | 5 | 2.61 | Residential | Yes | Behind the Meter | Behind the Meter |  | None | Sunrun Installation Services, Inc. | PSE&G | Eligible for TI Program | 2019-11-19 | 2019-11-21 | 2021-10-30 | REC Solar | REC290TP2 BLK | Solar Panels |  | 0.29 | 9 | 88 | 40 |  | Fixed | Roof
NJSTRE1545384430 | NJSRRE1544446846 | Transition Incentive Program | EWING TWP | 8628 | 12 | 11.34 | Residential | No | Behind the Meter | Net-metered residential rooftop and canopy |  | None | Tesla Energy Operations Inc | PSE&G | Accepted | 2020-02-13 | 2020-02-18 | 2021-10-30 | SolarEdge Technologies Ltd. | SE10000H-US [240V] | Inverters | 10000 |  | 1 |  |  | 0.99 |  | Outdoor | Outdoor
NJSTRE1545384430 | NJSRRE1544446846 | Transition Incentive Program | EWING TWP | 8628 | 12 | 11.34 | Residential | No | Behind the Meter | Net-metered residential rooftop and canopy |  | None | Tesla Energy Operations Inc | PSE&G | Accepted | 2020-02-13 | 2020-02-18 | 2021-10-30 | Hanwha Q-Cells | Q.Peak DUO BLK-G5/SC315 | Solar Panels |  | 0.315 | 24 | 68 | 27 |  | Fixed | Roof
NJSTRE1545384430 | NJSRRE1544446846 | Transition Incentive Program | EWING TWP | 8628 | 12 | 11.34 | Residential | No | Behind the Meter | Net-metered residential rooftop and canopy |  | None | Tesla Energy Operations Inc | PSE&G | Accepted | 2020-02-13 | 2020-02-18 | 2021-10-30 | Hanwha Q-Cells | Q.Peak DUO BLK-G5/SC315 | Solar Panels |  | 0.315 | 12 | 248 | 27 |  | Fixed | Roof
NJSTRE1545384431 | NJSRRE1544442690 | Transition Incentive Program | Paterson | 7503 | 6 | 5.76 | Residential | Yes | Behind the Meter | Net-metered residential rooftop and canopy |  | None | Vivint Solar Developer, LLC | PSE&G | Accepted | 2020-02-18 | 2020-02-18 | 2021-10-30 | SOLAREDGE | SE3800H-US | Inverters | 3800 |  | 1 |  |  | 0.992 |  | Outdoor | Near the Utility Meter
NJSTRE1545384431 | NJSRRE1544442690 | Transition Incentive Program | Paterson | 7503 | 6 | 5.76 | Residential | Yes | Behind the Meter | Net-metered residential rooftop and canopy |  | None | Vivint Solar Developer, LLC | PSE&G | Accepted | 2020-02-18 | 2020-02-18 | 2021-10-30 | JINKO SOLAR | JKM320M-60HBL | Solar Panels |  | 0.32 | 18 | 166 | 38 |  | Fixed | Roof
NJSTRE1545384432 | NJSRRE1544220940 | Transition Incentive Program | Stanhope | 7874 | 1 | 9.38 | Residential | Yes | Behind the Meter | Net-metered residential rooftop and canopy |  | None | Vision Solar LLC | JCP&L | Accepted | 2020-01-24 | 2020-01-28 | 2021-10-30 | enphase | iq7-60-2-us | Inverters | 0.25 |  | 28 |  |  | 0.96 |  | Other | behind panels
NJSTRE1545384432 | NJSRRE1544220940 | Transition Incentive Program | Stanhope | 7874 | 1 | 9.38 | Residential | Yes | Behind the Meter | Net-metered residential rooftop and canopy |  | None | Vision Solar LLC | JCP&L | Accepted | 2020-01-24 | 2020-01-28 | 2021-10-30 | hanwa qcells | qpeak duo-g5 315 | Solar Panels |  | 0.335 | 28 | 248 | 23 |  | Fixed | Roof
NJSTRE1545384435 | NJSRRE1544374011 | Transition Incentive Program | Freehold | 7728 | 17 | 11.2 | Residential | Yes | Behind the Meter | Behind the Meter |  | None | All Season Solar | JCP&L | Eligible for TI Program | 2020-02-05 | 2020-02-10 | 2021-10-30 | Enphase | IQ7 | Inverters | 240 |  | 35 |  |  | 0.97 |  | Outdoor | Under Module
NJSTRE1545384435 | NJSRRE1544374011 | Transition Incentive Program | Freehold | 7728 | 17 | 11.2 | Residential | Yes | Behind the Meter | Behind the Meter |  | None | All Season Solar | JCP&L | Eligible for TI Program | 2020-02-05 | 2020-02-10 | 2021-10-30 | Trina | TSM-DD06M05II 320W NOV 2019 | Solar Panels |  | 0.32 | 35 | 153 | 45 |  | Fixed | Roof
NJSTRE1545384437 | NJSRRE1543441559 | Transition Incentive Program | LODI | 7644 | 7 | 7.7 | Residential | No | Behind the Meter | Behind the Meter |  | None | Infinity Solar Systems | PSE&G | Eligible for TI Program | 2019-11-25 | 2019-11-27 | 2021-10-30 | ENPHASE | IQ7-60-X-US | Inverters | 240 |  | 22 |  |  | 0.97 |  | Outside | MICROINVERTERS
NJSTRE1545384437 | NJSRRE1543441559 | Transition Incentive Program | LODI | 7644 | 7 | 7.7 | Residential | No | Behind the Meter | Behind the Meter |  | None | Infinity Solar Systems | PSE&G | Eligible for TI Program | 2019-11-25 | 2019-11-27 | 2021-10-30 | LG | LG350N1C-V5 | Solar Panels |  | 0.35 | 22 | 128 | 25 |  | Fixed | Roof
NJSTRE1545384440 | NJSRRE1543672359 | Transition Incentive Program | Howell | 7731 | 17 | 15.68 | Commercial | No | Behind the Meter | Net-metered non-residential rooftop and canopy |  | None | Powerlutions | JCP&L | Accepted | 2019-12-23 | 2019-12-30 | 2021-10-30 | SolarEdge | SE14.4KUS | Inverters | 14.4 |  | 1 |  |  | 0.99 |  | Outdoor | near meter
NJSTRE1545384440 | NJSRRE1543672359 | Transition Incentive Program | Howell | 7731 | 17 | 15.68 | Commercial | No | Behind the Meter | Net-metered non-residential rooftop and canopy |  | None | Powerlutions | JCP&L | Accepted | 2019-12-23 | 2019-12-30 | 2021-10-30 | Axitec | AC-320MH/120S | Solar Panels |  | 0.32 | 49 | 275 | 19 |  | Fixed | Roof
NJSTRE1545384441 | NJSRRE1543505562 | Transition Incentive Program | Sicklerville | 8081 | 14 | 9.14 | Residential | No | Behind the Meter | Net-metered residential rooftop and canopy |  | None | Suntuity Solar LLC | AC Electric | Accepted | 2019-12-10 | 2019-12-12 | 2021-10-30 | Enphase Energy | IQ7-60-2-US | Inverters | 240 |  | 29 |  |  | 0.97 |  | Outdoor | Behind the PV Modules
NJSTRE1545384441 | NJSRRE1543505562 | Transition Incentive Program | Sicklerville | 8081 | 14 | 9.14 | Residential | No | Behind the Meter | Net-metered residential rooftop and canopy |  | None | Suntuity Solar LLC | AC Electric | Accepted | 2019-12-10 | 2019-12-12 | 2021-10-30 | Yingli Green Energy | YL315D-30b | Solar Panels |  | 0.315 | 29 | 215 | 34 |  | Fixed | Roof
NJSTRE1545384442 | NJSRRE1544519507 | Transition Incentive Program | Union Beach | 7735 | 17 | 8.37 | Residential | No | Behind the Meter | Behind the Meter |  | None | Sunrun Installation Services, Inc. | JCP&L | Eligible for TI Program | 2020-02-21 | 2020-02-25 | 2021-10-30 | Enphase Energy | IQ7-60-x-US (240V) | Inverters | 240 |  | 27 |  |  | 0.96 |  | Outdoor | Rooftop
NJSTRE1545384442 | NJSRRE1544519507 | Transition Incentive Program | Union Beach | 7735 | 17 | 8.37 | Residential | No | Behind the Meter | Behind the Meter |  | None | Sunrun Installation Services, Inc. | JCP&L | Eligible for TI Program | 2020-02-21 | 2020-02-25 | 2021-10-30 | REC Solar | REC310TP2M | Solar Panels |  | 0.31 | 11 | 70 | 23 |  | Fixed | Roof
NJSTRE1545384442 | NJSRRE1544519507 | Transition Incentive Program | Union Beach | 7735 | 17 | 8.37 | Residential | No | Behind the Meter | Behind the Meter |  | None | Sunrun Installation Services, Inc. | JCP&L | Eligible for TI Program | 2020-02-21 | 2020-02-25 | 2021-10-30 | REC Solar | REC310TP2M | Solar Panels |  | 0.31 | 16 | 250 | 34 |  | Fixed | Roof
NJSTRE1545384445 | NJSRRE1543426110 | Transition Incentive Program | Tenafly | 7670 | 7 | 13.34 | Residential | Yes | Behind the Meter | Behind the Meter |  | None | Sunrun Installation Services, Inc. | PSE&G | Eligible for TI Program | 2019-11-20 | 2019-11-25 | 2021-10-30 | Delta Electronics | M4-TL-US | Inverters | 3840 |  | 1 |  |  | 0.96 |  | Outdoor | Next To Meter
NJSTRE1545384445 | NJSRRE1543426110 | Transition Incentive Program | Tenafly | 7670 | 7 | 13.34 | Residential | Yes | Behind the Meter | Behind the Meter |  | None | Sunrun Installation Services, Inc. | PSE&G | Eligible for TI Program | 2019-11-20 | 2019-11-25 | 2021-10-30 | Delta Electronics | M8-TL-US | Inverters | 7680 |  | 1 |  |  | 0.96 |  | Outdoor | Next To Meter
NJSTRE1545384445 | NJSRRE1543426110 | Transition Incentive Program | Tenafly | 7670 | 7 | 13.34 | Residential | Yes | Behind the Meter | Behind the Meter |  | None | Sunrun Installation Services, Inc. | PSE&G | Eligible for TI Program | 2019-11-20 | 2019-11-25 | 2021-10-30 | REC Solar | REC290TP2 BLK | Solar Panels |  | 0.29 | 26 | 86 | 27 |  | Fixed | Roof
NJSTRE1545384445 | NJSRRE1543426110 | Transition Incentive Program | Tenafly | 7670 | 7 | 13.34 | Residential | Yes | Behind the Meter | Behind the Meter |  | None | Sunrun Installation Services, Inc. | PSE&G | Eligible for TI Program | 2019-11-20 | 2019-11-25 | 2021-10-30 | REC Solar | REC290TP2 BLK | Solar Panels |  | 0.29 | 6 | 266 | 27 |  | Fixed | Roof
NJSTRE1545384445 | NJSRRE1543426110 | Transition Incentive Program | Tenafly | 7670 | 7 | 13.34 | Residential | Yes | Behind the Meter | Behind the Meter |  | None | Sunrun Installation Services, Inc. | PSE&G | Eligible for TI Program | 2019-11-20 | 2019-11-25 | 2021-10-30 | REC Solar | REC290TP2 BLK | Solar Panels |  | 0.29 | 9 | 176 | 28 |  | Fixed | Roof
NJSTRE1545384445 | NJSRRE1543426110 | Transition Incentive Program | Tenafly | 7670 | 7 | 13.34 | Residential | Yes | Behind the Meter | Behind the Meter |  | None | Sunrun Installation Services, Inc. | PSE&G | Eligible for TI Program | 2019-11-20 | 2019-11-25 | 2021-10-30 | REC Solar | REC290TP2 BLK | Solar Panels |  | 0.29 | 5 | 266 | 27 |  | Fixed | Roof
NJSTRE1545384448 | NJSRRE1543501675 | Transition Incentive Program | Toms River | 8755 | 18 | 13.33 | Residential | No | Behind the Meter | Net-metered residential rooftop and canopy |  | None | Powerlutions | JCP&L | Accepted | 2019-12-09 | 2019-12-11 | 2021-10-30 | Solar Edge | SE10000H-US | Inverters | 10 |  | 1 |  |  | 0.99 |  | Outdoor | near panel
NJSTRE1545384448 | NJSRRE1543501675 | Transition Incentive Program | Toms River | 8755 | 18 | 13.33 | Residential | No | Behind the Meter | Net-metered residential rooftop and canopy |  | None | Powerlutions | JCP&L | Accepted | 2019-12-09 | 2019-12-11 | 2021-10-30 | Trina | TSM-310 DD05A | Solar Panels |  | 0.31 | 27 | 165 | 33 |  | Fixed | Roof
NJSTRE1545384448 | NJSRRE1543501675 | Transition Incentive Program | Toms River | 8755 | 18 | 13.33 | Residential | No | Behind the Meter | Net-metered residential rooftop and canopy |  | None | Powerlutions | JCP&L | Accepted | 2019-12-09 | 2019-12-11 | 2021-10-30 | Trina | TSM-310 DD05A | Solar Panels |  | 0.31 | 9 | 165 | 33 |  | Fixed | Roof
NJSTRE1545384448 | NJSRRE1543501675 | Transition Incentive Program | Toms River | 8755 | 18 | 13.33 | Residential | No | Behind the Meter | Net-metered residential rooftop and canopy |  | None | Powerlutions | JCP&L | Accepted | 2019-12-09 | 2019-12-11 | 2021-10-30 | Trina | TSM-310 DD05A | Solar Panels |  | 0.31 | 7 | 166 | 23 |  | Fixed | Roof
NJSTRE1545384449 | NJSRRE1544316967 | Transition Incentive Program | Shrewsbury | 7702 | 17 | 11.73 | Residential | No | Behind the Meter | Behind the Meter |  | None | Sunrun Installation Services, Inc. | JCP&L | Eligible for TI Program | 2020-01-28 | 2020-01-30 | 2021-10-30 | Enphase Energy | IQ7PLUS-72-x-US (240V) | Inverters | 290 |  | 34 |  |  | 0.96 |  | Outdoor | Rooftop
NJSTRE1545384449 | NJSRRE1544316967 | Transition Incentive Program | Shrewsbury | 7702 | 17 | 11.73 | Residential | No | Behind the Meter | Behind the Meter |  | None | Sunrun Installation Services, Inc. | JCP&L | Eligible for TI Program | 2020-01-28 | 2020-01-30 | 2021-10-30 | LG Electronics | LG345N1C-V5 | Solar Panels |  | 0.345 | 18 | 263 | 40 |  | Fixed | Roof
NJSTRE1545384449 | NJSRRE1544316967 | Transition Incentive Program | Shrewsbury | 7702 | 17 | 11.73 | Residential | No | Behind the Meter | Behind the Meter |  | None | Sunrun Installation Services, Inc. | JCP&L | Eligible for TI Program | 2020-01-28 | 2020-01-30 | 2021-10-30 | LG Electronics | LG345N1C-V5 | Solar Panels |  | 0.345 | 16 | 83 | 27 |  | Fixed | Roof
NJSTRE1545384451 | NJSRRE1543924311 | Transition Incentive Program | Piscataway | 8854 | 11 | 5.99 | Residential | Yes | Behind the Meter | Net-metered residential rooftop and canopy |  | None | Suntuity Solar LLC | PSE&G | Accepted | 2020-01-06 | 2020-01-09 | 2021-10-30 | Enphase Energy | IQ7-60-2-US | Inverters | 240 |  | 19 |  |  | 0.97 |  | Outdoor | Behind the PV Modules
NJSTRE1545384451 | NJSRRE1543924311 | Transition Incentive Program | Piscataway | 8854 | 11 | 5.99 | Residential | Yes | Behind the Meter | Net-metered residential rooftop and canopy |  | None | Suntuity Solar LLC | PSE&G | Accepted | 2020-01-06 | 2020-01-09 | 2021-10-30 | Hanwha Solar | Q-Cells 315 Mono | Solar Panels |  | 0.315 | 8 | 154 | 27 |  | Fixed | Roof
NJSTRE1545384451 | NJSRRE1543924311 | Transition Incentive Program | Piscataway | 8854 | 11 | 5.99 | Residential | Yes | Behind the Meter | Net-metered residential rooftop and canopy |  | None | Suntuity Solar LLC | PSE&G | Accepted | 2020-01-06 | 2020-01-09 | 2021-10-30 | Hanwha Solar | Q-Cells 315 Mono | Solar Panels |  | 0.315 | 11 | 154 | 27 |  | Fixed | Roof
NJSTRE1545384452 | NJSRRE1544308834 | Transition Incentive Program | Ewing | 8638 | 12 | 3.84 | Residential | Yes | Behind the Meter | Behind the Meter |  | None | Skyline Solar, LLC | PSE&G | Eligible for TI Program | 2020-01-27 | 2020-01-29 | 2021-10-30 | SolarEdge | SE3800H-US | Inverters | 3800 |  | 1 |  |  | 0.99 |  | Outside | within ten feet of meter
NJSTRE1545384452 | NJSRRE1544308834 | Transition Incentive Program | Ewing | 8638 | 12 | 3.84 | Residential | Yes | Behind the Meter | Behind the Meter |  | None | Skyline Solar, LLC | PSE&G | Eligible for TI Program | 2020-01-27 | 2020-01-29 | 2021-10-30 | Hanwha Q-Cells | Q.PEAK DUO-G5 320 | Solar Panels |  | 0.32 | 12 | 249 | 20 |  | Fixed | Roof
NJSTRE1545384453 | NJSRRE1543505963 | Transition Incentive Program | Roselle | 7203 | 10 | 8.82 | Residential | Yes | Behind the Meter | Net-metered residential rooftop and canopy |  | None | Vivint Solar Developer, LLC | PSE&G | Accepted | 2019-12-10 | 2019-12-12 | 2021-10-30 | SOLAREDGE | SE7600H-US | Inverters | 7600 |  | 1 |  |  | 0.992 |  | Outdoor | Near the Utility Meter
NJSTRE1545384453 | NJSRRE1543505963 | Transition Incentive Program | Roselle | 7203 | 10 | 8.82 | Residential | Yes | Behind the Meter | Net-metered residential rooftop and canopy |  | None | Vivint Solar Developer, LLC | PSE&G | Accepted | 2019-12-10 | 2019-12-12 | 2021-10-30 | HANWHA SOLAR | Q.PEAK BLK-G5 315 | Solar Panels |  | 0.315 | 14 | 128 | 45 |  | Fixed | Roof
NJSTRE1545384453 | NJSRRE1543505963 | Transition Incentive Program | Roselle | 7203 | 10 | 8.82 | Residential | Yes | Behind the Meter | Net-metered residential rooftop and canopy |  | None | Vivint Solar Developer, LLC | PSE&G | Accepted | 2019-12-10 | 2019-12-12 | 2021-10-30 | HANWHA SOLAR | Q.PEAK BLK-G5 315 | Solar Panels |  | 0.315 | 8 | 128 | 16 |  | Fixed | Roof
NJSTRE1545384453 | NJSRRE1543505963 | Transition Incentive Program | Roselle | 7203 | 10 | 8.82 | Residential | Yes | Behind the Meter | Net-metered residential rooftop and canopy |  | None | Vivint Solar Developer, LLC | PSE&G | Accepted | 2019-12-10 | 2019-12-12 | 2021-10-30 | HANWHA SOLAR | Q.PEAK BLK-G5 315 | Solar Panels |  | 0.315 | 6 | 308 | 45 |  | Fixed | Roof
NJSTRE1545384454 | NJSRRE1543497746 | Transition Incentive Program | East Newark | 7029 | 8 | 5.8 | Residential | Yes | Behind the Meter | Behind the Meter |  | None | Sunrun Installation Services, Inc. | PSE&G | Eligible for TI Program | 2019-12-06 | 2019-12-10 | 2021-10-30 | Delta Electronics | M5-TL-US | Inverters | 4800 |  | 1 |  |  | 0.96 |  | Outdoor | Next To Meter
NJSTRE1545384454 | NJSRRE1543497746 | Transition Incentive Program | East Newark | 7029 | 8 | 5.8 | Residential | Yes | Behind the Meter | Behind the Meter |  | None | Sunrun Installation Services, Inc. | PSE&G | Eligible for TI Program | 2019-12-06 | 2019-12-10 | 2021-10-30 | REC Solar | REC290TP2 BLK | Solar Panels |  | 0.29 | 20 | 194 | 45 |  | Fixed | Roof
NJSTRE1545384455 | NJSRRE1543426156 | Transition Incentive Program | Monroe Township | 8831 | 11 | 13.86 | Residential | Yes | Behind the Meter | Net-metered residential rooftop and canopy |  | None | Vivint Solar Developer, LLC | JCP&L | Accepted | 2019-11-26 | 2019-11-26 | 2021-10-30 | SOLAREDGE | SE10000H-US | Inverters | 10000 |  | 1 |  |  | 0.992 |  | Outdoor | Near the Utility Meter
NJSTRE1545384455 | NJSRRE1543426156 | Transition Incentive Program | Monroe Township | 8831 | 11 | 13.86 | Residential | Yes | Behind the Meter | Net-metered residential rooftop and canopy |  | None | Vivint Solar Developer, LLC | JCP&L | Accepted | 2019-11-26 | 2019-11-26 | 2021-10-30 | HANWHA SOLAR | Q.PEAK BLK-G5 315 | Solar Panels |  | 0.315 | 4 | 121 | 19 |  | Fixed | Roof
NJSTRE1545384455 | NJSRRE1543426156 | Transition Incentive Program | Monroe Township | 8831 | 11 | 13.86 | Residential | Yes | Behind the Meter | Net-metered residential rooftop and canopy |  | None | Vivint Solar Developer, LLC | JCP&L | Accepted | 2019-11-26 | 2019-11-26 | 2021-10-30 | HANWHA SOLAR | Q.PEAK BLK-G5 315 | Solar Panels |  | 0.315 | 15 | 301 | 19 |  | Fixed | Roof
NJSTRE1545384455 | NJSRRE1543426156 | Transition Incentive Program | Monroe Township | 8831 | 11 | 13.86 | Residential | Yes | Behind the Meter | Net-metered residential rooftop and canopy |  | None | Vivint Solar Developer, LLC | JCP&L | Accepted | 2019-11-26 | 2019-11-26 | 2021-10-30 | HANWHA SOLAR | Q.PEAK BLK-G5 315 | Solar Panels |  | 0.315 | 9 | 301 | 19 |  | Fixed | Roof
NJSTRE1545384455 | NJSRRE1543426156 | Transition Incentive Program | Monroe Township | 8831 | 11 | 13.86 | Residential | Yes | Behind the Meter | Net-metered residential rooftop and canopy |  | None | Vivint Solar Developer, LLC | JCP&L | Accepted | 2019-11-26 | 2019-11-26 | 2021-10-30 | HANWHA SOLAR | Q.PEAK BLK-G5 315 | Solar Panels |  | 0.315 | 16 | 121 | 19 |  | Fixed | Roof
NJSTRE1545384457 | NJSRRE1544185719 | Transition Incentive Program | Millville | 8332 | 20 | 1532.4 | Commercial | No | Behind the Meter | Behind the Meter |  | None | Direct Energy Solar | AC Electric | Eligible for TI Program | 2020-01-16 | 2020-01-24 | 2021-10-30 | Sunny Tripower | Sunny Tripower_Core1 62-US-41 | Inverters | 62500 |  | 4 |  |  | 0.975 |  | Outdoor | Outdoor
NJSTRE1545384457 | NJSRRE1544185719 | Transition Incentive Program | Millville | 8332 | 20 | 1532.4 | Commercial | No | Behind the Meter | Behind the Meter |  | None | Direct Energy Solar | AC Electric | Eligible for TI Program | 2020-01-16 | 2020-01-24 | 2021-10-30 | Sunny Tripower | Sunny Tripower_Core1 62-US-41 | Inverters | 62500 |  | 17 |  |  | 0.975 |  | Outdoor | Outdoor
NJSTRE1545384457 | NJSRRE1544185719 | Transition Incentive Program | Millville | 8332 | 20 | 1532.4 | Commercial | No | Behind the Meter | Behind the Meter |  | None | Direct Energy Solar | AC Electric | Eligible for TI Program | 2020-01-16 | 2020-01-24 | 2021-10-30 | Jinko Solar | JMK400M-72HL-V | Solar Panels |  | 0.4 | 3112 | 180 | 25 |  | Fixed | Ground
NJSTRE1545384457 | NJSRRE1544185719 | Transition Incentive Program | Millville | 8332 | 20 | 1532.4 | Commercial | No | Behind the Meter | Behind the Meter |  | None | Direct Energy Solar | AC Electric | Eligible for TI Program | 2020-01-16 | 2020-01-24 | 2021-10-30 | Jinko Solar | JMK400M-72HL-V | Solar Panels |  | 0.4 | 212 | 176.121 | 6 |  | Fixed | Roof
NJSTRE1545384457 | NJSRRE1544185719 | Transition Incentive Program | Millville | 8332 | 20 | 1532.4 | Commercial | No | Behind the Meter | Behind the Meter |  | None | Direct Energy Solar | AC Electric | Eligible for TI Program | 2020-01-16 | 2020-01-24 | 2021-10-30 | Jinko Solar | JMK400M-72HL-V | Solar Panels |  | 0.4 | 83 | 176.121 | 10 |  | Fixed | Roof
NJSTRE1545384457 | NJSRRE1544185719 | Transition Incentive Program | Millville | 8332 | 20 | 1532.4 | Commercial | No | Behind the Meter | Behind the Meter |  | None | Direct Energy Solar | AC Electric | Eligible for TI Program | 2020-01-16 | 2020-01-24 | 2021-10-30 | Jinko Solar | JMK400M-72HL-V | Solar Panels |  | 0.4 | 378 | 176.121 | 10 |  | Fixed | Roof
NJSTRE1545384457 | NJSRRE1544185719 | Transition Incentive Program | Millville | 8332 | 20 | 1532.4 | Commercial | No | Behind the Meter | Behind the Meter |  | None | Direct Energy Solar | AC Electric | Eligible for TI Program | 2020-01-16 | 2020-01-24 | 2021-10-30 | Jinko Solar | JMK400M-72HL-V | Solar Panels |  | 0.4 | 46 | 176.121 | 10 |  | Fixed | Roof
NJSTRE1545384458 | NJSRRE1544524548 | Transition Incentive Program | Lakewood Township | 8701 | 18 | 7.44 | Residential | Yes | Behind the Meter | Behind the Meter |  | None | Sunrun Installation Services, Inc. | JCP&L | Eligible for TI Program | 2020-02-24 | 2020-02-26 | 2021-10-30 | Enphase Energy | IQ7-60-x-US (240V) | Inverters | 240 |  | 24 |  |  | 0.96 |  | Outdoor | Rooftop
NJSTRE1545384458 | NJSRRE1544524548 | Transition Incentive Program | Lakewood Township | 8701 | 18 | 7.44 | Residential | Yes | Behind the Meter | Behind the Meter |  | None | Sunrun Installation Services, Inc. | JCP&L | Eligible for TI Program | 2020-02-24 | 2020-02-26 | 2021-10-30 | LONGi Green Energy Technology Co Ltd | LR6-60HPB-310M | Solar Panels |  | 0.31 | 7 | 224 | 42 |  | Fixed | Roof
NJSTRE1545384458 | NJSRRE1544524548 | Transition Incentive Program | Lakewood Township | 8701 | 18 | 7.44 | Residential | Yes | Behind the Meter | Behind the Meter |  | None | Sunrun Installation Services, Inc. | JCP&L | Eligible for TI Program | 2020-02-24 | 2020-02-26 | 2021-10-30 | LONGi Green Energy Technology Co Ltd | LR6-60HPB-310M | Solar Panels |  | 0.31 | 16 | 133 | 34 |  | Fixed | Roof
NJSTRE1545384458 | NJSRRE1544524548 | Transition Incentive Program | Lakewood Township | 8701 | 18 | 7.44 | Residential | Yes | Behind the Meter | Behind the Meter |  | None | Sunrun Installation Services, Inc. | JCP&L | Eligible for TI Program | 2020-02-24 | 2020-02-26 | 2021-10-30 | LONGi Green Energy Technology Co Ltd | LR6-60HPB-310M | Solar Panels |  | 0.31 | 1 | 313 | 34 |  | Fixed | Roof
NJSTRE1545384462 | NJSRRE1543571043 | Transition Incentive Program | Old Bridge Township | 8857 | 11 | 14.15 | Residential | Yes | Behind the Meter | Behind the Meter |  | None | Sunrun Installation Services, Inc. | JCP&L | Eligible for TI Program | 2019-12-19 | 2019-12-26 | 2021-10-30 | Delta Electronics | M6-TL-US | Inverters | 5760 |  | 2 |  |  | 0.96 |  | Outdoor | Next To Meter
NJSTRE1545384462 | NJSRRE1543571043 | Transition Incentive Program | Old Bridge Township | 8857 | 11 | 14.15 | Residential | Yes | Behind the Meter | Behind the Meter |  | None | Sunrun Installation Services, Inc. | JCP&L | Eligible for TI Program | 2019-12-19 | 2019-12-26 | 2021-10-30 | LG Electronics | LG345N1C-V5 | Solar Panels |  | 0.345 | 21 | 98 | 24 |  | Fixed | Roof
NJSTRE1545384462 | NJSRRE1543571043 | Transition Incentive Program | Old Bridge Township | 8857 | 11 | 14.15 | Residential | Yes | Behind the Meter | Behind the Meter |  | None | Sunrun Installation Services, Inc. | JCP&L | Eligible for TI Program | 2019-12-19 | 2019-12-26 | 2021-10-30 | LG Electronics | LG345N1C-V5 | Solar Panels |  | 0.345 | 20 | 98 | 24 |  | Fixed | Roof
NJSTRE1545384463 | NJSRRE1543421628 | Transition Incentive Program | Clementon | 8021 | 14 | 6.51 | Residential | No | Behind the Meter | Behind the Meter |  | None | Orbit Energy & Power, LLC | PSE&G | Eligible for TI Program | 2019-11-19 | 2019-11-21 | 2021-10-30 | ENPHASE | IQ7-60-2-US | Inverters | 0.24 |  | 21 |  |  | 0.99 |  | Outside | ROOFTOP
NJSTRE1545384463 | NJSRRE1543421628 | Transition Incentive Program | Clementon | 8021 | 14 | 6.51 | Residential | No | Behind the Meter | Behind the Meter |  | None | Orbit Energy & Power, LLC | PSE&G | Eligible for TI Program | 2019-11-19 | 2019-11-21 | 2021-10-30 | AXITEC | AC310MH/120S-310W | Solar Panels |  | 0.31 | 10 | 337 | 19 |  | Fixed | Roof
NJSTRE1545384463 | NJSRRE1543421628 | Transition Incentive Program | Clementon | 8021 | 14 | 6.51 | Residential | No | Behind the Meter | Behind the Meter |  | None | Orbit Energy & Power, LLC | PSE&G | Eligible for TI Program | 2019-11-19 | 2019-11-21 | 2021-10-30 | AXITEC | AC 310MH/120S-310W | Solar Panels |  | 0.31 | 11 | 157 | 19 |  | Fixed | Roof
NJSTRE1545384464 | NJSRRE1544201227 | Transition Incentive Program | ENGLEWOOD | 7631 | 7 | 5.76 | Residential | No | Behind the Meter | Net-metered residential rooftop and canopy |  | None | UNITED SOLAR | PSE&G | Accepted | 2020-02-07 | 2020-02-20 | 2021-10-30 | ap systems | ecu-r | Meters |  |  | 1 |  |  |  | Yes | Indoor
NJSTRE1545384464 | NJSRRE1544201227 | Transition Incentive Program | ENGLEWOOD | 7631 | 7 | 5.76 | Residential | No | Behind the Meter | Net-metered residential rooftop and canopy |  | None | UNITED SOLAR | PSE&G | Accepted | 2020-02-07 | 2020-02-20 | 2021-10-30 | APS | YC600 | Inverters | 240 |  | 9 |  |  | 0.96 |  | Outdoor | ROOF
NJSTRE1545384464 | NJSRRE1544201227 | Transition Incentive Program | ENGLEWOOD | 7631 | 7 | 5.76 | Residential | No | Behind the Meter | Net-metered residential rooftop and canopy |  | None | UNITED SOLAR | PSE&G | Accepted | 2020-02-07 | 2020-02-20 | 2021-10-30 | AXITEC | AC320P | Solar Panels |  | 0.32 | 18 | 112 | 18 |  | Fixed | Roof
NJSTRE1545384466 | NJSRRE1544441275 | Transition Incentive Program | Somerset | 8873 | 5 | 10.88 | Residential | No | Behind the Meter | Behind the Meter |  | None | Maier Solar Engineering dba Solar Me | PSE&G | Eligible for TI Program | 2020-02-12 | 2020-02-17 | 2021-10-30 | Enphase | IQ7 | Inverters | 240 |  | 34 |  |  | 0.96 |  | Outside | Next to meter
NJSTRE1545384466 | NJSRRE1544441275 | Transition Incentive Program | Somerset | 8873 | 5 | 10.88 | Residential | No | Behind the Meter | Behind the Meter |  | None | Maier Solar Engineering dba Solar Me | PSE&G | Eligible for TI Program | 2020-02-12 | 2020-02-17 | 2021-10-30 | Hanwha | Q.CELL DUO BLK-G5 320W | Solar Panels |  | 0.32 | 22 | 178 | 17 |  | Fixed | Roof
NJSTRE1545384466 | NJSRRE1544441275 | Transition Incentive Program | Somerset | 8873 | 5 | 10.88 | Residential | No | Behind the Meter | Behind the Meter |  | None | Maier Solar Engineering dba Solar Me | PSE&G | Eligible for TI Program | 2020-02-12 | 2020-02-17 | 2021-10-30 | Hanwha | Q.CELL DUO BLK-G5 320W | Solar Panels |  | 0.32 | 12 | 178 | 17 |  | Fixed | Roof
NJSTRE1545384468 | NJSRRE1544421205 | Transition Incentive Program | petersburg | 8270 | 21 | 12.4 | Residential | Yes | Behind the Meter | Net-metered residential rooftop and canopy |  | None | Vision Solar LLC | AC Electric | Accepted | 2020-02-08 | 2020-02-12 | 2021-10-30 | enphase | iq7-60-2-us | Inverters | 0.25 |  | 37 |  |  | 0.96 |  | Other | behind panels
NJSTRE1545384468 | NJSRRE1544421205 | Transition Incentive Program | petersburg | 8270 | 21 | 12.4 | Residential | Yes | Behind the Meter | Net-metered residential rooftop and canopy |  | None | Vision Solar LLC | AC Electric | Accepted | 2020-02-08 | 2020-02-12 | 2021-10-30 | lg solar | lg335n1k-v5 | Solar Panels |  | 0.335 | 24 | 189 | 23 |  | Fixed | Roof
NJSTRE1545384468 | NJSRRE1544421205 | Transition Incentive Program | petersburg | 8270 | 21 | 12.4 | Residential | Yes | Behind the Meter | Net-metered residential rooftop and canopy |  | None | Vision Solar LLC | AC Electric | Accepted | 2020-02-08 | 2020-02-12 | 2021-10-30 | lg solar | lg335n1k-v5 | Solar Panels |  | 0.335 | 13 | 10 | 23 |  | Fixed | Roof
NJSTRE1545384471 | NJSRRE1544150992 | Transition Incentive Program | Ocean View | 8230 | 21 | 33.17 | Commercial | No | Behind the Meter | Behind the Meter |  | None | OCEAN SOLAR | AC Electric | Eligible for TI Program | 2020-01-09 | 2020-01-14 | 2021-10-30 | solar edge | SE10000H-US | Inverters | 10000 |  | 2 |  |  | 0.99 |  | Outside | On array
NJSTRE1545384471 | NJSRRE1544150992 | Transition Incentive Program | Ocean View | 8230 | 21 | 33.17 | Commercial | No | Behind the Meter | Behind the Meter |  | None | OCEAN SOLAR | AC Electric | Eligible for TI Program | 2020-01-09 | 2020-01-14 | 2021-10-30 | solar edge | SE5.0H-US | Inverters | 5000 |  | 1 |  |  | 0.99 |  | Outdoor | next to utility meter
NJSTRE1545384471 | NJSRRE1544150992 | Transition Incentive Program | Ocean View | 8230 | 21 | 33.17 | Commercial | No | Behind the Meter | Behind the Meter |  | None | OCEAN SOLAR | AC Electric | Eligible for TI Program | 2020-01-09 | 2020-01-14 | 2021-10-30 | silfab | 310Mono | Solar Panels |  | 0.31 | 107 | 134 | 5 |  | Fixed | Roof
NJSTRE1545384472 | NJSRRE1543547237 | Transition Incentive Program | Perth Amboy | 8861 | 11 | 5.58 | Residential | Yes | Behind the Meter | Net-metered residential rooftop and canopy |  | None | Palmetto Solar LLC | PSE&G | Accepted | 2019-12-13 | 2019-12-17 | 2021-10-30 | SolarEdge | SE5000H-US | Inverters | 5000 |  | 1 |  |  | 0.98 |  | Outside | side of the house
NJSTRE1545384472 | NJSRRE1543547237 | Transition Incentive Program | Perth Amboy | 8861 | 11 | 5.58 | Residential | Yes | Behind the Meter | Net-metered residential rooftop and canopy |  | None | Palmetto Solar LLC | PSE&G | Accepted | 2019-12-13 | 2019-12-17 | 2021-10-30 | Yingli | YL310D-30B | Solar Panels |  | 0.31 | 18 | 180 | 25 |  | Fixed | Roof
NJSTRE1545384473 | NJSRRE1544519420 | Transition Incentive Program | Orange City | 7050 | 9 | 8.19 | Residential | Yes | Behind the Meter | Behind the Meter |  | None | Tesla Energy Operations Inc. | PSE&G | Eligible for TI Program | 2020-02-21 | 2020-02-25 | 2021-10-30 | Delta | Solivia 7.6 TL | Inverters | 7600 |  | 1 |  |  | 0.975 |  | Outdoor | Outdoor
NJSTRE1545384473 | NJSRRE1544519420 | Transition Incentive Program | Orange City | 7050 | 9 | 8.19 | Residential | Yes | Behind the Meter | Behind the Meter |  | None | Tesla Energy Operations Inc. | PSE&G | Eligible for TI Program | 2020-02-21 | 2020-02-25 | 2021-10-30 | SolarCity Standard | SC315B2 | Solar Panels |  | 0.315 | 26 | 121 | 33 |  | Fixed | Roof
NJSTRE1545384478 | NJSRRE1543461151 | Transition Incentive Program | Edison | 8820 | 11 | 9.77 | Residential | Yes | Behind the Meter | Net-metered residential rooftop and canopy |  | None | Suntuity Solar LLC | PSE&G | Accepted | 2019-11-30 | 2019-12-04 | 2021-10-30 | Enphase Energy | IQ7-60-2-US | Inverters | 240 |  | 31 |  |  | 0.97 |  | Outdoor | Behind the PV Modules
NJSTRE1545384478 | NJSRRE1543461151 | Transition Incentive Program | Edison | 8820 | 11 | 9.77 | Residential | Yes | Behind the Meter | Net-metered residential rooftop and canopy |  | None | Suntuity Solar LLC | PSE&G | Accepted | 2019-11-30 | 2019-12-04 | 2021-10-30 | Yingli Green Energy | YL315D-30b | Solar Panels |  | 0.315 | 12 | 88 | 20 |  | Fixed | Roof
NJSTRE1545384478 | NJSRRE1543461151 | Transition Incentive Program | Edison | 8820 | 11 | 9.77 | Residential | Yes | Behind the Meter | Net-metered residential rooftop and canopy |  | None | Suntuity Solar LLC | PSE&G | Accepted | 2019-11-30 | 2019-12-04 | 2021-10-30 | Yingli Green Energy | YL315D-30b | Solar Panels |  | 0.315 | 19 | 268 | 20 |  | Fixed | Roof
NJSTRE1545384479 | NJSRRE1544413116 | Transition Incentive Program | CHERRY HILL | 8002 | 14 | 7.25 | Residential | Yes | Behind the Meter | Net-metered residential rooftop and canopy |  | None | Vivint Solar Developer, LLC | PSE&G | Accepted | 2020-02-06 | 2020-02-10 | 2021-10-30 | SolarEdge | SE7600H-US | Inverters | 7600 |  | 1 |  |  | 0.992 |  | Outdoor | Near the utility meter
NJSTRE1545384479 | NJSRRE1544413116 | Transition Incentive Program | CHERRY HILL | 8002 | 14 | 7.25 | Residential | Yes | Behind the Meter | Net-metered residential rooftop and canopy |  | None | Vivint Solar Developer, LLC | PSE&G | Accepted | 2020-02-06 | 2020-02-10 | 2021-10-30 | Hanwha Solar | Q.PEAK BLK-G5 315 | Solar Panels |  | 0.315 | 13 | 86 | 29 |  | Fixed | Roof
NJSTRE1545384479 | NJSRRE1544413116 | Transition Incentive Program | CHERRY HILL | 8002 | 14 | 7.25 | Residential | Yes | Behind the Meter | Net-metered residential rooftop and canopy |  | None | Vivint Solar Developer, LLC | PSE&G | Accepted | 2020-02-06 | 2020-02-10 | 2021-10-30 | Hanwha Solar | Q.PEAK BLK-G5 315 | Solar Panels |  | 0.315 | 10 | 266 | 29 |  | Fixed | Roof
NJSTRE1545384481 | NJSRRE1543527318 | Transition Incentive Program | Cape May | 8204 | 21 | 16.64 | Residential | No | Behind the Meter | Net-metered residential rooftop and canopy |  | None | Castle Energy, LLC | AC Electric | Accepted | 2019-12-12 | 2019-12-16 | 2021-10-30 | Enphase Energy | IQ7-60-2-US | Inverters | 240 |  | 52 |  |  | 0.967 |  | Outside | under each solar panel
NJSTRE1545384481 | NJSRRE1543527318 | Transition Incentive Program | Cape May | 8204 | 21 | 16.64 | Residential | No | Behind the Meter | Net-metered residential rooftop and canopy |  | None | Castle Energy, LLC | AC Electric | Accepted | 2019-12-12 | 2019-12-16 | 2021-10-30 | Hanwha Q-Cells | Q.Peak DUO-G5 320 | Solar Panels |  | 0.32 | 52 | 180 | 25 |  | Fixed | Ground
NJSTRE1545384482 | NJSRRE1543421525 | Transition Incentive Program | North Plainfield Boro | 7060 | 10 | 12.71 | Residential | No | Behind the Meter | Net-metered residential rooftop and canopy |  | None | Palmetto Solar LLC | PSE&G | Accepted | 2019-11-19 | 2019-11-21 | 2021-10-30 | SolarEdge Technologies | SE10000H-US | Inverters | 10000 |  | 1 |  |  | 0.9 |  | Outside | side of the house
NJSTRE1545384482 | NJSRRE1543421525 | Transition Incentive Program | North Plainfield Boro | 7060 | 10 | 12.71 | Residential | No | Behind the Meter | Net-metered residential rooftop and canopy |  | None | Palmetto Solar LLC | PSE&G | Accepted | 2019-11-19 | 2019-11-21 | 2021-10-30 | Hanwha | All Black Module 310W | Solar Panels |  | 0.31 | 41 | 180 | 25 |  | Fixed | Roof
NJSTRE1545384483 | NJSRRE1543450849 | Transition Incentive Program | Salem | 8079 | 16 | 5.85 | Residential | No | Behind the Meter | Behind the Meter |  | None | Maier Solar Engineering dba Solar Me | AC Electric | Eligible for TI Program | 2019-11-27 | 2019-12-03 | 2021-10-30 | Enphase | IQ7X | Inverters | 315 |  | 18 |  |  | 0.96 |  | Outdoor | Next to meter
NJSTRE1545384483 | NJSRRE1543450849 | Transition Incentive Program | Salem | 8079 | 16 | 5.85 | Residential | No | Behind the Meter | Behind the Meter |  | None | Maier Solar Engineering dba Solar Me | AC Electric | Eligible for TI Program | 2019-11-27 | 2019-12-03 | 2021-10-30 | Panasonic | VBHN325KA03 | Solar Panels |  | 0.325 | 18 | 230 | 34 |  | Fixed | Roof
NJSTRE1545384484 | NJSRRE1543891869 | Transition Incentive Program | Hazlet | 7730 | 17 | 5.67 | Residential | No | Behind the Meter | Net-metered residential rooftop and canopy |  | None | Suntuity Solar LLC | JCP&L | Accepted | 2020-01-03 | 2020-01-07 | 2021-10-30 | Enphase Energy | IQ7-60-2-US | Inverters | 240 |  | 18 |  |  | 0.97 |  | Outdoor | Behind the PV Modules
NJSTRE1545384484 | NJSRRE1543891869 | Transition Incentive Program | Hazlet | 7730 | 17 | 5.67 | Residential | No | Behind the Meter | Net-metered residential rooftop and canopy |  | None | Suntuity Solar LLC | JCP&L | Accepted | 2020-01-03 | 2020-01-07 | 2021-10-30 | Hanwha Solar | Q-Cells 315 Mono | Solar Panels |  | 0.315 | 18 | 159 | 20 |  | Fixed | Roof
NJSTRE1545384486 | NJSRRE1544419705 | Transition Incentive Program | JAMESBURG | 8831 | 11 | 9.28 | Residential | Yes | Behind the Meter | Net-metered residential rooftop and canopy |  | None | Vivint Solar Developer, LLC | JCP&L | Accepted | 2020-02-07 | 2020-02-11 | 2021-10-30 | SOLAREDGE | SE7600H-US | Inverters | 7600 |  | 1 |  |  | 0.992 |  | Outdoor | Near the Utility Meter
NJSTRE1545384486 | NJSRRE1544419705 | Transition Incentive Program | JAMESBURG | 8831 | 11 | 9.28 | Residential | Yes | Behind the Meter | Net-metered residential rooftop and canopy |  | None | Vivint Solar Developer, LLC | JCP&L | Accepted | 2020-02-07 | 2020-02-11 | 2021-10-30 | JINKO SOLAR | JKM320M-60HBL | Solar Panels |  | 0.32 | 15 | 197 | 21 |  | Fixed | Roof
NJSTRE1545384486 | NJSRRE1544419705 | Transition Incentive Program | JAMESBURG | 8831 | 11 | 9.28 | Residential | Yes | Behind the Meter | Net-metered residential rooftop and canopy |  | None | Vivint Solar Developer, LLC | JCP&L | Accepted | 2020-02-07 | 2020-02-11 | 2021-10-30 | JINKO SOLAR | JKM320M-60HBL | Solar Panels |  | 0.32 | 14 | 17 | 21 |  | Fixed | Roof
NJSTRE1545384487 | NJSRRE1544454431 | Transition Incentive Program | Cedar Brook | 8018 | 14 | 11.34 | Residential | Yes | Behind the Meter | Behind the Meter | NA | ACE | Tesla Energy Operations Inc | AC Electric | Eligible for TI Program | 2020-02-14 | 2020-02-24 | 2021-10-30 | SolarEdge Technologies Ltd | SE10000H-US | Inverters | 1000 |  | 1 |  |  | 0.99 |  | Outdoor | Outside
NJSTRE1545384487 | NJSRRE1544454431 | Transition Incentive Program | Cedar Brook | 8018 | 14 | 11.34 | Residential | Yes | Behind the Meter | Behind the Meter | NA | ACE | Tesla Energy Operations Inc | AC Electric | Eligible for TI Program | 2020-02-14 | 2020-02-24 | 2021-10-30 | Hanwha Q CELLS | Q.PEAK DUO BLK-G5/SC315 | Solar Panels |  | 0.315 | 21 | 244 | 37 |  | Fixed | Roof
NJSTRE1545384487 | NJSRRE1544454431 | Transition Incentive Program | Cedar Brook | 8018 | 14 | 11.34 | Residential | Yes | Behind the Meter | Behind the Meter | NA | ACE | Tesla Energy Operations Inc | AC Electric | Eligible for TI Program | 2020-02-14 | 2020-02-24 | 2021-10-30 | Hanwha Q CELLS | Q.PEAK DUO BLK-G5/SC315 | Solar Panels |  | 0.315 | 15 | 154 | 37 |  | Fixed | Roof
NJSTRE1545384488 | NJSRRE1544467146 | Transition Incentive Program | Tinton Falls | 7724 | 17 | 6.2 | Residential | Yes | Behind the Meter | Behind the Meter |  | None | Sunrun Installation Services, Inc. | JCP&L | Eligible for TI Program | 2020-02-17 | 2020-02-20 | 2021-10-30 | Enphase Energy | IQ7-60-x-US (240V) | Inverters | 240 |  | 20 |  |  | 0.96 |  | Outdoor | Rooftop
NJSTRE1545384488 | NJSRRE1544467146 | Transition Incentive Program | Tinton Falls | 7724 | 17 | 6.2 | Residential | Yes | Behind the Meter | Behind the Meter |  | None | Sunrun Installation Services, Inc. | JCP&L | Eligible for TI Program | 2020-02-17 | 2020-02-20 | 2021-10-30 | REC Solar | REC310TP2M | Solar Panels |  | 0.31 | 17 | 179 | 23 |  | Fixed | Roof
NJSTRE1545384488 | NJSRRE1544467146 | Transition Incentive Program | Tinton Falls | 7724 | 17 | 6.2 | Residential | Yes | Behind the Meter | Behind the Meter |  | None | Sunrun Installation Services, Inc. | JCP&L | Eligible for TI Program | 2020-02-17 | 2020-02-20 | 2021-10-30 | REC Solar | REC310TP2M | Solar Panels |  | 0.31 | 3 | 269 | 23 |  | Fixed | Roof
NJSTRE1545384489 | NJSRRE1543481091 | Transition Incentive Program | Wenonah | 8090 | 15 | 9.14 | Residential | No | Behind the Meter | Net-metered residential rooftop and canopy |  | None | Suntuity Solar LLC | AC Electric | Accepted | 2019-12-05 | 2019-12-09 | 2021-10-30 | Enphase Energy | IQ7-60-2-US | Inverters | 240 |  | 29 |  |  | 0.97 |  | Outdoor | Behind the PV Modules
NJSTRE1545384489 | NJSRRE1543481091 | Transition Incentive Program | Wenonah | 8090 | 15 | 9.14 | Residential | No | Behind the Meter | Net-metered residential rooftop and canopy |  | None | Suntuity Solar LLC | AC Electric | Accepted | 2019-12-05 | 2019-12-09 | 2021-10-30 | Yingli Green Energy | YL315D-30b | Solar Panels |  | 0.315 | 29 | 268 | 33 |  | Fixed | Roof
NJSTRE1545384491 | NJSRRE1544465685 | Transition Incentive Program | MANAHAWKIN | 8050 | 18 | 6.4 | Residential | Yes | Behind the Meter | Net-metered residential rooftop and canopy |  | None | Vivint Solar Developer, LLC | AC Electric | Accepted | 2020-02-17 | 2020-02-19 | 2021-10-30 | SolarEdge | SE7600H-US | Inverters | 7600 |  | 1 |  |  | 0.992 |  | Outdoor | Near the utility meter
NJSTRE1545384491 | NJSRRE1544465685 | Transition Incentive Program | MANAHAWKIN | 8050 | 18 | 6.4 | Residential | Yes | Behind the Meter | Net-metered residential rooftop and canopy |  | None | Vivint Solar Developer, LLC | AC Electric | Accepted | 2020-02-17 | 2020-02-19 | 2021-10-30 | Jinko Solar | JKM320M-60HBL | Solar Panels |  | 0.32 | 3 | 191 | 27 |  | Fixed | Roof
NJSTRE1545384491 | NJSRRE1544465685 | Transition Incentive Program | MANAHAWKIN | 8050 | 18 | 6.4 | Residential | Yes | Behind the Meter | Net-metered residential rooftop and canopy |  | None | Vivint Solar Developer, LLC | AC Electric | Accepted | 2020-02-17 | 2020-02-19 | 2021-10-30 | Jinko Solar | JKM320M-60HBL | Solar Panels |  | 0.32 | 17 | 191 | 27 |  | Fixed | Roof
NJSTRE1545384492 | NJSRRE1544158316 | Transition Incentive Program | East Brunswick | 8816 | 11 | 28.06 | Residential | Yes | Behind the Meter | Behind the Meter |  | None | Complete Solar | PSE&G | Eligible for TI Program | 2020-02-03 | 2020-02-05 | 2021-10-30 | SOLAREDGE | SE11400H-US | Inverters | 11400 |  | 1 |  |  | 0.97 |  | Outdoor | BY MSP
NJSTRE1545384492 | NJSRRE1544158316 | Transition Incentive Program | East Brunswick | 8816 | 11 | 28.06 | Residential | Yes | Behind the Meter | Behind the Meter |  | None | Complete Solar | PSE&G | Eligible for TI Program | 2020-02-03 | 2020-02-05 | 2021-10-30 | LONGI SOLAR- | LR6-60HPB-305M | Solar Panels |  | 0.305 | 92 | 242.5 | 30 |  | Fixed | Roof
NJSTRE1545384495 | NJSRRE1543565623 | Transition Incentive Program | Roselle | 7203 | 10 | 6 | Residential | No | Behind the Meter | Net-metered residential rooftop and canopy |  | None | SunPower Corporation, Systems | PSE&G | Accepted | 2019-12-18 | 2019-12-23 | 2021-10-30 | SUNPOWER | SPR-A400-G-AC | Inverters | 349 |  | 15 |  |  | 0.97 |  | Other | under each panel
NJSTRE1545384495 | NJSRRE1543565623 | Transition Incentive Program | Roselle | 7203 | 10 | 6 | Residential | No | Behind the Meter | Net-metered residential rooftop and canopy |  | None | SunPower Corporation, Systems | PSE&G | Accepted | 2019-12-18 | 2019-12-23 | 2021-10-30 | SUNPOWER | SPR-A400-G-AC | Solar Panels |  | 0.4 | 8 | 79 | 15 |  | Fixed | Roof
NJSTRE1545384495 | NJSRRE1543565623 | Transition Incentive Program | Roselle | 7203 | 10 | 6 | Residential | No | Behind the Meter | Net-metered residential rooftop and canopy |  | None | SunPower Corporation, Systems | PSE&G | Accepted | 2019-12-18 | 2019-12-23 | 2021-10-30 | SUNPOWER | SPR-A400-G-AC | Solar Panels |  | 0.4 | 7 | 259 | 35 |  | Fixed | Roof
NJSTRE1545384497 | NJSRRE1543446036 | Transition Incentive Program | Somerset | 8873 | 5 | 5.04 | Residential | Yes | Behind the Meter | Net-metered residential rooftop and canopy |  | None | Suntuity Solar LLC | PSE&G | Accepted | 2019-11-26 | 2019-12-02 | 2021-10-30 | Enphase Energy | IQ7-60-2-US | Inverters | 240 |  | 16 |  |  | 0.97 |  | Outdoor | Behind the PV Modules
NJSTRE1545384497 | NJSRRE1543446036 | Transition Incentive Program | Somerset | 8873 | 5 | 5.04 | Residential | Yes | Behind the Meter | Net-metered residential rooftop and canopy |  | None | Suntuity Solar LLC | PSE&G | Accepted | 2019-11-26 | 2019-12-02 | 2021-10-30 | Yingli Green Energy | YL315D-30b | Solar Panels |  | 0.315 | 16 | 218 | 19 |  | Fixed | Roof
NJSTRE1545384498 | NJSRRE1544147911 | Transition Incentive Program | Keyport | 7735 | 17 | 6.62 | Residential | Yes | Behind the Meter | Net-metered residential rooftop and canopy |  | None | Vivint Solar Developer, LLC | JCP&L | Accepted | 2020-01-08 | 2020-01-13 | 2021-10-30 | SOLAREDGE | SE7600H-US | Inverters | 7600 |  | 1 |  |  | 0.992 |  | Outdoor | Near the Utility Meter
NJSTRE1545384498 | NJSRRE1544147911 | Transition Incentive Program | Keyport | 7735 | 17 | 6.62 | Residential | Yes | Behind the Meter | Net-metered residential rooftop and canopy |  | None | Vivint Solar Developer, LLC | JCP&L | Accepted | 2020-01-08 | 2020-01-13 | 2021-10-30 | HANWHA SOLAR | Q.PEAK BLK-G5 315 | Solar Panels |  | 0.315 | 18 | 210 | 19 |  | Fixed | Roof
NJSTRE1545384498 | NJSRRE1544147911 | Transition Incentive Program | Keyport | 7735 | 17 | 6.62 | Residential | Yes | Behind the Meter | Net-metered residential rooftop and canopy |  | None | Vivint Solar Developer, LLC | JCP&L | Accepted | 2020-01-08 | 2020-01-13 | 2021-10-30 | HANWHA SOLAR | Q.PEAK BLK-G5 315 | Solar Panels |  | 0.315 | 3 | 30 | 19 |  | Fixed | Roof
NJSTRE1545384499 | NJSRRE1544144229 | Transition Incentive Program | Maple Shade Township | 8052 | 13 | 7.36 | Residential | Yes | Behind the Meter | Behind the Meter |  | None | Sunrun Installation Services, Inc. | PSE&G | Eligible for TI Program | 2020-01-08 | 2020-02-06 | 2021-10-30 | Delta Electronics | M6-TL-US | Inverters | 5760 |  | 1 |  |  | 0.96 |  | Outdoor | Next To Meter
NJSTRE1545384499 | NJSRRE1544144229 | Transition Incentive Program | Maple Shade Township | 8052 | 13 | 7.36 | Residential | Yes | Behind the Meter | Behind the Meter |  | None | Sunrun Installation Services, Inc. | PSE&G | Eligible for TI Program | 2020-01-08 | 2020-02-06 | 2021-10-30 | Hanwha Q-Cells | Q.PEAK DUO-G7 320 | Solar Panels |  | 0.32 | 13 | 217 | 18 |  | Fixed | Roof
NJSTRE1545384499 | NJSRRE1544144229 | Transition Incentive Program | Maple Shade Township | 8052 | 13 | 7.36 | Residential | Yes | Behind the Meter | Behind the Meter |  | None | Sunrun Installation Services, Inc. | PSE&G | Eligible for TI Program | 2020-01-08 | 2020-02-06 | 2021-10-30 | Hanwha Q-Cells | Q.PEAK DUO-G7 320 | Solar Panels |  | 0.32 | 10 | 37 | 18 |  | Fixed | Roof
NJSTRE1545384500 | NJSRRE1544529501 | Transition Incentive Program | WILLIAMSTOWN | 8094 | 15 | 13.55 | Residential | Yes | Behind the Meter | Net-metered residential rooftop and canopy |  | None | Suntuity Solar LLC | AC Electric | Accepted | 2020-02-25 | 2020-02-27 | 2021-10-30 | Enphase Energy | IQ7-60-2-US | Inverters | 240 |  | 43 |  |  | 0.97 |  | Outdoor | Behind the PV Modules
NJSTRE1545384500 | NJSRRE1544529501 | Transition Incentive Program | WILLIAMSTOWN | 8094 | 15 | 13.55 | Residential | Yes | Behind the Meter | Net-metered residential rooftop and canopy |  | None | Suntuity Solar LLC | AC Electric | Accepted | 2020-02-25 | 2020-02-27 | 2021-10-30 | Hanwha Solar | Q-Cells 315 Mono | Solar Panels |  | 0.315 | 16 | 303 | 24 |  | Fixed | Roof
NJSTRE1545384500 | NJSRRE1544529501 | Transition Incentive Program | WILLIAMSTOWN | 8094 | 15 | 13.55 | Residential | Yes | Behind the Meter | Net-metered residential rooftop and canopy |  | None | Suntuity Solar LLC | AC Electric | Accepted | 2020-02-25 | 2020-02-27 | 2021-10-30 | Hanwha Solar | Q-Cells 315 Mono | Solar Panels |  | 0.315 | 3 | 123 | 22 |  | Fixed | Roof
NJSTRE1545384500 | NJSRRE1544529501 | Transition Incentive Program | WILLIAMSTOWN | 8094 | 15 | 13.55 | Residential | Yes | Behind the Meter | Net-metered residential rooftop and canopy |  | None | Suntuity Solar LLC | AC Electric | Accepted | 2020-02-25 | 2020-02-27 | 2021-10-30 | Hanwha Solar | Q-Cells 315 Mono | Solar Panels |  | 0.315 | 24 | 123 | 24 |  | Fixed | Roof
NJSTRE1545384505 | NJSRRE1543497852 | Transition Incentive Program | JERSEY CITY | 7305 | 8 | 2.68 | Residential | No | Behind the Meter | Behind the Meter |  | None | Infinity Solar Systems | PSE&G | Eligible for TI Program | 2019-12-06 | 2019-12-10 | 2021-10-30 | ENPHASE | IQ7-60-X-US | Inverters | 240 |  | 8 |  |  | 0.97 |  | Outside | MICROINVERTERS
NJSTRE1545384505 | NJSRRE1543497852 | Transition Incentive Program | JERSEY CITY | 7305 | 8 | 2.68 | Residential | No | Behind the Meter | Behind the Meter |  | None | Infinity Solar Systems | PSE&G | Eligible for TI Program | 2019-12-06 | 2019-12-10 | 2021-10-30 | LG | LG335N1K-V5 | Solar Panels |  | 0.335 | 8 | 196 | 35 |  | Fixed | Roof
NJSTRE1545384507 | NJSRRE1544184463 | Transition Incentive Program | Union | 7083 | 10 | 6.54 | Residential | No | Behind the Meter | Net-metered residential rooftop and canopy |  | None | SunPower Corporation, Systems | PSE&G | Accepted | 2020-01-16 | 2020-01-21 | 2021-10-30 | SUNPOWER | SPR-E20-327-E-AC | Inverters | 320 |  | 20 |  |  | 0.96 |  | Other | under each panel
NJSTRE1545384507 | NJSRRE1544184463 | Transition Incentive Program | Union | 7083 | 10 | 6.54 | Residential | No | Behind the Meter | Net-metered residential rooftop and canopy |  | None | SunPower Corporation, Systems | PSE&G | Accepted | 2020-01-16 | 2020-01-21 | 2021-10-30 | SUNPOWER | SPR-E20-327-E-AC | Solar Panels |  | 0.327 | 10 | 218 | 38 |  | Fixed | Roof
NJSTRE1545384507 | NJSRRE1544184463 | Transition Incentive Program | Union | 7083 | 10 | 6.54 | Residential | No | Behind the Meter | Net-metered residential rooftop and canopy |  | None | SunPower Corporation, Systems | PSE&G | Accepted | 2020-01-16 | 2020-01-21 | 2021-10-30 | SUNPOWER | SPR-E20-327-E-AC | Solar Panels |  | 0.327 | 10 | 38 | 38 |  | Fixed | Roof
NJSTRE1545384508 | NJSRRE1543882159 | Transition Incentive Program | Franklin Park | 8823 | 5 | 11.89 | Residential | Yes | Behind the Meter | Behind the Meter |  | None | Sunrun Installation Services, Inc. | PSE&G | Eligible for TI Program | 2020-01-02 | 2020-01-07 | 2021-10-30 | SolarEdge Technologies | SE10000H-USRGM | Inverters | 10000 |  | 1 |  |  | 0.96 |  | Outdoor | Next To Meter
NJSTRE1545384508 | NJSRRE1543882159 | Transition Incentive Program | Franklin Park | 8823 | 5 | 11.89 | Residential | Yes | Behind the Meter | Behind the Meter |  | None | Sunrun Installation Services, Inc. | PSE&G | Eligible for TI Program | 2020-01-02 | 2020-01-07 | 2021-10-30 | REC Solar | REC290TP2 BLK | Solar Panels |  | 0.29 | 14 | 206 | 24 |  | Fixed | Roof
NJSTRE1545384508 | NJSRRE1543882159 | Transition Incentive Program | Franklin Park | 8823 | 5 | 11.89 | Residential | Yes | Behind the Meter | Behind the Meter |  | None | Sunrun Installation Services, Inc. | PSE&G | Eligible for TI Program | 2020-01-02 | 2020-01-07 | 2021-10-30 | REC Solar | REC290TP2 BLK | Solar Panels |  | 0.29 | 27 | 298 | 23 |  | Fixed | Roof
NJSTRE1545384510 | NJSRRE1544166263 | Transition Incentive Program | Carteret | 7008 | 11 | 6.62 | Residential | Yes | Behind the Meter | Net-metered residential rooftop and canopy |  | None | Suntuity Solar LLC | PSE&G | Accepted | 2020-01-15 | 2020-01-20 | 2021-10-30 | Enphase Energy | IQ7-60-2-US | Inverters | 240 |  | 21 |  |  | 0.97 |  | Outdoor | Behind the PV Modules
NJSTRE1545384510 | NJSRRE1544166263 | Transition Incentive Program | Carteret | 7008 | 11 | 6.62 | Residential | Yes | Behind the Meter | Net-metered residential rooftop and canopy |  | None | Suntuity Solar LLC | PSE&G | Accepted | 2020-01-15 | 2020-01-20 | 2021-10-30 | Hanwha Solar | Q-Cells 315 Mono | Solar Panels |  | 0.315 | 12 | 215 | 44 |  | Fixed | Roof
NJSTRE1545384510 | NJSRRE1544166263 | Transition Incentive Program | Carteret | 7008 | 11 | 6.62 | Residential | Yes | Behind the Meter | Net-metered residential rooftop and canopy |  | None | Suntuity Solar LLC | PSE&G | Accepted | 2020-01-15 | 2020-01-20 | 2021-10-30 | Hanwha Solar | Q-Cells 315 Mono | Solar Panels |  | 0.315 | 9 | 125 | 30 |  | Fixed | Roof
NJSTRE1545384511 | NJSRRE1544529736 | Transition Incentive Program | Hopatcong | 7843 | 1 | 8.71 | Residential | Yes | Behind the Meter | Net-metered residential rooftop and canopy |  | None | Vision Solar LLC | JCP&L | Accepted | 2020-02-25 | 2020-02-27 | 2021-10-30 | enphase | iq7-60-2-us | Inverters | 0.25 |  | 26 |  |  | 0.96 |  | Other | behind panels
NJSTRE1545384511 | NJSRRE1544529736 | Transition Incentive Program | Hopatcong | 7843 | 1 | 8.71 | Residential | Yes | Behind the Meter | Net-metered residential rooftop and canopy |  | None | Vision Solar LLC | JCP&L | Accepted | 2020-02-25 | 2020-02-27 | 2021-10-30 | lg solar | lg335n1k-v5 | Solar Panels |  | 0.335 | 7 | 243 | 20 |  | Fixed | Roof
NJSTRE1545384511 | NJSRRE1544529736 | Transition Incentive Program | Hopatcong | 7843 | 1 | 8.71 | Residential | Yes | Behind the Meter | Net-metered residential rooftop and canopy |  | None | Vision Solar LLC | JCP&L | Accepted | 2020-02-25 | 2020-02-27 | 2021-10-30 | lg solar | lg335n1k-v5 | Solar Panels |  | 0.335 | 19 | 242 | 20 |  | Fixed | Roof
NJSTRE1545384514 | NJSRRE1544199189 | Transition Incentive Program | Willingboro | 8046 | 13 | 7.44 | Residential | Yes | Behind the Meter | Behind the Meter |  | None | Skyline Solar, LLC | PSE&G | Eligible for TI Program | 2020-01-20 | 2020-01-23 | 2021-10-30 | SolarEdge | SE5000H-US | Inverters | 5000 |  | 1 |  |  | 0.99 |  | Outside | within ten feet of meter
NJSTRE1545384514 | NJSRRE1544199189 | Transition Incentive Program | Willingboro | 8046 | 13 | 7.44 | Residential | Yes | Behind the Meter | Behind the Meter |  | None | Skyline Solar, LLC | PSE&G | Eligible for TI Program | 2020-01-20 | 2020-01-23 | 2021-10-30 | Silfab | SLA310M | Solar Panels |  | 0.31 | 24 | 192 | 20 |  | Fixed | Roof
NJSTRE1545384515 | NJSRRE1544316979 | Transition Incentive Program | Plainfield | 7062 | 10 | 4.03 | Residential | Yes | Behind the Meter | Behind the Meter |  | None | Sunrun Installation Services, Inc. | PSE&G | Eligible for TI Program | 2020-01-28 | 2020-01-31 | 2021-10-30 | Enphase Energy | IQ7-60-x-US (240V) | Inverters | 240 |  | 13 |  |  | 0.96 |  | Outdoor | Rooftop
NJSTRE1545384515 | NJSRRE1544316979 | Transition Incentive Program | Plainfield | 7062 | 10 | 4.03 | Residential | Yes | Behind the Meter | Behind the Meter |  | None | Sunrun Installation Services, Inc. | PSE&G | Eligible for TI Program | 2020-01-28 | 2020-01-31 | 2021-10-30 | REC Solar | REC310TP2M | Solar Panels |  | 0.31 | 3 | 50 | 45 |  | Fixed | Roof
NJSTRE1545384515 | NJSRRE1544316979 | Transition Incentive Program | Plainfield | 7062 | 10 | 4.03 | Residential | Yes | Behind the Meter | Behind the Meter |  | None | Sunrun Installation Services, Inc. | PSE&G | Eligible for TI Program | 2020-01-28 | 2020-01-31 | 2021-10-30 | REC Solar | REC310TP2M | Solar Panels |  | 0.31 | 10 | 230 | 45 |  | Fixed | Roof
NJSTRE1545384517 | NJSRRE1544511597 | Transition Incentive Program | Westwood Boro | 7675 | 7 | 7.56 | Residential | Yes | Behind the Meter | Behind the Meter |  | None | Tesla Energy Operations Inc | PSE&G | Eligible for TI Program | 2020-02-20 | 2020-02-24 | 2021-10-30 | SE7600H-US [240V] | SolarEdge Technologies | Inverters | 7600 |  | 1 |  |  | 0.99 |  | Outdoor | outdoor
NJSTRE1545384517 | NJSRRE1544511597 | Transition Incentive Program | Westwood Boro | 7675 | 7 | 7.56 | Residential | Yes | Behind the Meter | Behind the Meter |  | None | Tesla Energy Operations Inc | PSE&G | Eligible for TI Program | 2020-02-20 | 2020-02-24 | 2021-10-30 | Hanwha Q-Cells | Q.PEAK DUO BLK-G5/SC315 | Solar Panels |  | 0.315 | 4 | 9 | 40 |  | Fixed | Roof
NJSTRE1545384517 | NJSRRE1544511597 | Transition Incentive Program | Westwood Boro | 7675 | 7 | 7.56 | Residential | Yes | Behind the Meter | Behind the Meter |  | None | Tesla Energy Operations Inc | PSE&G | Eligible for TI Program | 2020-02-20 | 2020-02-24 | 2021-10-30 | Hanwha Q Cell | Q.PEAK DUO BLK-G5/SC315 | Solar Panels |  | 0.315 | 20 | 189 | 40 |  | Fixed | Roof
NJSTRE1545384518 | NJSRRE1543547813 | Transition Incentive Program | Newton | 7860 | 1 | 4.93 | Residential | Yes | Behind the Meter | Behind the Meter |  | None | Sunrun Installation Services, Inc. | JCP&L | Eligible for TI Program | 2019-12-13 | 2019-12-18 | 2021-10-30 | Delta Electronics | M4-TL-US | Inverters | 3840 |  | 1 |  |  | 0.96 |  | Outdoor | Next To Meter
NJSTRE1545384518 | NJSRRE1543547813 | Transition Incentive Program | Newton | 7860 | 1 | 4.93 | Residential | Yes | Behind the Meter | Behind the Meter |  | None | Sunrun Installation Services, Inc. | JCP&L | Eligible for TI Program | 2019-12-13 | 2019-12-18 | 2021-10-30 | REC Solar | REC290TP2 BLK | Solar Panels |  | 0.29 | 17 | 170 | 34 |  | Fixed | Roof
NJSTRE1545384519 | NJSRRE1544308388 | Transition Incentive Program | Rio Grande | 8242 | 21 | 8.19 | Residential | Yes | Behind the Meter | Behind the Meter |  | None | Orbit Energy & Power, LLC | AC Electric | Eligible for TI Program | 2020-01-27 | 2020-01-29 | 2021-10-30 | Enphase | IQ7-60-2-US | Inverters | 0.24 |  | 26 |  |  | 0.99 |  | Outside | Rooftop
NJSTRE1545384519 | NJSRRE1544308388 | Transition Incentive Program | Rio Grande | 8242 | 21 | 8.19 | Residential | Yes | Behind the Meter | Behind the Meter |  | None | Orbit Energy & Power, LLC | AC Electric | Eligible for TI Program | 2020-01-27 | 2020-01-29 | 2021-10-30 | Hanwha | Q.Peak DUO BLK-G5315W | Solar Panels |  | 0.315 | 17 | 127 | 24 |  | Fixed | Roof
NJSTRE1545384519 | NJSRRE1544308388 | Transition Incentive Program | Rio Grande | 8242 | 21 | 8.19 | Residential | Yes | Behind the Meter | Behind the Meter |  | None | Orbit Energy & Power, LLC | AC Electric | Eligible for TI Program | 2020-01-27 | 2020-01-29 | 2021-10-30 | Hanwha | Q.Peak DUO BLK-G5315W | Solar Panels |  | 0.315 | 9 | 307 | 24 |  | Fixed | Roof
NJSTRE1545384520 | NJSRRE1544190658 | Transition Incentive Program | Camden | 8103 | 14 | 98 | Commercial | No | Behind the Meter | Behind the Meter |  | None | ACDC Solar LLC | PSE&G | Eligible for TI Program | 2020-01-17 | 2020-01-24 | 2021-10-30 | Solaredge | SE43.2 | Inverters | 43200 |  | 2 |  |  | 0.97 |  | Outdoor | ON wall next to meter
NJSTRE1545384520 | NJSRRE1544190658 | Transition Incentive Program | Camden | 8103 | 14 | 98 | Commercial | No | Behind the Meter | Behind the Meter |  | None | ACDC Solar LLC | PSE&G | Eligible for TI Program | 2020-01-17 | 2020-01-24 | 2021-10-30 | LG | LG400N2T-J5 | Solar Panels |  | 0.4 | 245 | 200 | 2 |  | Fixed | Roof
NJSTRE1545384522 | NJSRRE1543570789 | Transition Incentive Program | Kearny | 7032 | 8 | 3.58 | Residential | No | Behind the Meter | Behind the Meter |  | None | Corona Solar | PSE&G | Eligible for TI Program | 2019-12-19 | 2019-12-23 | 2021-10-30 | Solaredge | SE3000-US | Inverters | 3000 |  | 1 |  |  | 0.97 |  | Outdoor | side of house next to meter
NJSTRE1545384522 | NJSRRE1543570789 | Transition Incentive Program | Kearny | 7032 | 8 | 3.58 | Residential | No | Behind the Meter | Behind the Meter |  | None | Corona Solar | PSE&G | Eligible for TI Program | 2019-12-19 | 2019-12-23 | 2021-10-30 | Hanwha | Q.Peak-GS325 | Solar Panels |  | 0.325 | 11 | 217 | 27 |  | Fixed | Roof
NJSTRE1545384524 | NJSRRE1543535773 | Transition Incentive Program | Irvington | 7111 | 9 | 6.93 | Residential | No | Behind the Meter | Net-metered residential rooftop and canopy |  | None | Suntuity Solar LLC | PSE&G | Accepted | 2019-12-13 | 2019-12-18 | 2021-10-30 | Enphase Energy | IQ7-60-2-US | Inverters | 240 |  | 22 |  |  | 0.97 |  | Outdoor | Behind the PV Modules
NJSTRE1545384524 | NJSRRE1543535773 | Transition Incentive Program | Irvington | 7111 | 9 | 6.93 | Residential | No | Behind the Meter | Net-metered residential rooftop and canopy |  | None | Suntuity Solar LLC | PSE&G | Accepted | 2019-12-13 | 2019-12-18 | 2021-10-30 | Yingli Green Energy | YL315D-30b | Solar Panels |  | 0.315 | 15 | 127 | 37 |  | Fixed | Roof
NJSTRE1545384524 | NJSRRE1543535773 | Transition Incentive Program | Irvington | 7111 | 9 | 6.93 | Residential | No | Behind the Meter | Net-metered residential rooftop and canopy |  | None | Suntuity Solar LLC | PSE&G | Accepted | 2019-12-13 | 2019-12-18 | 2021-10-30 | Yingli Green Energy | YL315D-30b | Solar Panels |  | 0.315 | 7 | 307 | 10 |  | Fixed | Roof
NJSTRE1545384525 | NJSRRE1544514287 | Transition Incentive Program | Egg Harbor Township | 8234 | 19 | 9.05 | Residential | No | Behind the Meter | Behind the Meter |  | None | Green Power Energy | AC Electric | Eligible for TI Program | 2020-02-21 | 2020-02-25 | 2021-10-30 | SolarEdge | SE7600H-US | Inverters | 7600 |  | 1 |  |  | 0.97 |  | Outside | Next to meter
NJSTRE1545384525 | NJSRRE1544514287 | Transition Incentive Program | Egg Harbor Township | 8234 | 19 | 9.05 | Residential | No | Behind the Meter | Behind the Meter |  | None | Green Power Energy | AC Electric | Eligible for TI Program | 2020-02-21 | 2020-02-25 | 2021-10-30 | Hanwha | Q.PEAK DUO BLK-G6 335 | Solar Panels |  | 0.335 | 11 | 202 | 30 |  | Fixed | Roof
NJSTRE1545384525 | NJSRRE1544514287 | Transition Incentive Program | Egg Harbor Township | 8234 | 19 | 9.05 | Residential | No | Behind the Meter | Behind the Meter |  | None | Green Power Energy | AC Electric | Eligible for TI Program | 2020-02-21 | 2020-02-25 | 2021-10-30 | Hanwha | Q.PEAK DUO BLK-G6 335 | Solar Panels |  | 0.335 | 16 | 292 | 30 |  | Fixed | Roof
NJSTRE1545384529 | NJSRRE1543471148 | Transition Incentive Program | Bridgewater Township | 8807 | 5 | 6.96 | Residential | No | Behind the Meter | Behind the Meter |  | None | Sunrun Installation Services, Inc. | PSE&G | Eligible for TI Program | 2019-12-03 | 2019-12-05 | 2021-10-30 | Enphase Energy | IQ7-60-x-US (240V) | Inverters | 240 |  | 24 |  |  | 0.96 |  | Outdoor | Rooftop
NJSTRE1545384529 | NJSRRE1543471148 | Transition Incentive Program | Bridgewater Township | 8807 | 5 | 6.96 | Residential | No | Behind the Meter | Behind the Meter |  | None | Sunrun Installation Services, Inc. | PSE&G | Eligible for TI Program | 2019-12-03 | 2019-12-05 | 2021-10-30 | REC Solar | REC290TP2 BLK | Solar Panels |  | 0.29 | 24 | 158 | 30 |  | Fixed | Roof
NJSTRE1545384531 | NJSRRE1544501266 | Transition Incentive Program | Matawan | 7747 | 17 | 8.68 | Residential | Yes | Behind the Meter | Behind the Meter |  | None | Sunrun Installation Services, Inc. | JCP&L | Eligible for TI Program | 2020-02-19 | 2020-02-24 | 2021-10-30 | Enphase Energy | IQ7-60-x-US (240V) | Inverters | 240 |  | 28 |  |  | 0.96 |  | Outdoor | Rooftop
NJSTRE1545384531 | NJSRRE1544501266 | Transition Incentive Program | Matawan | 7747 | 17 | 8.68 | Residential | Yes | Behind the Meter | Behind the Meter |  | None | Sunrun Installation Services, Inc. | JCP&L | Eligible for TI Program | 2020-02-19 | 2020-02-24 | 2021-10-30 | REC Solar | REC310TP2M | Solar Panels |  | 0.31 | 14 | 354 | 30 |  | Fixed | Roof
NJSTRE1545384531 | NJSRRE1544501266 | Transition Incentive Program | Matawan | 7747 | 17 | 8.68 | Residential | Yes | Behind the Meter | Behind the Meter |  | None | Sunrun Installation Services, Inc. | JCP&L | Eligible for TI Program | 2020-02-19 | 2020-02-24 | 2021-10-30 | REC Solar | REC310TP2M | Solar Panels |  | 0.31 | 11 | 173 | 30 |  | Fixed | Roof
NJSTRE1545384531 | NJSRRE1544501266 | Transition Incentive Program | Matawan | 7747 | 17 | 8.68 | Residential | Yes | Behind the Meter | Behind the Meter |  | None | Sunrun Installation Services, Inc. | JCP&L | Eligible for TI Program | 2020-02-19 | 2020-02-24 | 2021-10-30 | REC Solar | REC310TP2M | Solar Panels |  | 0.31 | 3 | 263 | 42 |  | Fixed | Roof
NJSTRE1545384534 | NJSRRE1544317308 | Transition Incentive Program | WENONAH | 8090 | 15 | 5.36 | Residential | Yes | Behind the Meter | Net-metered residential rooftop and canopy |  | None | Vivint Solar Developer, LLC | AC Electric | Accepted | 2020-01-28 | 2020-01-31 | 2021-10-30 | SolarEdge | SE3800H-US | Inverters | 3800 |  | 1 |  |  | 0.992 |  | Outdoor | Near the utility meter
NJSTRE1545384534 | NJSRRE1544317308 | Transition Incentive Program | WENONAH | 8090 | 15 | 5.36 | Residential | Yes | Behind the Meter | Net-metered residential rooftop and canopy |  | None | Vivint Solar Developer, LLC | AC Electric | Accepted | 2020-01-28 | 2020-01-31 | 2021-10-30 | Hanwha Solar | Q.PEAK BLK-G5 315 | Solar Panels |  | 0.315 | 17 | 157 | 20 |  | Fixed | Roof
NJSTRE1545384538 | NJSRRE1543473787 | Transition Incentive Program | Evesham Township | 8053 | 13 | 6.5 | Residential | No | Behind the Meter | Behind the Meter |  | None | Green Power Energy | PSE&G | Eligible for TI Program | 2019-12-03 | 2019-12-05 | 2021-10-30 | SolarEdge | SE6000H-US | Inverters | 6000 |  | 1 |  |  | 0.97 |  | Outside | Next to meter
NJSTRE1545384538 | NJSRRE1543473787 | Transition Incentive Program | Evesham Township | 8053 | 13 | 6.5 | Residential | No | Behind the Meter | Behind the Meter |  | None | Green Power Energy | PSE&G | Eligible for TI Program | 2019-12-03 | 2019-12-05 | 2021-10-30 | Panasonic | VBHN325KA03 | Solar Panels |  | 0.325 | 20 | 184 | 30 |  | Fixed | Roof
NJSTRE1545384541 | NJSRRE1543565015 | Transition Incentive Program | Deptford Township | 8096 | 15 | 11.77 | Residential | No | Behind the Meter | Net-metered residential rooftop and canopy |  | None | SunnyMac LLC | PSE&G | Accepted | 2019-12-18 | 2019-12-20 | 2021-10-30 | Enphase | IQ7XS-96-ACM-US | Inverters | 0.315 |  | 36 |  |  | 0.99 |  | Outdoor | roof
NJSTRE1545384541 | NJSRRE1543565015 | Transition Incentive Program | Deptford Township | 8096 | 15 | 11.77 | Residential | No | Behind the Meter | Net-metered residential rooftop and canopy |  | None | SunnyMac LLC | PSE&G | Accepted | 2019-12-18 | 2019-12-20 | 2021-10-30 | SunPower | SPR-E20327 | Solar Panels |  | 0.327 | 27 | 234 | 26 |  | Fixed | Roof
NJSTRE1545384541 | NJSRRE1543565015 | Transition Incentive Program | Deptford Township | 8096 | 15 | 11.77 | Residential | No | Behind the Meter | Net-metered residential rooftop and canopy |  | None | SunnyMac LLC | PSE&G | Accepted | 2019-12-18 | 2019-12-20 | 2021-10-30 | SunPower | SPR-E20327 | Solar Panels |  | 0.327 | 9 | 144 | 34 |  | Fixed | Roof
NJSTRE1545384542 | NJSRRE1544165095 | Transition Incentive Program | Little Egg Harbor Township | 8087 | 18 | 11.39 | Residential | No | Behind the Meter | Behind the Meter |  | None | Green Power Energy | AC Electric | Eligible for TI Program | 2020-01-14 | 2020-01-20 | 2021-10-30 | SolarEdge | SE10000H-US | Inverters | 10000 |  | 1 |  |  | 0.97 |  | Outside | Next to meter
NJSTRE1545384542 | NJSRRE1544165095 | Transition Incentive Program | Little Egg Harbor Township | 8087 | 18 | 11.39 | Residential | No | Behind the Meter | Behind the Meter |  | None | Green Power Energy | AC Electric | Eligible for TI Program | 2020-01-14 | 2020-01-20 | 2021-10-30 | Hanwha | Q-Cells Q.PEAK DUO BLK-G6 335 | Solar Panels |  | 0.335 | 22 | 207 | 27 |  | Fixed | Roof
NJSTRE1545384542 | NJSRRE1544165095 | Transition Incentive Program | Little Egg Harbor Township | 8087 | 18 | 11.39 | Residential | No | Behind the Meter | Behind the Meter |  | None | Green Power Energy | AC Electric | Eligible for TI Program | 2020-01-14 | 2020-01-20 | 2021-10-30 | Hanwha | Q-Cells Q.PEAK DUO BLK-G6 335 | Solar Panels |  | 0.335 | 12 | 207 | 27 |  | Fixed | Roof
NJSTRE1545384543 | NJSRRE1544326203 | Transition Incentive Program | VILLAS | 8251 | 21 | 3.47 | Residential | Yes | Behind the Meter | Net-metered residential rooftop and canopy |  | None | Vivint Solar Developer, LLC | AC Electric | Accepted | 2020-01-29 | 2020-02-03 | 2021-10-30 | SOLAREDGE | SE3800H-US | Inverters | 3800 |  | 1 |  |  | 0.992 |  | Outdoor | Near the Utility Meter
NJSTRE1545384543 | NJSRRE1544326203 | Transition Incentive Program | VILLAS | 8251 | 21 | 3.47 | Residential | Yes | Behind the Meter | Net-metered residential rooftop and canopy |  | None | Vivint Solar Developer, LLC | AC Electric | Accepted | 2020-01-29 | 2020-02-03 | 2021-10-30 | HANWHA SOLAR | Q.PEAK BLK-G5 315 | Solar Panels |  | 0.315 | 11 | 38 | 17 |  | Fixed | Roof
NJSTRE1545384546 | NJSRRE1544334162 | Transition Incentive Program | Riverdale | 7457 | 3 | 6.37 | Residential | Yes | Behind the Meter | Net-metered residential rooftop and canopy |  | None | Vision Solar LLC | JCP&L | Accepted | 2020-01-30 | 2020-02-04 | 2021-10-30 | enphase | iq7-60-2-us | Inverters | 0.25 |  | 19 |  |  | 0.96 |  | Other | behind panels
NJSTRE1545384546 | NJSRRE1544334162 | Transition Incentive Program | Riverdale | 7457 | 3 | 6.37 | Residential | Yes | Behind the Meter | Net-metered residential rooftop and canopy |  | None | Vision Solar LLC | JCP&L | Accepted | 2020-01-30 | 2020-02-04 | 2021-10-30 | lg solar | LG335N1K-V5 | Solar Panels |  | 0.335 | 4 | 84 | 20 |  | Fixed | Roof
NJSTRE1545384546 | NJSRRE1544334162 | Transition Incentive Program | Riverdale | 7457 | 3 | 6.37 | Residential | Yes | Behind the Meter | Net-metered residential rooftop and canopy |  | None | Vision Solar LLC | JCP&L | Accepted | 2020-01-30 | 2020-02-04 | 2021-10-30 | lg solar | LG335N1K-V5 | Solar Panels |  | 0.335 | 15 | 264 | 20 |  | Fixed | Roof
NJSTRE1545384547 | NJSRRE1544164100 | Transition Incentive Program | Mount Laurel | 8054 | 13 | 10.08 | Residential | Yes | Behind the Meter | Net-metered residential rooftop and canopy |  | None | Suntuity Solar LLC | PSE&G | Accepted | 2020-01-14 | 2020-01-17 | 2021-10-30 | Enphase Energy | IQ7-60-2-US | Inverters | 240 |  | 32 |  |  | 0.97 |  | Outdoor | Behind the PV Modules
NJSTRE1545384547 | NJSRRE1544164100 | Transition Incentive Program | Mount Laurel | 8054 | 13 | 10.08 | Residential | Yes | Behind the Meter | Net-metered residential rooftop and canopy |  | None | Suntuity Solar LLC | PSE&G | Accepted | 2020-01-14 | 2020-01-17 | 2021-10-30 | Hanwha Solar | Q-Cells 315 Mono | Solar Panels |  | 0.315 | 18 | 203 | 19 |  | Fixed | Roof
NJSTRE1545384547 | NJSRRE1544164100 | Transition Incentive Program | Mount Laurel | 8054 | 13 | 10.08 | Residential | Yes | Behind the Meter | Net-metered residential rooftop and canopy |  | None | Suntuity Solar LLC | PSE&G | Accepted | 2020-01-14 | 2020-01-17 | 2021-10-30 | Hanwha Solar | Q-Cells 315 Mono | Solar Panels |  | 0.315 | 14 | 204 | 30 |  | Fixed | Roof
NJSTRE1545384548 | NJSRRE1544543231 | Transition Incentive Program | Hawthorne | 7506 | 6 | 6.82 | Residential | Yes | Behind the Meter | Behind the Meter |  | None | Sunrun Installation Services, Inc. | PSE&G | Eligible for TI Program | 2020-02-26 | 2020-03-02 | 2021-10-30 | Enphase Energy | IQ7-60-x-US (240V) | Inverters | 240 |  | 22 |  |  | 0.96 |  | Outdoor | Rooftop
NJSTRE1545384548 | NJSRRE1544543231 | Transition Incentive Program | Hawthorne | 7506 | 6 | 6.82 | Residential | Yes | Behind the Meter | Behind the Meter |  | None | Sunrun Installation Services, Inc. | PSE&G | Eligible for TI Program | 2020-02-26 | 2020-03-02 | 2021-10-30 | REC Solar | REC310TP2M | Solar Panels |  | 0.31 | 22 | 171 | 30 |  | Fixed | Roof
NJSTRE1545384550 | NJSRRE1543527307 | Transition Incentive Program | Rahway | 7065 | 10 | 8.4 | Residential | No | Behind the Meter | Net-metered residential rooftop and canopy |  | None | SunPower Corporation, Systems | PSE&G | Accepted | 2019-12-12 | 2019-12-16 | 2021-10-30 | SUNPOWER | SPR-A400-G-AC | Inverters | 320 |  | 21 |  |  | 0.97 |  | Other | under each panel
NJSTRE1545384550 | NJSRRE1543527307 | Transition Incentive Program | Rahway | 7065 | 10 | 8.4 | Residential | No | Behind the Meter | Net-metered residential rooftop and canopy |  | None | SunPower Corporation, Systems | PSE&G | Accepted | 2019-12-12 | 2019-12-16 | 2021-10-30 | SUNPOWER | SPR-A400-G-AC | Solar Panels |  | 0.4 | 21 | 219 | 34 |  | Fixed | Roof
NJSTRE1545384551 | NJSRRE1544161778 | Transition Incentive Program | Newark | 7107 | 9 | 6.08 | Residential | Yes | Behind the Meter | Behind the Meter |  | None | Sunrun Installation Services, Inc. | PSE&G | Eligible for TI Program | 2020-01-13 | 2020-01-16 | 2021-10-30 | Delta Electronics | M5-TL-US | Inverters | 4800 |  | 1 |  |  | 0.96 |  | Outdoor | Next To Meter
NJSTRE1545384551 | NJSRRE1544161778 | Transition Incentive Program | Newark | 7107 | 9 | 6.08 | Residential | Yes | Behind the Meter | Behind the Meter |  | None | Sunrun Installation Services, Inc. | PSE&G | Eligible for TI Program | 2020-01-13 | 2020-01-16 | 2021-10-30 | Hanwha Q-Cells | Q.PEAK DUO-G7 320 | Solar Panels |  | 0.32 | 19 | 115 | 27 |  | Fixed | Roof
NJSTRE1545384553 | NJSRRE1543918541 | Transition Incentive Program | Westfield | 7090 | 10 | 10.14 | Residential | Yes | Behind the Meter | Net-metered residential rooftop and canopy |  | None | Vision Solar LLC | PSE&G | Accepted | 2020-01-03 | 2020-01-08 | 2021-10-30 | Sunpower | PVS6 | Meters |  |  | 1 |  |  |  | Yes | Outdoor
NJSTRE1545384553 | NJSRRE1543918541 | Transition Incentive Program | Westfield | 7090 | 10 | 10.14 | Residential | Yes | Behind the Meter | Net-metered residential rooftop and canopy |  | None | Vision Solar LLC | PSE&G | Accepted | 2020-01-03 | 2020-01-08 | 2021-10-30 | enphase | iq7-60-2-us | Inverters | 0.25 |  | 31 |  |  | 0.96 |  | Other | behind panels
NJSTRE1545384553 | NJSRRE1543918541 | Transition Incentive Program | Westfield | 7090 | 10 | 10.14 | Residential | Yes | Behind the Meter | Net-metered residential rooftop and canopy |  | None | Vision Solar LLC | PSE&G | Accepted | 2020-01-03 | 2020-01-08 | 2021-10-30 | hanwa qcells | qpeak duo-g5 315 | Solar Panels |  | 0.327 | 31 | 128 | 23 |  | Fixed | Roof
NJSTRE1545384556 | NJSRRE1543421434 | Transition Incentive Program | Toms River | 8757 | 18 | 6.38 | Residential | Yes | Behind the Meter | Behind the Meter |  | None | Sunrun Installation Services, Inc. | JCP&L | Eligible for TI Program | 2019-11-19 | 2019-11-21 | 2021-10-30 | Delta Electronics | M5-TL-US | Inverters | 4800 |  | 1 |  |  | 0.96 |  | Outdoor | Next To Meter
NJSTRE1545384556 | NJSRRE1543421434 | Transition Incentive Program | Toms River | 8757 | 18 | 6.38 | Residential | Yes | Behind the Meter | Behind the Meter |  | None | Sunrun Installation Services, Inc. | JCP&L | Eligible for TI Program | 2019-11-19 | 2019-11-21 | 2021-10-30 | REC Solar | REC290TP2 BLK | Solar Panels |  | 0.29 | 13 | 148 | 23 |  | Fixed | Roof
NJSTRE1545384556 | NJSRRE1543421434 | Transition Incentive Program | Toms River | 8757 | 18 | 6.38 | Residential | Yes | Behind the Meter | Behind the Meter |  | None | Sunrun Installation Services, Inc. | JCP&L | Eligible for TI Program | 2019-11-19 | 2019-11-21 | 2021-10-30 | REC Solar | REC290TP2 BLK | Solar Panels |  | 0.29 | 9 | 237 | 23 |  | Fixed | Roof
NJSTRE1545384557 | NJSRRE1544185699 | Transition Incentive Program | Manahawkin | 8050 | 18 | 9.61 | Residential | Yes | Behind the Meter | Behind the Meter |  | None | Sunrun Installation Services, Inc. | AC Electric | Eligible for TI Program | 2020-01-16 | 2020-01-31 | 2021-10-30 | Delta Electronics | M8-TL-US | Inverters | 7680 |  | 1 |  |  | 0.96 |  | Outdoor | Next To Meter
NJSTRE1545384557 | NJSRRE1544185699 | Transition Incentive Program | Manahawkin | 8050 | 18 | 9.61 | Residential | Yes | Behind the Meter | Behind the Meter |  | None | Sunrun Installation Services, Inc. | AC Electric | Eligible for TI Program | 2020-01-16 | 2020-01-31 | 2021-10-30 | REC Solar | REC310TP2M | Solar Panels |  | 0.31 | 8 | 239 | 40 |  | Fixed | Roof
NJSTRE1545384557 | NJSRRE1544185699 | Transition Incentive Program | Manahawkin | 8050 | 18 | 9.61 | Residential | Yes | Behind the Meter | Behind the Meter |  | None | Sunrun Installation Services, Inc. | AC Electric | Eligible for TI Program | 2020-01-16 | 2020-01-31 | 2021-10-30 | REC Solar | REC310TP2M | Solar Panels |  | 0.31 | 23 | 59 | 40 |  | Fixed | Roof
NJSTRE1545384558 | NJSRRE1544162059 | Transition Incentive Program | Millville | 8332 | 20 | 363.2 | Commercial | No | Behind the Meter | Behind the Meter |  | None | Direct Energy Solar | AC Electric | Eligible for TI Program | 2020-01-16 | 2020-01-24 | 2021-10-30 | Sunny Tripower | Sunny Tripower_Core1 62-US-41 | Inverters | 62500 |  | 4 |  |  | 0.975 |  | Outdoor | Outdoor
NJSTRE1545384558 | NJSRRE1544162059 | Transition Incentive Program | Millville | 8332 | 20 | 363.2 | Commercial | No | Behind the Meter | Behind the Meter |  | None | Direct Energy Solar | AC Electric | Eligible for TI Program | 2020-01-16 | 2020-01-24 | 2021-10-30 | Sunny Tripower | Sunny Tripower_Core1 33-US-41 | Inverters | 33300 |  | 1 |  |  | 0.975 |  | Outdoor | Outdoor
NJSTRE1545384558 | NJSRRE1544162059 | Transition Incentive Program | Millville | 8332 | 20 | 363.2 | Commercial | No | Behind the Meter | Behind the Meter |  | None | Direct Energy Solar | AC Electric | Eligible for TI Program | 2020-01-16 | 2020-01-24 | 2021-10-30 | Jinko Solar | JMK400M-72HL-V | Solar Panels |  | 0.4 | 218 | 356.097 | 6 |  | Fixed | Roof
NJSTRE1545384558 | NJSRRE1544162059 | Transition Incentive Program | Millville | 8332 | 20 | 363.2 | Commercial | No | Behind the Meter | Behind the Meter |  | None | Direct Energy Solar | AC Electric | Eligible for TI Program | 2020-01-16 | 2020-01-24 | 2021-10-30 | Jinko Solar | JMK400M-72HL-V | Solar Panels |  | 0.4 | 168 | 265.061 | 7 |  | Fixed | Parking Lot
NJSTRE1545384558 | NJSRRE1544162059 | Transition Incentive Program | Millville | 8332 | 20 | 363.2 | Commercial | No | Behind the Meter | Behind the Meter |  | None | Direct Energy Solar | AC Electric | Eligible for TI Program | 2020-01-16 | 2020-01-24 | 2021-10-30 | Jinko Solar | JMK400M-72HL-V | Solar Panels |  | 0.4 | 114 | 265.061 | 7 |  | Fixed | Parking Lot
NJSTRE1545384558 | NJSRRE1544162059 | Transition Incentive Program | Millville | 8332 | 20 | 363.2 | Commercial | No | Behind the Meter | Behind the Meter |  | None | Direct Energy Solar | AC Electric | Eligible for TI Program | 2020-01-16 | 2020-01-24 | 2021-10-30 | Jinko Solar | JMK400M-72HL-V | Solar Panels |  | 0.4 | 408 | 176.102 | 7 |  | Fixed | Parking Lot
NJSTRE1545384560 | NJSRRE1544217004 | Transition Incentive Program | EAST RUTHERFORD | 7073 | 7 | 5.04 | Residential | No | Behind the Meter | Behind the Meter |  | None | SEA BRIGHT SOLAR, LLC | PSE&G | Eligible for TI Program | 2020-01-23 | 2020-01-28 | 2021-10-30 | SUNPOWER | SPR-X22-360-AC | Inverters | 320 |  | 14 |  |  | 0.96 |  | Outside | BENEATH ARRAY
NJSTRE1545384560 | NJSRRE1544217004 | Transition Incentive Program | EAST RUTHERFORD | 7073 | 7 | 5.04 | Residential | No | Behind the Meter | Behind the Meter |  | None | SEA BRIGHT SOLAR, LLC | PSE&G | Eligible for TI Program | 2020-01-23 | 2020-01-28 | 2021-10-30 | SUNPOWER | SPR-X22-360-AC | Solar Panels |  | 0.36 | 14 | 216 | 40 |  | Fixed | Roof | SW
NJSTRE1545384561 | NJSRRE1543421830 | Transition Incentive Program | Franklin | 8873 | 5 | 7.52 | Residential | No | Behind the Meter | Net-metered residential rooftop and canopy |  | None | Sunpower Capital LLC | PSE&G | Accepted | 2019-11-19 | 2019-11-22 | 2021-10-30 | SunPower | Type E | Inverters | 320 |  | 23 |  |  | 0.99 |  | Outdoor | NA
NJSTRE1545384561 | NJSRRE1543421830 | Transition Incentive Program | Franklin | 8873 | 5 | 7.52 | Residential | No | Behind the Meter | Net-metered residential rooftop and canopy |  | None | Sunpower Capital LLC | PSE&G | Accepted | 2019-11-19 | 2019-11-22 | 2021-10-30 | SunPower | 327W | Solar Panels |  | 0.327 | 23 | 242 | 26 |  | Fixed | Roof
NJSTRE1545384563 | NJSRRE1544512222 | Transition Incentive Program | Jersey City | 7304 | 8 | 11.06 | Residential | Yes | Behind the Meter | Net-metered residential rooftop and canopy |  | None | Pro Custom Solar dba Momentum Solar | PSE&G | Accepted | 2020-02-20 | 2020-02-24 | 2021-10-30 | Enphase Energy | IQ7-60-2-US | Inverters | 240 |  | 33 |  |  | 0.97 |  | Outdoor | Roof
NJSTRE1545384563 | NJSRRE1544512222 | Transition Incentive Program | Jersey City | 7304 | 8 | 11.06 | Residential | Yes | Behind the Meter | Net-metered residential rooftop and canopy |  | None | Pro Custom Solar dba Momentum Solar | PSE&G | Accepted | 2020-02-20 | 2020-02-24 | 2021-10-30 | HANWHA | Q.PEAK DUO BLK G6+ 335 | Solar Panels |  | 0.335 | 12 | 126 | 33 |  | Fixed | Roof
NJSTRE1545384563 | NJSRRE1544512222 | Transition Incentive Program | Jersey City | 7304 | 8 | 11.06 | Residential | Yes | Behind the Meter | Net-metered residential rooftop and canopy |  | None | Pro Custom Solar dba Momentum Solar | PSE&G | Accepted | 2020-02-20 | 2020-02-24 | 2021-10-30 | HANWHA | Q.PEAK DUO BLK G6+ 335 | Solar Panels |  | 0.335 | 12 | 306 | 33 |  | Fixed | Roof
NJSTRE1545384563 | NJSRRE1544512222 | Transition Incentive Program | Jersey City | 7304 | 8 | 11.06 | Residential | Yes | Behind the Meter | Net-metered residential rooftop and canopy |  | None | Pro Custom Solar dba Momentum Solar | PSE&G | Accepted | 2020-02-20 | 2020-02-24 | 2021-10-30 | HANWHA | Q.PEAK DUO BLK G6+ 335 | Solar Panels |  | 0.335 | 9 | 36 | 3 |  | Fixed | Roof
NJSTRE1545384564 | NJSRRE1544442727 | Transition Incentive Program | EATONTOWN | 7724 | 17 | 14.08 | Residential | Yes | Behind the Meter | Net-metered residential rooftop and canopy |  | None | Vivint Solar Developer, LLC | JCP&L | Accepted | 2020-02-13 | 2020-02-17 | 2021-10-30 | SOLAREDGE | SE10000H-US | Inverters | 10000 |  | 1 |  |  | 0.992 |  | Outdoor | Near the Utility Meter
NJSTRE1545384564 | NJSRRE1544442727 | Transition Incentive Program | EATONTOWN | 7724 | 17 | 14.08 | Residential | Yes | Behind the Meter | Net-metered residential rooftop and canopy |  | None | Vivint Solar Developer, LLC | JCP&L | Accepted | 2020-02-13 | 2020-02-17 | 2021-10-30 | JINKO SOLAR | JKM320M-60HBL | Solar Panels |  | 0.32 | 29 | 126 | 27 |  | Fixed | Roof
NJSTRE1545384564 | NJSRRE1544442727 | Transition Incentive Program | EATONTOWN | 7724 | 17 | 14.08 | Residential | Yes | Behind the Meter | Net-metered residential rooftop and canopy |  | None | Vivint Solar Developer, LLC | JCP&L | Accepted | 2020-02-13 | 2020-02-17 | 2021-10-30 | JINKO SOLAR | JKM320M-60HBL | Solar Panels |  | 0.32 | 15 | 306 | 27 |  | Fixed | Roof
NJSTRE1545384566 | NJSRRE1544512184 | Transition Incentive Program | Matawan | 7747 | 17 | 6.2 | Residential | Yes | Behind the Meter | Behind the Meter |  | None | Sunrun Installation Services, Inc. | JCP&L | Eligible for TI Program | 2020-02-20 | 2020-02-24 | 2021-10-30 | Delta Electronics | M5-TL-US | Inverters | 5000 |  | 1 |  |  | 0.96 |  | Outdoor | Next To Meter
NJSTRE1545384566 | NJSRRE1544512184 | Transition Incentive Program | Matawan | 7747 | 17 | 6.2 | Residential | Yes | Behind the Meter | Behind the Meter |  | None | Sunrun Installation Services, Inc. | JCP&L | Eligible for TI Program | 2020-02-20 | 2020-02-24 | 2021-10-30 | REC Solar | REC310TP2M | Solar Panels |  | 0.31 | 10 | 32 | 18 |  | Fixed | Roof
NJSTRE1545384566 | NJSRRE1544512184 | Transition Incentive Program | Matawan | 7747 | 17 | 6.2 | Residential | Yes | Behind the Meter | Behind the Meter |  | None | Sunrun Installation Services, Inc. | JCP&L | Eligible for TI Program | 2020-02-20 | 2020-02-24 | 2021-10-30 | REC Solar | REC310TP2M | Solar Panels |  | 0.31 | 10 | 212 | 18 |  | Fixed | Roof
NJSTRE1545384568 | NJSRRE1544109126 | Transition Incentive Program | SPOTSWOOD | 8884 | 11 | 7.88 | Residential | Yes | Behind the Meter | Net-metered residential rooftop and canopy |  | None | Vivint Solar Developer, LLC | JCP&L | Accepted | 2020-01-07 | 2020-01-09 | 2021-10-30 | SOLAREDGE | SE7600H-US | Inverters | 7600 |  | 1 |  |  | 0.992 |  | Outdoor | Near the Utility Meter
NJSTRE1545384568 | NJSRRE1544109126 | Transition Incentive Program | SPOTSWOOD | 8884 | 11 | 7.88 | Residential | Yes | Behind the Meter | Net-metered residential rooftop and canopy |  | None | Vivint Solar Developer, LLC | JCP&L | Accepted | 2020-01-07 | 2020-01-09 | 2021-10-30 | HANWHA SOLAR | Q.PEAK BLK-G5 315 | Solar Panels |  | 0.315 | 19 | 71 | 37 |  | Fixed | Roof
NJSTRE1545384568 | NJSRRE1544109126 | Transition Incentive Program | SPOTSWOOD | 8884 | 11 | 7.88 | Residential | Yes | Behind the Meter | Net-metered residential rooftop and canopy |  | None | Vivint Solar Developer, LLC | JCP&L | Accepted | 2020-01-07 | 2020-01-09 | 2021-10-30 | HANWHA SOLAR | Q.PEAK BLK-G5 315 | Solar Panels |  | 0.315 | 6 | 341 | 37 |  | Fixed | Roof
NJSTRE1545384570 | NJSRRE1544523989 | Transition Incentive Program | Brick | 8723 | 18 | 9.61 | Residential | No | Behind the Meter | Behind the Meter |  | None | Eznergy | JCP&L | Eligible for TI Program | 2020-02-24 | 2020-02-26 | 2021-10-30 | Enphase | Enphase IQ7 | Inverters | 240 |  | 31 |  |  | 0.97 |  | Outdoor | Under panels on rails
NJSTRE1545384570 | NJSRRE1544523989 | Transition Incentive Program | Brick | 8723 | 18 | 9.61 | Residential | No | Behind the Meter | Behind the Meter |  | None | Eznergy | JCP&L | Eligible for TI Program | 2020-02-24 | 2020-02-26 | 2021-10-30 | Trina | TSM310 | Solar Panels |  | 0.31 | 2 | 80 | 26 |  | Fixed | Roof
NJSTRE1545384570 | NJSRRE1544523989 | Transition Incentive Program | Brick | 8723 | 18 | 9.61 | Residential | No | Behind the Meter | Behind the Meter |  | None | Eznergy | JCP&L | Eligible for TI Program | 2020-02-24 | 2020-02-26 | 2021-10-30 | Trina | TSM310 | Solar Panels |  | 0.31 | 29 | 260 | 26 |  | Fixed | Roof
NJSTRE1545384571 | NJSRRE1544522708 | Transition Incentive Program | HILLSIDE | 7205 | 10 | 5.76 | Residential | Yes | Behind the Meter | Net-metered residential rooftop and canopy |  | None | Vivint Solar Developer, LLC | PSE&G | Accepted | 2020-02-24 | 2020-02-25 | 2021-10-30 | SolarEdge | SE3800H-US | Inverters | 3800 |  | 1 |  |  | 0.992 |  | Outdoor | Near the utility meter
NJSTRE1545384571 | NJSRRE1544522708 | Transition Incentive Program | HILLSIDE | 7205 | 10 | 5.76 | Residential | Yes | Behind the Meter | Net-metered residential rooftop and canopy |  | None | Vivint Solar Developer, LLC | PSE&G | Accepted | 2020-02-24 | 2020-02-25 | 2021-10-30 | Jinko Solar | JKM320M-60HBL | Solar Panels |  | 0.32 | 15 | 177 | 34 |  | Fixed | Roof
NJSTRE1545384571 | NJSRRE1544522708 | Transition Incentive Program | HILLSIDE | 7205 | 10 | 5.76 | Residential | Yes | Behind the Meter | Net-metered residential rooftop and canopy |  | None | Vivint Solar Developer, LLC | PSE&G | Accepted | 2020-02-24 | 2020-02-25 | 2021-10-30 | Jinko Solar | JKM320M-60HBL | Solar Panels |  | 0.32 | 3 | 177 | 22 |  | Fixed | Roof
NJSTRE1545384573 | NJSRRE1544352562 | Transition Incentive Program | HOLMDEL | 7733 | 17 | 15.75 | Residential | No | Behind the Meter | Net-metered residential rooftop and canopy |  | None | Tesla Energy Operations Inc | JCP&L | Accepted | 2020-02-04 | 2020-02-07 | 2021-10-30 | Tesla | AC Powerwall 2.0 | Electric Storage Battery |  |  | 1 |  |  |  | Lithium Ion |  | Outside
NJSTRE1545384573 | NJSRRE1544352562 | Transition Incentive Program | HOLMDEL | 7733 | 17 | 15.75 | Residential | No | Behind the Meter | Net-metered residential rooftop and canopy |  | None | Tesla Energy Operations Inc | JCP&L | Accepted | 2020-02-04 | 2020-02-07 | 2021-10-30 | SolarEdge Technologies Ltd. | SE7600H-US [240V] | Inverters | 7600 |  | 2 |  |  | 0.99 |  | Outdoor | Outdoor
NJSTRE1545384573 | NJSRRE1544352562 | Transition Incentive Program | HOLMDEL | 7733 | 17 | 15.75 | Residential | No | Behind the Meter | Net-metered residential rooftop and canopy |  | None | Tesla Energy Operations Inc | JCP&L | Accepted | 2020-02-04 | 2020-02-07 | 2021-10-30 | Hanwha Q-Cells | Q.Peak DUO BLK-G5/SC315 | Solar Panels |  | 0.315 | 14 | 156 | 15 |  | Fixed | Roof
NJSTRE1545384573 | NJSRRE1544352562 | Transition Incentive Program | HOLMDEL | 7733 | 17 | 15.75 | Residential | No | Behind the Meter | Net-metered residential rooftop and canopy |  | None | Tesla Energy Operations Inc | JCP&L | Accepted | 2020-02-04 | 2020-02-07 | 2021-10-30 | Hanwha Q-Cells | Q.Peak DUO BLK-G5/SC315 | Solar Panels |  | 0.315 | 10 | 156 | 28 |  | Fixed | Roof
NJSTRE1545384573 | NJSRRE1544352562 | Transition Incentive Program | HOLMDEL | 7733 | 17 | 15.75 | Residential | No | Behind the Meter | Net-metered residential rooftop and canopy |  | None | Tesla Energy Operations Inc | JCP&L | Accepted | 2020-02-04 | 2020-02-07 | 2021-10-30 | Hanwha Q-Cells | Q.Peak DUO BLK-G5/SC315 | Solar Panels |  | 0.315 | 11 | 156 | 27 |  | Fixed | Roof
NJSTRE1545384573 | NJSRRE1544352562 | Transition Incentive Program | HOLMDEL | 7733 | 17 | 15.75 | Residential | No | Behind the Meter | Net-metered residential rooftop and canopy |  | None | Tesla Energy Operations Inc | JCP&L | Accepted | 2020-02-04 | 2020-02-07 | 2021-10-30 | Hanwha Q-Cells | Q.Peak DUO BLK-G5/SC315 | Solar Panels |  | 0.315 | 15 | 156 | 26 |  | Fixed | Roof
NJSTRE1545384575 | NJSRRE1544113861 | Transition Incentive Program | Bergenfield | 7621 | 7 | 5.12 | Residential | Yes | Behind the Meter | Behind the Meter |  | None | Skyline Solar, LLC | PSE&G | Eligible for TI Program | 2020-01-07 | 2020-01-09 | 2021-10-30 | SolarEdge | SE3800H-US | Inverters | 3800 |  | 1 |  |  | 0.99 |  | Outside | within ten feet of meter
NJSTRE1545384575 | NJSRRE1544113861 | Transition Incentive Program | Bergenfield | 7621 | 7 | 5.12 | Residential | Yes | Behind the Meter | Behind the Meter |  | None | Skyline Solar, LLC | PSE&G | Eligible for TI Program | 2020-01-07 | 2020-01-09 | 2021-10-30 | Hanwha Q-Cells | Q.PEAK DUO-G5 320 | Solar Panels |  | 0.32 | 16 | 86 | 38 |  | Fixed | Roof
NJSTRE1545384577 | NJSRRE1544465736 | Transition Incentive Program | LIVINGSTON | 7039 | 9 | 13.86 | Residential | Yes | Behind the Meter | Net-metered residential rooftop and canopy |  | None | Vivint Solar Developer, LLC | PSE&G | Accepted | 2020-02-17 | 2020-02-19 | 2021-10-30 | SolarEdge | SE10000H-US | Inverters | 10000 |  | 1 |  |  | 0.992 |  | Outdoor | Near the utility meter
NJSTRE1545384577 | NJSRRE1544465736 | Transition Incentive Program | LIVINGSTON | 7039 | 9 | 13.86 | Residential | Yes | Behind the Meter | Net-metered residential rooftop and canopy |  | None | Vivint Solar Developer, LLC | PSE&G | Accepted | 2020-02-17 | 2020-02-19 | 2021-10-30 | Hanwha Solar | Q.PEAK BLK-G5 315 | Solar Panels |  | 0.315 | 25 | 191 | 25 |  | Fixed | Roof
NJSTRE1545384577 | NJSRRE1544465736 | Transition Incentive Program | LIVINGSTON | 7039 | 9 | 13.86 | Residential | Yes | Behind the Meter | Net-metered residential rooftop and canopy |  | None | Vivint Solar Developer, LLC | PSE&G | Accepted | 2020-02-17 | 2020-02-19 | 2021-10-30 | Hanwha Solar | Q.PEAK BLK-G5 315 | Solar Panels |  | 0.315 | 5 | 281 | 22 |  | Fixed | Roof
NJSTRE1545384577 | NJSRRE1544465736 | Transition Incentive Program | LIVINGSTON | 7039 | 9 | 13.86 | Residential | Yes | Behind the Meter | Net-metered residential rooftop and canopy |  | None | Vivint Solar Developer, LLC | PSE&G | Accepted | 2020-02-17 | 2020-02-19 | 2021-10-30 | Hanwha Solar | Q.PEAK BLK-G5 315 | Solar Panels |  | 0.315 | 14 | 11 | 25 |  | Fixed | Roof
NJSTRE1545384581 | NJSRRE1543422183 | Transition Incentive Program | West Orange | 7052 | 9 | 11.31 | Residential | Yes | Behind the Meter | Behind the Meter |  | None | Sunrun Installation Services, Inc. | PSE&G | Eligible for TI Program | 2019-11-19 | 2019-11-22 | 2021-10-30 | Delta Electronics | M5-TL-US | Inverters | 4800 |  | 2 |  |  | 0.96 |  | Outdoor | Next To Meter
NJSTRE1545384581 | NJSRRE1543422183 | Transition Incentive Program | West Orange | 7052 | 9 | 11.31 | Residential | Yes | Behind the Meter | Behind the Meter |  | None | Sunrun Installation Services, Inc. | PSE&G | Eligible for TI Program | 2019-11-19 | 2019-11-22 | 2021-10-30 | REC Solar | REC290TP2 BLK | Solar Panels |  | 0.29 | 10 | 273 | 37 |  | Fixed | Roof
NJSTRE1545384581 | NJSRRE1543422183 | Transition Incentive Program | West Orange | 7052 | 9 | 11.31 | Residential | Yes | Behind the Meter | Behind the Meter |  | None | Sunrun Installation Services, Inc. | PSE&G | Eligible for TI Program | 2019-11-19 | 2019-11-22 | 2021-10-30 | REC Solar | REC290TP2 BLK | Solar Panels |  | 0.29 | 10 | 93 | 37 |  | Fixed | Roof
NJSTRE1545384581 | NJSRRE1543422183 | Transition Incentive Program | West Orange | 7052 | 9 | 11.31 | Residential | Yes | Behind the Meter | Behind the Meter |  | None | Sunrun Installation Services, Inc. | PSE&G | Eligible for TI Program | 2019-11-19 | 2019-11-22 | 2021-10-30 | REC Solar | REC290TP2 BLK | Solar Panels |  | 0.29 | 9 | 273 | 14 |  | Fixed | Roof
NJSTRE1545384581 | NJSRRE1543422183 | Transition Incentive Program | West Orange | 7052 | 9 | 11.31 | Residential | Yes | Behind the Meter | Behind the Meter |  | None | Sunrun Installation Services, Inc. | PSE&G | Eligible for TI Program | 2019-11-19 | 2019-11-22 | 2021-10-30 | REC Solar | REC290TP2 BLK | Solar Panels |  | 0.29 | 10 | 182 | 27 |  | Fixed | Roof
NJSTRE1545384582 | NJSRRE1543848077 | Transition Incentive Program | Belford | 7718 | 17 | 11.03 | Residential | Yes | Behind the Meter | Net-metered residential rooftop and canopy |  | None | Vivint Solar Developer, LLC | JCP&L | Accepted | 2019-12-31 | 2020-01-06 | 2021-10-30 | SOLAREDGE | SE7600H-US | Inverters | 7600 |  | 1 |  |  | 0.992 |  | Outdoor | Near the Utility Meter
NJSTRE1545384582 | NJSRRE1543848077 | Transition Incentive Program | Belford | 7718 | 17 | 11.03 | Residential | Yes | Behind the Meter | Net-metered residential rooftop and canopy |  | None | Vivint Solar Developer, LLC | JCP&L | Accepted | 2019-12-31 | 2020-01-06 | 2021-10-30 | HANWHA SOLAR | Q.PEAK BLK-G5 315 | Solar Panels |  | 0.315 | 25 | 115 | 23 |  | Fixed | Roof
NJSTRE1545384582 | NJSRRE1543848077 | Transition Incentive Program | Belford | 7718 | 17 | 11.03 | Residential | Yes | Behind the Meter | Net-metered residential rooftop and canopy |  | None | Vivint Solar Developer, LLC | JCP&L | Accepted | 2019-12-31 | 2020-01-06 | 2021-10-30 | HANWHA SOLAR | Q.PEAK BLK-G5 315 | Solar Panels |  | 0.315 | 10 | 295 | 23 |  | Fixed | Roof
NJSTRE1545384584 | NJSRRE1544113864 | Transition Incentive Program | South Amboy | 8879 | 11 | 8.25 | Residential | No | Behind the Meter | Behind the Meter |  | None | Sunrun Installation Services, Inc. | JCP&L | Eligible for TI Program | 2020-01-07 | 2020-01-09 | 2021-10-30 | Delta Electronics | M8-TL-US | Inverters | 7680 |  | 1 |  |  | 0.96 |  | Outdoor | Next To Meter
NJSTRE1545384584 | NJSRRE1544113864 | Transition Incentive Program | South Amboy | 8879 | 11 | 8.25 | Residential | No | Behind the Meter | Behind the Meter |  | None | Sunrun Installation Services, Inc. | JCP&L | Eligible for TI Program | 2020-01-07 | 2020-01-09 | 2021-10-30 | LG Electronics | LG330N1C-A5 | Solar Panels |  | 0.33 | 25 | 120 | 23 |  | Fixed | Roof
NJSTRE1545384585 | NJSRRE1544161284 | Transition Incentive Program | Somerset | 8873 | 5 | 146.3 | Commercial | No | Behind the Meter | Behind the Meter |  | None | Spectacular Solar | PSE&G | Eligible for TI Program | 2020-01-13 | 2020-01-16 | 2021-10-30 | Solar Edge | SE.66.6KUS | Inverters | 80 |  | 2 |  |  | 0.985 |  | Outside | Roof
NJSTRE1545384585 | NJSRRE1544161284 | Transition Incentive Program | Somerset | 8873 | 5 | 146.3 | Commercial | No | Behind the Meter | Behind the Meter |  | None | Spectacular Solar | PSE&G | Eligible for TI Program | 2020-01-13 | 2020-01-16 | 2021-10-30 | Axitec | AC-385MH/144S | Solar Panels |  | 0.385 | 380 | 190 | 10 |  | Fixed | Roof
NJSTRE1545384587 | NJSRRE1544523928 | Transition Incentive Program | East Orange City | 7017 | 9 | 5.44 | Residential | Yes | Behind the Meter | Behind the Meter |  | None | Skyline Solar, LLC | PSE&G | Eligible for TI Program | 2020-02-24 | 2020-02-26 | 2021-10-30 | SolarEdge | SE3800H-US | Inverters | 3800 |  | 1 |  |  | 0.99 |  | Outside | within ten feet of meter
NJSTRE1545384587 | NJSRRE1544523928 | Transition Incentive Program | East Orange City | 7017 | 9 | 5.44 | Residential | Yes | Behind the Meter | Behind the Meter |  | None | Skyline Solar, LLC | PSE&G | Eligible for TI Program | 2020-02-24 | 2020-02-26 | 2021-10-30 | HT Solar Energy | HT60-156M-310 | Solar Panels |  | 0.32 | 17 | 225,45 | 30 |  | Fixed | Roof
NJSTRE1545384589 | NJSRRE1543502310 | Transition Incentive Program | Irvington | 7111 | 9 | 6.09 | Residential | Yes | Behind the Meter | Behind the Meter |  | None | Sunrun Installation Services, Inc. | PSE&G | Eligible for TI Program | 2019-12-09 | 2019-12-12 | 2021-10-30 | Delta Electronics | M5-TL-US | Inverters | 4800 |  | 1 |  |  | 0.96 |  | Outdoor | Next To Meter
NJSTRE1545384589 | NJSRRE1543502310 | Transition Incentive Program | Irvington | 7111 | 9 | 6.09 | Residential | Yes | Behind the Meter | Behind the Meter |  | None | Sunrun Installation Services, Inc. | PSE&G | Eligible for TI Program | 2019-12-09 | 2019-12-12 | 2021-10-30 | REC Solar | REC290TP2 BLK | Solar Panels |  | 0.29 | 10 | 15 | 23 |  | Fixed | Roof
NJSTRE1545384589 | NJSRRE1543502310 | Transition Incentive Program | Irvington | 7111 | 9 | 6.09 | Residential | Yes | Behind the Meter | Behind the Meter |  | None | Sunrun Installation Services, Inc. | PSE&G | Eligible for TI Program | 2019-12-09 | 2019-12-12 | 2021-10-30 | REC Solar | REC290TP2 BLK | Solar Panels |  | 0.29 | 11 | 195 | 23 |  | Fixed | Roof
NJSTRE1545384590 | NJSRRE1543425562 | Transition Incentive Program | BRIGANTINE | 8203 | 19 | 2.84 | Residential | Yes | Behind the Meter | Net-metered residential rooftop and canopy |  | None | Vivint Solar Developer, LLC | AC Electric | Accepted | 2019-11-20 | 2019-11-25 | 2021-10-30 | SOLAREDGE | SE3800H-US | Inverters | 3800 |  | 1 |  |  | 0.992 |  | Outdoor | Near the Utility Meter
NJSTRE1545384590 | NJSRRE1543425562 | Transition Incentive Program | BRIGANTINE | 8203 | 19 | 2.84 | Residential | Yes | Behind the Meter | Net-metered residential rooftop and canopy |  | None | Vivint Solar Developer, LLC | AC Electric | Accepted | 2019-11-20 | 2019-11-25 | 2021-10-30 | HANWHA SOLAR | Q.PEAK BLK-G5 315 | Solar Panels |  | 0.315 | 9 | 35 | 353 |  | Fixed | Roof
NJSTRE1545384591 | NJSRRE1544333185 | Transition Incentive Program | TURNERSVILLE | 8012 | 14 | 8.78 | Residential | No | Behind the Meter | Behind the Meter |  | None | Sunny Corp | AC Electric | Eligible for TI Program | 2020-01-30 | 2020-02-03 | 2021-10-30 | SOLAREDGE | SE7600H-US | Inverters | 7600 |  | 1 |  |  | 0.992 |  | Outdoor | SIDEHOME
NJSTRE1545384591 | NJSRRE1544333185 | Transition Incentive Program | TURNERSVILLE | 8012 | 14 | 8.78 | Residential | No | Behind the Meter | Behind the Meter |  | None | Sunny Corp | AC Electric | Eligible for TI Program | 2020-01-30 | 2020-02-03 | 2021-10-30 | PANASONIC | VBHN325KA03 | Solar Panels |  | 0.325 | 5 | 196 | 27 |  | Fixed | Roof
NJSTRE1545384591 | NJSRRE1544333185 | Transition Incentive Program | TURNERSVILLE | 8012 | 14 | 8.78 | Residential | No | Behind the Meter | Behind the Meter |  | None | Sunny Corp | AC Electric | Eligible for TI Program | 2020-01-30 | 2020-02-03 | 2021-10-30 | PANASONIC | VBHN325KA03 | Solar Panels |  | 0.325 | 22 | 195 | 26 |  | Fixed | Roof
NJSTRE1545384592 | NJSRRE1544537323 | Transition Incentive Program | Dunellen | 8812 | 11 | 7.56 | Residential | No | Behind the Meter | Net-metered residential rooftop and canopy |  | None | Vivint Solar Developer, LLC | PSE&G | Accepted | 2020-02-26 | 2020-02-28 | 2021-10-30 | SOLAREDGE | SE7600H-US | Inverters | 7600 |  | 1 |  |  | 0.992 |  | Outdoor | Near the Utility Meter
NJSTRE1545384592 | NJSRRE1544537323 | Transition Incentive Program | Dunellen | 8812 | 11 | 7.56 | Residential | No | Behind the Meter | Net-metered residential rooftop and canopy |  | None | Vivint Solar Developer, LLC | PSE&G | Accepted | 2020-02-26 | 2020-02-28 | 2021-10-30 | LG | LG315N1K-V5 | Solar Panels |  | 0.315 | 4 | 50 | 37 |  | Fixed | Roof
NJSTRE1545384592 | NJSRRE1544537323 | Transition Incentive Program | Dunellen | 8812 | 11 | 7.56 | Residential | No | Behind the Meter | Net-metered residential rooftop and canopy |  | None | Vivint Solar Developer, LLC | PSE&G | Accepted | 2020-02-26 | 2020-02-28 | 2021-10-30 | LG | LG315N1K-V5 | Solar Panels |  | 0.315 | 5 | 230 | 37 |  | Fixed | Roof
NJSTRE1545384592 | NJSRRE1544537323 | Transition Incentive Program | Dunellen | 8812 | 11 | 7.56 | Residential | No | Behind the Meter | Net-metered residential rooftop and canopy |  | None | Vivint Solar Developer, LLC | PSE&G | Accepted | 2020-02-26 | 2020-02-28 | 2021-10-30 | LG | LG315N1K-V5 | Solar Panels |  | 0.315 | 6 | 320 | 39 |  | Fixed | Roof
NJSTRE1545384592 | NJSRRE1544537323 | Transition Incentive Program | Dunellen | 8812 | 11 | 7.56 | Residential | No | Behind the Meter | Net-metered residential rooftop and canopy |  | None | Vivint Solar Developer, LLC | PSE&G | Accepted | 2020-02-26 | 2020-02-28 | 2021-10-30 | LG | LG315N1K-V5 | Solar Panels |  | 0.315 | 2 | 140 | 39 |  | Fixed | Roof
NJSTRE1545384592 | NJSRRE1544537323 | Transition Incentive Program | Dunellen | 8812 | 11 | 7.56 | Residential | No | Behind the Meter | Net-metered residential rooftop and canopy |  | None | Vivint Solar Developer, LLC | PSE&G | Accepted | 2020-02-26 | 2020-02-28 | 2021-10-30 | LG | LG315N1K-V5 | Solar Panels |  | 0.315 | 7 | 140 | 39 |  | Fixed | Roof
NJSTRE1545384593 | NJSRRE1543443413 | Transition Incentive Program | PATERSON | 7503 | 6 | 10.4 | Residential | Yes | Behind the Meter | Net-metered residential rooftop and canopy |  | None | Vivint Solar Developer, LLC | PSE&G | Accepted | 2019-11-26 | 2019-11-27 | 2021-10-30 | SOLAREDGE | SE7600H-US | Inverters | 7600 |  | 1 |  |  | 0.992 |  | Outdoor | Near the Utility Meter
NJSTRE1545384593 | NJSRRE1543443413 | Transition Incentive Program | PATERSON | 7503 | 6 | 10.4 | Residential | Yes | Behind the Meter | Net-metered residential rooftop and canopy |  | None | Vivint Solar Developer, LLC | PSE&G | Accepted | 2019-11-26 | 2019-11-27 | 2021-10-30 | HANWHA SOLAR | Q.PEAK BLK-G5 315 | Solar Panels |  | 0.315 | 27 | 128 | 35 |  | Fixed | Roof
NJSTRE1545384593 | NJSRRE1543443413 | Transition Incentive Program | PATERSON | 7503 | 6 | 10.4 | Residential | Yes | Behind the Meter | Net-metered residential rooftop and canopy |  | None | Vivint Solar Developer, LLC | PSE&G | Accepted | 2019-11-26 | 2019-11-27 | 2021-10-30 | HANWHA SOLAR | Q.PEAK BLK-G5 315 | Solar Panels |  | 0.315 | 6 | 308 | 35 |  | Fixed | Roof
NJSTRE1545384594 | NJSRRE1544175404 | Transition Incentive Program | Linden City | 7036 | 10 | 2.52 | Residential | No | Behind the Meter | Net-metered residential rooftop and canopy |  | None | Solar Spectrum LLC | PSE&G | As-Built Incomplete - Review | 2020-01-16 | 2020-01-21 |  | Q CELLS | Q.PEAK-DUO-BLK-G5-315 | Solar Panels |  | 0.315 | 4 | 218 | 21 |  | Fixed | Roof
NJSTRE1545384594 | NJSRRE1544175404 | Transition Incentive Program | Linden City | 7036 | 10 | 2.52 | Residential | No | Behind the Meter | Net-metered residential rooftop and canopy |  | None | Solar Spectrum LLC | PSE&G | As-Built Incomplete - Review | 2020-01-16 | 2020-01-21 |  | Q CELLS | Q.PEAK-DUO-BLK-G5-315 | Solar Panels |  | 0.315 | 4 | 38 | 21 |  | Fixed | Roof
NJSTRE1545384594 | NJSRRE1544175404 | Transition Incentive Program | Linden City | 7036 | 10 | 2.52 | Residential | No | Behind the Meter | Net-metered residential rooftop and canopy |  | None | Solar Spectrum LLC | PSE&G | As-Built Incomplete - Review | 2020-01-16 | 2020-01-21 |  | SolarEdge Tech | SE3000H-US | Inverters | 3000 |  | 1 |  |  | 0.99 |  | Outdoor | near meter
NJSTRE1545384598 | NJSRRE1544352926 | Transition Incentive Program | Hillsborough Township | 8844 | 5 | 6.51 | Residential | Yes | Behind the Meter | Behind the Meter |  | None | Sunrun Installation Services, Inc. | PSE&G | Eligible for TI Program | 2020-02-04 | 2020-02-07 | 2021-10-30 | LG Chem | RESU 10H SEG | Electric Storage Battery |  |  | 1 |  |  |  | Lithium Ion |  | outside
NJSTRE1545384598 | NJSRRE1544352926 | Transition Incentive Program | Hillsborough Township | 8844 | 5 | 6.51 | Residential | Yes | Behind the Meter | Behind the Meter |  | None | Sunrun Installation Services, Inc. | PSE&G | Eligible for TI Program | 2020-02-04 | 2020-02-07 | 2021-10-30 | SolarEdge Technologies | SE7600A-USS2RGM | Inverters | 7600 |  | 1 |  |  | 0.96 |  | Outdoor | Next To Meter
NJSTRE1545384598 | NJSRRE1544352926 | Transition Incentive Program | Hillsborough Township | 8844 | 5 | 6.51 | Residential | Yes | Behind the Meter | Behind the Meter |  | None | Sunrun Installation Services, Inc. | PSE&G | Eligible for TI Program | 2020-02-04 | 2020-02-07 | 2021-10-30 | REC Solar | REC310TP2M | Solar Panels |  | 0.31 | 8 | 91 | 37 |  | Fixed | Roof
NJSTRE1545384598 | NJSRRE1544352926 | Transition Incentive Program | Hillsborough Township | 8844 | 5 | 6.51 | Residential | Yes | Behind the Meter | Behind the Meter |  | None | Sunrun Installation Services, Inc. | PSE&G | Eligible for TI Program | 2020-02-04 | 2020-02-07 | 2021-10-30 | REC Solar | REC310TP2M | Solar Panels |  | 0.31 | 13 | 181 | 37 |  | Fixed | Roof
NJSTRE1545384599 | NJSRRE1544419955 | Transition Incentive Program | WEST ORANGE | 7052 | 9 | 8.99 | Residential | No | Behind the Meter | Behind the Meter |  | None | Infinity Solar Systems | PSE&G | Eligible for TI Program | 2020-02-07 | 2020-02-12 | 2021-10-30 | ENPHASE | IQ7-60-X-US | Inverters | 240 |  | 29 |  |  | 0.97 |  | Outside | MICROINVERTERS
NJSTRE1545384599 | NJSRRE1544419955 | Transition Incentive Program | WEST ORANGE | 7052 | 9 | 8.99 | Residential | No | Behind the Meter | Behind the Meter |  | None | Infinity Solar Systems | PSE&G | Eligible for TI Program | 2020-02-07 | 2020-02-12 | 2021-10-30 | LONGI | LR6-60HPB-310M | Solar Panels |  | 0.31 | 6 | 138 | 16 |  | Fixed | Roof
NJSTRE1545384599 | NJSRRE1544419955 | Transition Incentive Program | WEST ORANGE | 7052 | 9 | 8.99 | Residential | No | Behind the Meter | Behind the Meter |  | None | Infinity Solar Systems | PSE&G | Eligible for TI Program | 2020-02-07 | 2020-02-12 | 2021-10-30 | LONGI | LR6-60HPB-310M | Solar Panels |  | 0.31 | 4 | 138 | 30 |  | Fixed | Roof
NJSTRE1545384599 | NJSRRE1544419955 | Transition Incentive Program | WEST ORANGE | 7052 | 9 | 8.99 | Residential | No | Behind the Meter | Behind the Meter |  | None | Infinity Solar Systems | PSE&G | Eligible for TI Program | 2020-02-07 | 2020-02-12 | 2021-10-30 | LONGI | LR6-60HPB-310M | Solar Panels |  | 0.31 | 3 | 138 | 30 |  | Fixed | Roof
NJSTRE1545384599 | NJSRRE1544419955 | Transition Incentive Program | WEST ORANGE | 7052 | 9 | 8.99 | Residential | No | Behind the Meter | Behind the Meter |  | None | Infinity Solar Systems | PSE&G | Eligible for TI Program | 2020-02-07 | 2020-02-12 | 2021-10-30 | LONGI | LR6-60HPB-310M | Solar Panels |  | 0.31 | 16 | 318 | 30 |  | Fixed | Roof
NJSTRE1545384600 | NJSRRE1544519822 | Transition Incentive Program | PENNSAUKEN | 8109 | 14 | 4.8 | Residential | Yes | Behind the Meter | Net-metered residential rooftop and canopy |  | None | Vivint Solar Developer, LLC | PSE&G | Accepted | 2020-02-22 | 2020-02-25 | 2021-10-30 | Solar Edge | SE3800H-US | Inverters | 3800 |  | 1 |  |  | 0.992 |  | Outdoor | Near the Utility Meter
NJSTRE1545384600 | NJSRRE1544519822 | Transition Incentive Program | PENNSAUKEN | 8109 | 14 | 4.8 | Residential | Yes | Behind the Meter | Net-metered residential rooftop and canopy |  | None | Vivint Solar Developer, LLC | PSE&G | Accepted | 2020-02-22 | 2020-02-25 | 2021-10-30 | Jinko Solar | JKM320M-60HBL | Solar Panels |  | 0.32 | 2 | 352 | 28 |  | Fixed | Roof
NJSTRE1545384600 | NJSRRE1544519822 | Transition Incentive Program | PENNSAUKEN | 8109 | 14 | 4.8 | Residential | Yes | Behind the Meter | Net-metered residential rooftop and canopy |  | None | Vivint Solar Developer, LLC | PSE&G | Accepted | 2020-02-22 | 2020-02-25 | 2021-10-30 | Jinko Solar | JKM320M-60HBL | Solar Panels |  | 0.32 | 13 | 172 | 28 |  | Fixed | Roof
NJSTRE1545384601 | NJSRRE1544374158 | Transition Incentive Program | Pennsauken Twp | 8110 | 14 | 7.71 | Residential | No | Behind the Meter | Net-metered residential rooftop and canopy |  | None | Bright Planet Solar | PSE&G | Accepted | 2020-02-05 | 2020-02-12 | 2021-10-30 | SOLAR EDGE | SE6000H-USRGM | Inverters | 6000 |  | 1 |  |  | 0.98 |  | Outdoor | OUTSIDE
NJSTRE1545384601 | NJSRRE1544374158 | Transition Incentive Program | Pennsauken Twp | 8110 | 14 | 7.71 | Residential | No | Behind the Meter | Net-metered residential rooftop and canopy |  | None | Bright Planet Solar | PSE&G | Accepted | 2020-02-05 | 2020-02-12 | 2021-10-30 | LG SOLAR | LG335N1C-A5 | Solar Panels |  | 0.335 | 11 | 325 | 22 |  | Fixed | Roof
NJSTRE1545384601 | NJSRRE1544374158 | Transition Incentive Program | Pennsauken Twp | 8110 | 14 | 7.71 | Residential | No | Behind the Meter | Net-metered residential rooftop and canopy |  | None | Bright Planet Solar | PSE&G | Accepted | 2020-02-05 | 2020-02-12 | 2021-10-30 | LG SOLAR | LG335N1C-A5 | Solar Panels |  | 0.335 | 12 | 145 | 55 |  | Fixed | Roof
NJSTRE1545384603 | NJSRRE1544172175 | Transition Incentive Program | Fair Lawn | 7410 | 7 | 2.76 | Residential | Yes | Behind the Meter | Behind the Meter |  | None | Sunrun Installation Services, Inc. | PSE&G | Eligible for TI Program | 2020-01-15 | 2020-01-20 | 2021-10-30 | Enphase Energy | IQ7PLUS-72-x-US (240V) | Inverters | 290 |  | 8 |  |  | 0.96 |  | Outdoor | Rooftop
NJSTRE1545384603 | NJSRRE1544172175 | Transition Incentive Program | Fair Lawn | 7410 | 7 | 2.76 | Residential | Yes | Behind the Meter | Behind the Meter |  | None | Sunrun Installation Services, Inc. | PSE&G | Eligible for TI Program | 2020-01-15 | 2020-01-20 | 2021-10-30 | LG Electronics | LG345N1C-V5 | Solar Panels |  | 0.345 | 8 | 191 | 27 |  | Fixed | Roof
NJSTRE1545384604 | NJSRRE1544311085 | Transition Incentive Program | TRENTON | 8611 | 12 | 3.78 | Residential | Yes | Behind the Meter | Net-metered residential rooftop and canopy |  | None | Vivint Solar Developer, LLC | PSE&G | Accepted | 2020-01-28 | 2020-01-30 | 2021-10-30 | SolarEdge | SE3800H-US | Inverters | 3800 |  | 1 |  |  | 0.992 |  | Outdoor | Near the utility meter
NJSTRE1545384604 | NJSRRE1544311085 | Transition Incentive Program | TRENTON | 8611 | 12 | 3.78 | Residential | Yes | Behind the Meter | Net-metered residential rooftop and canopy |  | None | Vivint Solar Developer, LLC | PSE&G | Accepted | 2020-01-28 | 2020-01-30 | 2021-10-30 | Hanwha Solar | Q.PEAK BLK-G5 315 | Solar Panels |  | 0.315 | 6 | 271 | 33 |  | Fixed | Roof
NJSTRE1545384604 | NJSRRE1544311085 | Transition Incentive Program | TRENTON | 8611 | 12 | 3.78 | Residential | Yes | Behind the Meter | Net-metered residential rooftop and canopy |  | None | Vivint Solar Developer, LLC | PSE&G | Accepted | 2020-01-28 | 2020-01-30 | 2021-10-30 | Hanwha Solar | Q.PEAK BLK-G5 315 | Solar Panels |  | 0.315 | 6 | 91 | 33 |  | Fixed | Roof
NJSTRE1545384606 | NJSRRE1544501683 | Transition Incentive Program | PENNSAUKEN | 8109 | 14 | 11.52 | Residential | Yes | Behind the Meter | Net-metered residential rooftop and canopy |  | None | Vivint Solar Developer, LLC | PSE&G | Accepted | 2020-02-20 | 2020-02-24 | 2021-10-30 | SolarEdge | SE7600H-US | Inverters | 7600 |  | 1 |  |  | 0.992 |  | Outdoor | Near the utility meter
NJSTRE1545384606 | NJSRRE1544501683 | Transition Incentive Program | PENNSAUKEN | 8109 | 14 | 11.52 | Residential | Yes | Behind the Meter | Net-metered residential rooftop and canopy |  | None | Vivint Solar Developer, LLC | PSE&G | Accepted | 2020-02-20 | 2020-02-24 | 2021-10-30 | Jinko Solar | JKM320M-60HBL | Solar Panels |  | 0.32 | 16 | 307 | 24 |  | Fixed | Roof
NJSTRE1545384606 | NJSRRE1544501683 | Transition Incentive Program | PENNSAUKEN | 8109 | 14 | 11.52 | Residential | Yes | Behind the Meter | Net-metered residential rooftop and canopy |  | None | Vivint Solar Developer, LLC | PSE&G | Accepted | 2020-02-20 | 2020-02-24 | 2021-10-30 | Jinko Solar | JKM320M-60HBL | Solar Panels |  | 0.32 | 16 | 127 | 24 |  | Fixed | Roof
NJSTRE1545384606 | NJSRRE1544501683 | Transition Incentive Program | PENNSAUKEN | 8109 | 14 | 11.52 | Residential | Yes | Behind the Meter | Net-metered residential rooftop and canopy |  | None | Vivint Solar Developer, LLC | PSE&G | Accepted | 2020-02-20 | 2020-02-24 | 2021-10-30 | Jinko Solar | JKM320M-60HBL | Solar Panels |  | 0.32 | 4 | 307 | 14 |  | Fixed | Roof
NJSTRE1545384608 | NJSRRE1543463419 | Transition Incentive Program | Bridgewater Township | 8807 | 5 | 6.9 | Residential | No | Behind the Meter | Behind the Meter |  | None | Sunrun Installation Services, Inc. | PSE&G | Eligible for TI Program | 2019-12-02 | 2019-12-04 | 2021-10-30 | LG Chem | RESU 10H SEG | Electric Storage Battery |  |  | 1 |  |  |  | Lithium Ion |  | outside
NJSTRE1545384608 | NJSRRE1543463419 | Transition Incentive Program | Bridgewater Township | 8807 | 5 | 6.9 | Residential | No | Behind the Meter | Behind the Meter |  | None | Sunrun Installation Services, Inc. | PSE&G | Eligible for TI Program | 2019-12-02 | 2019-12-04 | 2021-10-30 | SolarEdge Technologies | SE7600A-USS2RGM | Inverters | 7600 |  | 1 |  |  | 0.96 |  | Outdoor | Next To Meter
NJSTRE1545384608 | NJSRRE1543463419 | Transition Incentive Program | Bridgewater Township | 8807 | 5 | 6.9 | Residential | No | Behind the Meter | Behind the Meter |  | None | Sunrun Installation Services, Inc. | PSE&G | Eligible for TI Program | 2019-12-02 | 2019-12-04 | 2021-10-30 | LG Electronics | LG345N1C-V5 | Solar Panels |  | 0.345 | 6 | 132 | 23 |  | Fixed | Roof
NJSTRE1545384608 | NJSRRE1543463419 | Transition Incentive Program | Bridgewater Township | 8807 | 5 | 6.9 | Residential | No | Behind the Meter | Behind the Meter |  | None | Sunrun Installation Services, Inc. | PSE&G | Eligible for TI Program | 2019-12-02 | 2019-12-04 | 2021-10-30 | LG Electronics | LG345N1C-V5 | Solar Panels |  | 0.345 | 14 | 312 | 23 |  | Fixed | Roof
NJSTRE1545384610 | NJSRRE1544536630 | Transition Incentive Program | HACKETTSTOWN | 7840 | 2 | 2.56 | Residential | Yes | Behind the Meter | Net-metered residential rooftop and canopy |  | None | Vivint Solar Developer, LLC | JCP&L | Accepted | 2020-02-26 | 2020-02-27 | 2021-10-30 | SOLAREDGE | SE3800H-US | Inverters | 3800 |  | 1 |  |  | 0.992 |  | Outdoor | Near the Utility Meter
NJSTRE1545384610 | NJSRRE1544536630 | Transition Incentive Program | HACKETTSTOWN | 7840 | 2 | 2.56 | Residential | Yes | Behind the Meter | Net-metered residential rooftop and canopy |  | None | Vivint Solar Developer, LLC | JCP&L | Accepted | 2020-02-26 | 2020-02-27 | 2021-10-30 | JINKO SOLAR | JKM320M-60HBL | Solar Panels |  | 0.32 | 8 | 143 | 28 |  | Fixed | Roof
NJSTRE1545384612 | NJSRRE1543434113 | Transition Incentive Program | Hazlet | 7730 | 17 | 10.4 | Residential | Yes | Behind the Meter | Net-metered residential rooftop and canopy |  | None | Pro Custom Solar dba Momentum Solar | JCP&L | Accepted | 2019-11-21 | 2019-11-25 | 2021-10-30 | Enphase Energy | IQ6-60-2-US | Inverters | 240 |  | 33 |  |  | 0.97 |  | Outdoor | Roof
NJSTRE1545384612 | NJSRRE1543434113 | Transition Incentive Program | Hazlet | 7730 | 17 | 10.4 | Residential | Yes | Behind the Meter | Net-metered residential rooftop and canopy |  | None | Pro Custom Solar dba Momentum Solar | JCP&L | Accepted | 2019-11-21 | 2019-11-25 | 2021-10-30 | Hanwha | Q.Peak DUO BLK-G5 315 | Solar Panels |  | 0.315 | 14 | 44 | 18 |  | Fixed | Roof
NJSTRE1545384612 | NJSRRE1543434113 | Transition Incentive Program | Hazlet | 7730 | 17 | 10.4 | Residential | Yes | Behind the Meter | Net-metered residential rooftop and canopy |  | None | Pro Custom Solar dba Momentum Solar | JCP&L | Accepted | 2019-11-21 | 2019-11-25 | 2021-10-30 | Hanwha | Q.Peak DUO BLK-G5 315 | Solar Panels |  | 0.315 | 16 | 224 | 18 |  | Fixed | Roof
NJSTRE1545384612 | NJSRRE1543434113 | Transition Incentive Program | Hazlet | 7730 | 17 | 10.4 | Residential | Yes | Behind the Meter | Net-metered residential rooftop and canopy |  | None | Pro Custom Solar dba Momentum Solar | JCP&L | Accepted | 2019-11-21 | 2019-11-25 | 2021-10-30 | Hanwha | Q.Peak DUO BLK-G5 315 | Solar Panels |  | 0.315 | 3 | 313 | 18 |  | Fixed | Roof
NJSTRE1545384614 | NJSRRE1543451698 | Transition Incentive Program | Atlantic Highlands | 7716 | 17 | 5.04 | Residential | Yes | Behind the Meter | Net-metered residential rooftop and canopy |  | None | Vivint Solar Developer, LLC | JCP&L | Accepted | 2019-11-27 | 2019-12-03 | 2021-10-30 | Solar Edge | SE3800H-US | Inverters | 3800 |  | 1 |  |  | 0.992 |  | Outdoor | Near the utility meter
NJSTRE1545384614 | NJSRRE1543451698 | Transition Incentive Program | Atlantic Highlands | 7716 | 17 | 5.04 | Residential | Yes | Behind the Meter | Net-metered residential rooftop and canopy |  | None | Vivint Solar Developer, LLC | JCP&L | Accepted | 2019-11-27 | 2019-12-03 | 2021-10-30 | Hanwha | Q.PEAK BLK-G5 315 | Solar Panels |  | 0.315 | 16 | 180 | 34 |  | Fixed | Roof
NJSTRE1545384616 | NJSRRE1543452898 | Transition Incentive Program | BROWNS MILLS | 8015 | 13 | 6.3 | Residential | Yes | Behind the Meter | Net-metered residential rooftop and canopy |  | None | Vivint Solar Developer, LLC | JCP&L | Accepted | 2019-11-29 | 2019-12-03 | 2021-10-30 | SOLAREDGE | SE7600H-US | Inverters | 7600 |  | 1 |  |  | 0.992 |  | Outdoor | Near the Utility Meter
NJSTRE1545384616 | NJSRRE1543452898 | Transition Incentive Program | BROWNS MILLS | 8015 | 13 | 6.3 | Residential | Yes | Behind the Meter | Net-metered residential rooftop and canopy |  | None | Vivint Solar Developer, LLC | JCP&L | Accepted | 2019-11-29 | 2019-12-03 | 2021-10-30 | HANWHA SOLAR | Q.PEAK BLK-G5 315 | Solar Panels |  | 0.315 | 10 | 179 | 21 |  | Fixed | Roof
NJSTRE1545384616 | NJSRRE1543452898 | Transition Incentive Program | BROWNS MILLS | 8015 | 13 | 6.3 | Residential | Yes | Behind the Meter | Net-metered residential rooftop and canopy |  | None | Vivint Solar Developer, LLC | JCP&L | Accepted | 2019-11-29 | 2019-12-03 | 2021-10-30 | HANWHA SOLAR | Q.PEAK BLK-G5 315 | Solar Panels |  | 0.315 | 10 | 179 | 20 |  | Fixed | Roof
NJSTRE1545384617 | NJSRRE1543451817 | Transition Incentive Program | CLIFFWOOD | 7721 | 17 | 10.71 | Residential | Yes | Behind the Meter | Net-metered residential rooftop and canopy |  | None | Vivint Solar Developer, LLC | JCP&L | Accepted | 2019-11-27 | 2019-12-03 | 2021-10-30 | Solar Edge | SE7600H-US | Inverters | 7600 |  | 1 |  |  | 0.992 |  | Outdoor | Near the Utility Meter
NJSTRE1545384617 | NJSRRE1543451817 | Transition Incentive Program | CLIFFWOOD | 7721 | 17 | 10.71 | Residential | Yes | Behind the Meter | Net-metered residential rooftop and canopy |  | None | Vivint Solar Developer, LLC | JCP&L | Accepted | 2019-11-27 | 2019-12-03 | 2021-10-30 | Hanwha Solar | Q.PEAK BLK-G5 315 | Solar Panels |  | 0.315 | 25 | 103 | 22 |  | Fixed | Roof
NJSTRE1545384617 | NJSRRE1543451817 | Transition Incentive Program | CLIFFWOOD | 7721 | 17 | 10.71 | Residential | Yes | Behind the Meter | Net-metered residential rooftop and canopy |  | None | Vivint Solar Developer, LLC | JCP&L | Accepted | 2019-11-27 | 2019-12-03 | 2021-10-30 | Hanwha Solar | Q.PEAK BLK-G5 315 | Solar Panels |  | 0.315 | 9 | 193 | 22 |  | Fixed | Roof
NJSTRE1545384619 | NJSRRE1544540514 | Transition Incentive Program | HAMMONTON | 8037 | 19 | 8.82 | Residential | Yes | Behind the Meter | Net-metered residential rooftop and canopy |  | None | Suntuity Solar LLC | AC Electric | Accepted | 2020-02-26 | 2020-02-28 | 2021-10-30 | Enphase Energy | IQ7-60-2-US | Inverters | 240 |  | 28 |  |  | 0.97 |  | Outdoor | Behind the PV Modules
NJSTRE1545384619 | NJSRRE1544540514 | Transition Incentive Program | HAMMONTON | 8037 | 19 | 8.82 | Residential | Yes | Behind the Meter | Net-metered residential rooftop and canopy |  | None | Suntuity Solar LLC | AC Electric | Accepted | 2020-02-26 | 2020-02-28 | 2021-10-30 | Hanwha Solar | Q-Cells 315 Mono | Solar Panels |  | 0.315 | 22 | 103 | 31 |  | Fixed | Roof
NJSTRE1545384619 | NJSRRE1544540514 | Transition Incentive Program | HAMMONTON | 8037 | 19 | 8.82 | Residential | Yes | Behind the Meter | Net-metered residential rooftop and canopy |  | None | Suntuity Solar LLC | AC Electric | Accepted | 2020-02-26 | 2020-02-28 | 2021-10-30 | Hanwha Solar | Q-Cells 315 Mono | Solar Panels |  | 0.315 | 6 | 103 | 32 |  | Fixed | Roof
NJSTRE1545384621 | NJSRRE1544213584 | Transition Incentive Program | Sicklerville | 8081 | 14 | 5.76 | Residential | No | Behind the Meter | Net-metered residential rooftop and canopy |  | None | Castle Energy, LLC | AC Electric | Accepted | 2020-01-23 | 2020-01-27 | 2021-10-30 | Enphase Energy | IQ7-60-2-US | Inverters | 240 |  | 18 |  |  | 0.967 |  | Outdoor | on the rooftop under each solar panel
NJSTRE1545384621 | NJSRRE1544213584 | Transition Incentive Program | Sicklerville | 8081 | 14 | 5.76 | Residential | No | Behind the Meter | Net-metered residential rooftop and canopy |  | None | Castle Energy, LLC | AC Electric | Accepted | 2020-01-23 | 2020-01-27 | 2021-10-30 | Hanwha Q-Cells | Q.Peak DUO-G5 320 | Solar Panels |  | 0.32 | 18 | 259 | 20 |  | Fixed | Roof
NJSTRE1545384622 | NJSRRE1544175219 | Transition Incentive Program | Ewing | 8628 | 12 | 10.08 | Residential | No | Behind the Meter | Net-metered residential rooftop and canopy |  | None | MOORE ENERGY LLC | PSE&G | Accepted | 2020-02-24 | 2020-02-24 | 2021-10-30 | enphase | envoy | Meters |  |  | 1 |  |  |  | Yes | Outdoor
NJSTRE1545384622 | NJSRRE1544175219 | Transition Incentive Program | Ewing | 8628 | 12 | 10.08 | Residential | No | Behind the Meter | Net-metered residential rooftop and canopy |  | None | MOORE ENERGY LLC | PSE&G | Accepted | 2020-02-24 | 2020-02-24 | 2021-10-30 | Enphase | IQ7 | Inverters | 240 |  | 31 |  |  | 0.976 |  | Outdoor | Roof
NJSTRE1545384622 | NJSRRE1544175219 | Transition Incentive Program | Ewing | 8628 | 12 | 10.08 | Residential | No | Behind the Meter | Net-metered residential rooftop and canopy |  | None | MOORE ENERGY LLC | PSE&G | Accepted | 2020-02-24 | 2020-02-24 | 2021-10-30 | Hanwha | QCell | Solar Panels |  | 0.325 | 11 | 225 | 26 |  | Fixed | Roof
NJSTRE1545384622 | NJSRRE1544175219 | Transition Incentive Program | Ewing | 8628 | 12 | 10.08 | Residential | No | Behind the Meter | Net-metered residential rooftop and canopy |  | None | MOORE ENERGY LLC | PSE&G | Accepted | 2020-02-24 | 2020-02-24 | 2021-10-30 | Hanwha | QCELL | Solar Panels |  | 0.325 | 20 | 137 | 26 |  | Fixed | Roof
NJSTRE1545384623 | NJSRRE1544344133 | Transition Incentive Program | Cliffwood | 7721 | 17 | 18.27 | Residential | Yes | Behind the Meter | Net-metered residential rooftop and canopy |  | None | Vivint Solar Developer, LLC | JCP&L | Accepted | 2020-02-01 | 2020-02-05 | 2021-10-30 | Solar Edge | SE7600H-US | Inverters | 7600 |  | 2 |  |  | 0.992 |  | Outdoor | Near the utility meter
NJSTRE1545384623 | NJSRRE1544344133 | Transition Incentive Program | Cliffwood | 7721 | 17 | 18.27 | Residential | Yes | Behind the Meter | Net-metered residential rooftop and canopy |  | None | Vivint Solar Developer, LLC | JCP&L | Accepted | 2020-02-01 | 2020-02-05 | 2021-10-30 | Hanwha Solar | Q.PEAK BLK-G5 315 | Solar Panels |  | 0.315 | 27 | 235 | 27 |  | Fixed | Roof
NJSTRE1545384623 | NJSRRE1544344133 | Transition Incentive Program | Cliffwood | 7721 | 17 | 18.27 | Residential | Yes | Behind the Meter | Net-metered residential rooftop and canopy |  | None | Vivint Solar Developer, LLC | JCP&L | Accepted | 2020-02-01 | 2020-02-05 | 2021-10-30 | Hanwha Solar | Q.PEAK BLK-G5 315 | Solar Panels |  | 0.315 | 31 | 55 | 27 |  | Fixed | Roof
NJSTRE1545384624 | NJSRRE1544497066 | Transition Incentive Program | East Orange | 7018 | 9 | 7.56 | Residential | Yes | Behind the Meter | Net-metered residential rooftop and canopy |  | None | Vision Solar LLC | PSE&G | As-Built Incomplete - Review | 2020-02-19 | 2020-02-25 |  | hanwa qccells | qpeak duo g5 315 | Solar Panels |  | 0.315 | 9 | 127 | 42 |  | Fixed | Roof
NJSTRE1545384624 | NJSRRE1544497066 | Transition Incentive Program | East Orange | 7018 | 9 | 7.56 | Residential | Yes | Behind the Meter | Net-metered residential rooftop and canopy |  | None | Vision Solar LLC | PSE&G | As-Built Incomplete - Review | 2020-02-19 | 2020-02-25 |  | hanwa qcells | qpeak duo g5 315 | Solar Panels |  | 0.315 | 8 | 217 | 38 |  | Fixed | Roof
NJSTRE1545384624 | NJSRRE1544497066 | Transition Incentive Program | East Orange | 7018 | 9 | 7.56 | Residential | Yes | Behind the Meter | Net-metered residential rooftop and canopy |  | None | Vision Solar LLC | PSE&G | As-Built Incomplete - Review | 2020-02-19 | 2020-02-25 |  | hanwa qcells | qpeak duo g5 315 | Solar Panels |  | 0.315 | 7 | 307 | 42 |  | Fixed | Roof
NJSTRE1545384624 | NJSRRE1544497066 | Transition Incentive Program | East Orange | 7018 | 9 | 7.56 | Residential | Yes | Behind the Meter | Net-metered residential rooftop and canopy |  | None | Vision Solar LLC | PSE&G | As-Built Incomplete - Review | 2020-02-19 | 2020-02-25 |  | enphase | iq7-60-2-us | Inverters | 240 |  | 24 |  |  | 0.96 |  | Other | behind panels
NJSTRE1545384624 | NJSRRE1544497066 | Transition Incentive Program | East Orange | 7018 | 9 | 7.56 | Residential | Yes | Behind the Meter | Net-metered residential rooftop and canopy |  | None | Vision Solar LLC | PSE&G | As-Built Incomplete - Review | 2020-02-19 | 2020-02-25 |  | Enphase | IQ7-60-2-US | Meters |  |  | 1 |  |  |  | Yes | Outdoor
NJSTRE1545384626 | NJSRRE1544550153 | Transition Incentive Program | Pennington | 8534 | 12 | 11.66 | Residential | No | Behind the Meter | Net-metered residential rooftop and canopy |  | None | Vivint Solar Developer, LLC | PSE&G | Accepted | 2020-02-29 | 2020-03-04 | 2021-10-30 | SolarEdge | SE7600H-US | Inverters | 7600 |  | 1 |  |  | 0.992 |  | Outdoor | Near the utility meter
NJSTRE1545384626 | NJSRRE1544550153 | Transition Incentive Program | Pennington | 8534 | 12 | 11.66 | Residential | No | Behind the Meter | Net-metered residential rooftop and canopy |  | None | Vivint Solar Developer, LLC | PSE&G | Accepted | 2020-02-29 | 2020-03-04 | 2021-10-30 | LG | LG315N1K-V5 | Solar Panels |  | 0.315 | 6 | 264 | 20 |  | Fixed | Roof
NJSTRE1545384626 | NJSRRE1544550153 | Transition Incentive Program | Pennington | 8534 | 12 | 11.66 | Residential | No | Behind the Meter | Net-metered residential rooftop and canopy |  | None | Vivint Solar Developer, LLC | PSE&G | Accepted | 2020-02-29 | 2020-03-04 | 2021-10-30 | LG | LG315N1K-V5 | Solar Panels |  | 0.315 | 7 | 174 | 26 |  | Fixed | Roof
NJSTRE1545384626 | NJSRRE1544550153 | Transition Incentive Program | Pennington | 8534 | 12 | 11.66 | Residential | No | Behind the Meter | Net-metered residential rooftop and canopy |  | None | Vivint Solar Developer, LLC | PSE&G | Accepted | 2020-02-29 | 2020-03-04 | 2021-10-30 | LG | LG315N1K-V5 | Solar Panels |  | 0.315 | 5 | 354 | 26 |  | Fixed | Roof
NJSTRE1545384626 | NJSRRE1544550153 | Transition Incentive Program | Pennington | 8534 | 12 | 11.66 | Residential | No | Behind the Meter | Net-metered residential rooftop and canopy |  | None | Vivint Solar Developer, LLC | PSE&G | Accepted | 2020-02-29 | 2020-03-04 | 2021-10-30 | LG | LG315N1K-V5 | Solar Panels |  | 0.315 | 19 | 84 | 20 |  | Fixed | Roof
NJSTRE1545384629 | NJSRRE1544199390 | Transition Incentive Program | Sewell | 8080 | 15 | 6.93 | Residential | Yes | Behind the Meter | Net-metered residential rooftop and canopy |  | None | Vision Solar LLC | AC Electric | Accepted | 2020-01-20 | 2020-01-23 | 2021-10-30 | enphase | iq7-60-2-us | Inverters | 0.25 |  | 22 |  |  | 0.96 |  | Other | behind panels
NJSTRE1545384629 | NJSRRE1544199390 | Transition Incentive Program | Sewell | 8080 | 15 | 6.93 | Residential | Yes | Behind the Meter | Net-metered residential rooftop and canopy |  | None | Vision Solar LLC | AC Electric | Accepted | 2020-01-20 | 2020-01-23 | 2021-10-30 | hanwa qcells | qpeak duo g5 315 | Solar Panels |  | 0.315 | 10 | 221 | 27 |  | Fixed | Roof
NJSTRE1545384629 | NJSRRE1544199390 | Transition Incentive Program | Sewell | 8080 | 15 | 6.93 | Residential | Yes | Behind the Meter | Net-metered residential rooftop and canopy |  | None | Vision Solar LLC | AC Electric | Accepted | 2020-01-20 | 2020-01-23 | 2021-10-30 | hanwa qcells | qpeak duo g5 315 | Solar Panels |  | 0.315 | 8 | 41 | 27 |  | Fixed | Roof
NJSTRE1545384629 | NJSRRE1544199390 | Transition Incentive Program | Sewell | 8080 | 15 | 6.93 | Residential | Yes | Behind the Meter | Net-metered residential rooftop and canopy |  | None | Vision Solar LLC | AC Electric | Accepted | 2020-01-20 | 2020-01-23 | 2021-10-30 | hanwa qcells | qpeak duo g5 315 | Solar Panels |  | 0.315 | 2 | 311 | 27 |  | Fixed | Roof
NJSTRE1545384629 | NJSRRE1544199390 | Transition Incentive Program | Sewell | 8080 | 15 | 6.93 | Residential | Yes | Behind the Meter | Net-metered residential rooftop and canopy |  | None | Vision Solar LLC | AC Electric | Accepted | 2020-01-20 | 2020-01-23 | 2021-10-30 | hanwa qcells | qpeak duo g5 315 | Solar Panels |  | 0.315 | 2 | 131 | 27 |  | Fixed | Roof
NJSTRE1545384630 | NJSRRE1543571195 | Transition Incentive Program | Linden City | 7036 | 10 | 6.27 | Residential | Yes | Behind the Meter | Behind the Meter |  | None | Sunrun Installation Services, Inc. | PSE&G | Eligible for TI Program | 2019-12-19 | 2019-12-26 | 2021-10-30 | Enphase Energy | IQ7-60-x-US (240V) | Inverters | 240 |  | 19 |  |  | 0.96 |  | Outdoor | Rooftop
NJSTRE1545384630 | NJSRRE1543571195 | Transition Incentive Program | Linden City | 7036 | 10 | 6.27 | Residential | Yes | Behind the Meter | Behind the Meter |  | None | Sunrun Installation Services, Inc. | PSE&G | Eligible for TI Program | 2019-12-19 | 2019-12-26 | 2021-10-30 | LG Electronics | LG330N1C-A5 | Solar Panels |  | 0.33 | 3 | 125 | 18 |  | Fixed | Roof
NJSTRE1545384630 | NJSRRE1543571195 | Transition Incentive Program | Linden City | 7036 | 10 | 6.27 | Residential | Yes | Behind the Meter | Behind the Meter |  | None | Sunrun Installation Services, Inc. | PSE&G | Eligible for TI Program | 2019-12-19 | 2019-12-26 | 2021-10-30 | LG Electronics | LG330N1C-A5 | Solar Panels |  | 0.33 | 9 | 305 | 27 |  | Fixed | Roof
NJSTRE1545384630 | NJSRRE1543571195 | Transition Incentive Program | Linden City | 7036 | 10 | 6.27 | Residential | Yes | Behind the Meter | Behind the Meter |  | None | Sunrun Installation Services, Inc. | PSE&G | Eligible for TI Program | 2019-12-19 | 2019-12-26 | 2021-10-30 | LG Electronics | LG330N1C-A5 | Solar Panels |  | 0.33 | 7 | 125 | 43 |  | Fixed | Roof
NJSTRE1545384632 | NJSRRE1544333345 | Transition Incentive Program | NORTH BRUNSWICK | 8902 | 11 | 11.97 | Residential | Yes | Behind the Meter | Net-metered residential rooftop and canopy |  | None | Vivint Solar Developer, LLC | PSE&G | Accepted | 2020-01-30 | 2020-02-03 | 2021-10-30 | SOLAREDGE | SE10000H-US | Inverters | 10000 |  | 1 |  |  | 0.992 |  | Outdoor | Near the Utility Meter
NJSTRE1545384632 | NJSRRE1544333345 | Transition Incentive Program | NORTH BRUNSWICK | 8902 | 11 | 11.97 | Residential | Yes | Behind the Meter | Net-metered residential rooftop and canopy |  | None | Vivint Solar Developer, LLC | PSE&G | Accepted | 2020-01-30 | 2020-02-03 | 2021-10-30 | HANWHA SOLAR | Q.PEAK BLK-G5 315 | Solar Panels |  | 0.315 | 38 | 218 | 33 |  | Fixed | Roof
NJSTRE1545384638 | NJSRRE1543533351 | Transition Incentive Program | Middletown | 7748 | 17 | 10.79 | Residential | Yes | Behind the Meter | Behind the Meter |  | None | Ad Energy | JCP&L | Eligible for TI Program | 2019-12-12 | 2019-12-19 | 2021-10-30 | Enphase Energy | IQ7XS-96-ACM-US | Inverters | 315 |  | 33 |  |  | 0.975 |  | Outdoor | At each panel
NJSTRE1545384638 | NJSRRE1543533351 | Transition Incentive Program | Middletown | 7748 | 17 | 10.79 | Residential | Yes | Behind the Meter | Behind the Meter |  | None | Ad Energy | JCP&L | Eligible for TI Program | 2019-12-12 | 2019-12-19 | 2021-10-30 | SunPower | SPR-E20-327-E-AC | Solar Panels |  | 0.327 | 12 | 302 | 37 |  | Fixed | Roof
NJSTRE1545384638 | NJSRRE1543533351 | Transition Incentive Program | Middletown | 7748 | 17 | 10.79 | Residential | Yes | Behind the Meter | Behind the Meter |  | None | Ad Energy | JCP&L | Eligible for TI Program | 2019-12-12 | 2019-12-19 | 2021-10-30 | SunPower | SPR-E20-327-E-AC | Solar Panels |  | 0.327 | 21 | 122 | 37 |  | Fixed | Roof
NJSTRE1545384643 | NJSRRE1544463556 | Transition Incentive Program | Galloway | 8205 | 19 | 4.69 | Residential | Yes | Behind the Meter | Net-metered residential rooftop and canopy |  | None | Vision Solar LLC | AC Electric | Accepted | 2020-02-15 | 2020-02-19 | 2021-10-30 | enphase | iq7-60-2-us | Inverters | 0.25 |  | 14 |  |  | 0.96 |  | Other | behind panels
NJSTRE1545384643 | NJSRRE1544463556 | Transition Incentive Program | Galloway | 8205 | 19 | 4.69 | Residential | Yes | Behind the Meter | Net-metered residential rooftop and canopy |  | None | Vision Solar LLC | AC Electric | Accepted | 2020-02-15 | 2020-02-19 | 2021-10-30 | lg solar | lg335n1k-v5 | Solar Panels |  | 0.335 | 14 | 255 | 27 |  | Fixed | Roof
NJSTRE1545384645 | NJSRRE1544220941 | Transition Incentive Program | Pennsauken | 8110 | 14 | 10.08 | Residential | Yes | Behind the Meter | Net-metered residential rooftop and canopy |  | None | Vivint Solar Developer, LLC | PSE&G | Accepted | 2020-01-24 | 2020-02-03 | 2021-10-30 | SOLAREDGE | SE7600H-US | Inverters | 7600 |  | 1 |  |  | 0.992 |  | Outdoor | Near the Utility Meter
NJSTRE1545384645 | NJSRRE1544220941 | Transition Incentive Program | Pennsauken | 8110 | 14 | 10.08 | Residential | Yes | Behind the Meter | Net-metered residential rooftop and canopy |  | None | Vivint Solar Developer, LLC | PSE&G | Accepted | 2020-01-24 | 2020-02-03 | 2021-10-30 | HANWHA SOLAR | Q.PEAK BLK-G5 315 | Solar Panels |  | 0.315 | 10 | 326 | 19 |  | Fixed | Roof
NJSTRE1545384645 | NJSRRE1544220941 | Transition Incentive Program | Pennsauken | 8110 | 14 | 10.08 | Residential | Yes | Behind the Meter | Net-metered residential rooftop and canopy |  | None | Vivint Solar Developer, LLC | PSE&G | Accepted | 2020-01-24 | 2020-02-03 | 2021-10-30 | HANWHA SOLAR | Q.PEAK BLK-G5 315 | Solar Panels |  | 0.315 | 12 | 146 | 19 |  | Fixed | Roof
NJSTRE1545384645 | NJSRRE1544220941 | Transition Incentive Program | Pennsauken | 8110 | 14 | 10.08 | Residential | Yes | Behind the Meter | Net-metered residential rooftop and canopy |  | None | Vivint Solar Developer, LLC | PSE&G | Accepted | 2020-01-24 | 2020-02-03 | 2021-10-30 | HANWHA SOLAR | Q.PEAK BLK-G5 315 | Solar Panels |  | 0.315 | 10 | 146 | 19 |  | Fixed | Roof
NJSTRE1545384647 | NJSRRE1544156349 | Transition Incentive Program | PENNSAUKEN | 8109 | 14 | 8.51 | Residential | Yes | Behind the Meter | Net-metered residential rooftop and canopy |  | None | Vivint Solar Developer, LLC | PSE&G | Accepted | 2020-01-15 | 2020-01-15 | 2021-10-30 | Solar Edge | SE7600H-US | Inverters | 7600 |  | 1 |  |  | 0.992 |  | Outdoor | Near the Utility Meter
NJSTRE1545384647 | NJSRRE1544156349 | Transition Incentive Program | PENNSAUKEN | 8109 | 14 | 8.51 | Residential | Yes | Behind the Meter | Net-metered residential rooftop and canopy |  | None | Vivint Solar Developer, LLC | PSE&G | Accepted | 2020-01-15 | 2020-01-15 | 2021-10-30 | Hanwha Solar | Q.PEAK BLK-G5 315 | Solar Panels |  | 0.315 | 10 | 214 | 34 |  | Fixed | Roof
NJSTRE1545384647 | NJSRRE1544156349 | Transition Incentive Program | PENNSAUKEN | 8109 | 14 | 8.51 | Residential | Yes | Behind the Meter | Net-metered residential rooftop and canopy |  | None | Vivint Solar Developer, LLC | PSE&G | Accepted | 2020-01-15 | 2020-01-15 | 2021-10-30 | Hanwha Solar | Q.PEAK BLK-G5 315 | Solar Panels |  | 0.315 | 9 | 34 | 34 |  | Fixed | Roof
NJSTRE1545384647 | NJSRRE1544156349 | Transition Incentive Program | PENNSAUKEN | 8109 | 14 | 8.51 | Residential | Yes | Behind the Meter | Net-metered residential rooftop and canopy |  | None | Vivint Solar Developer, LLC | PSE&G | Accepted | 2020-01-15 | 2020-01-15 | 2021-10-30 | Hanwha Solar | Q.PEAK BLK-G5 315 | Solar Panels |  | 0.315 | 8 | 214 | 15 |  | Fixed | Roof
NJSTRE1545384648 | NJSRRE1543552351 | Transition Incentive Program | Villas | 8251 | 21 | 7.04 | Residential | No | Behind the Meter | Behind the Meter |  | None | Green Power Energy | AC Electric | Eligible for TI Program | 2019-12-16 | 2019-12-19 | 2021-10-30 | SolarEdge | SE6000H-US | Inverters | 6000 |  | 1 |  |  | 0.97 |  | Outside | Next to meter
NJSTRE1545384648 | NJSRRE1543552351 | Transition Incentive Program | Villas | 8251 | 21 | 7.04 | Residential | No | Behind the Meter | Behind the Meter |  | None | Green Power Energy | AC Electric | Eligible for TI Program | 2019-12-16 | 2019-12-19 | 2021-10-30 | Hanwha | Q.PEAK DUO BLK-G6 335 | Solar Panels |  | 0.335 | 21 | 209 | 27 |  | Fixed | Roof
NJSTRE1545384649 | NJSRRE1543426689 | Transition Incentive Program | Willingboro | 8046 | 13 | 10.15 | Residential | Yes | Behind the Meter | Behind the Meter |  | None | Complete Solar | PSE&G | Eligible for TI Program | 2019-12-09 | 2019-12-09 | 2021-10-30 | ENPHASE | M215 | Inverters | 215 |  | 1 |  |  | 0.6 |  | Other | BY MSP
NJSTRE1545384649 | NJSRRE1543426689 | Transition Incentive Program | Willingboro | 8046 | 13 | 10.15 | Residential | Yes | Behind the Meter | Behind the Meter |  | None | Complete Solar | PSE&G | Eligible for TI Program | 2019-12-09 | 2019-12-09 | 2021-10-30 | LONGI | LR6-60HPB-305M | Solar Panels |  | 0.29 | 35 | 242.5 | 30 |  | Fixed | Roof
NJSTRE1545384650 | NJSRRE1544524620 | Transition Incentive Program | Totowa | 7512 | 6 | 9.61 | Residential | Yes | Behind the Meter | Behind the Meter |  | None | Sunrun Installation Services, Inc. | PSE&G | Eligible for TI Program | 2020-02-24 | 2020-02-27 | 2021-10-30 | Enphase Energy | IQ7-60-x-US (240V) | Inverters | 240 |  | 31 |  |  | 0.96 |  | Outdoor | Rooftop
NJSTRE1545384650 | NJSRRE1544524620 | Transition Incentive Program | Totowa | 7512 | 6 | 9.61 | Residential | Yes | Behind the Meter | Behind the Meter |  | None | Sunrun Installation Services, Inc. | PSE&G | Eligible for TI Program | 2020-02-24 | 2020-02-27 | 2021-10-30 | REC Solar | REC310TP2M | Solar Panels |  | 0.31 | 7 | 118 | 23 |  | Fixed | Roof
NJSTRE1545384650 | NJSRRE1544524620 | Transition Incentive Program | Totowa | 7512 | 6 | 9.61 | Residential | Yes | Behind the Meter | Behind the Meter |  | None | Sunrun Installation Services, Inc. | PSE&G | Eligible for TI Program | 2020-02-24 | 2020-02-27 | 2021-10-30 | REC Solar | REC310TP2M | Solar Panels |  | 0.31 | 6 | 208 | 23 |  | Fixed | Roof
NJSTRE1545384650 | NJSRRE1544524620 | Transition Incentive Program | Totowa | 7512 | 6 | 9.61 | Residential | Yes | Behind the Meter | Behind the Meter |  | None | Sunrun Installation Services, Inc. | PSE&G | Eligible for TI Program | 2020-02-24 | 2020-02-27 | 2021-10-30 | REC Solar | REC310TP2M | Solar Panels |  | 0.31 | 12 | 28 | 23 |  | Fixed | Roof
NJSTRE1545384650 | NJSRRE1544524620 | Transition Incentive Program | Totowa | 7512 | 6 | 9.61 | Residential | Yes | Behind the Meter | Behind the Meter |  | None | Sunrun Installation Services, Inc. | PSE&G | Eligible for TI Program | 2020-02-24 | 2020-02-27 | 2021-10-30 | REC Solar | REC310TP2M | Solar Panels |  | 0.31 | 6 | 298 | 24 |  | Fixed | Roof
NJSTRE1545384651 | NJSRRE1544545536 | Transition Incentive Program | HAMMONTON | 8037 | 19 | 17.64 | Residential | Yes | Behind the Meter | Net-metered residential rooftop and canopy |  | None | Suntuity Solar LLC | AC Electric | Accepted | 2020-02-27 | 2020-03-02 | 2021-10-30 | Enphase Energy | IQ7-60-2-US | Inverters | 240 |  | 56 |  |  | 0.97 |  | Outdoor | Behind the PV Modules
NJSTRE1545384651 | NJSRRE1544545536 | Transition Incentive Program | HAMMONTON | 8037 | 19 | 17.64 | Residential | Yes | Behind the Meter | Net-metered residential rooftop and canopy |  | None | Suntuity Solar LLC | AC Electric | Accepted | 2020-02-27 | 2020-03-02 | 2021-10-30 | Hanwha Solar | Q-Cells 315 Mono | Solar Panels |  | 0.315 | 8 | 131 | 17 |  | Fixed | Roof
NJSTRE1545384651 | NJSRRE1544545536 | Transition Incentive Program | HAMMONTON | 8037 | 19 | 17.64 | Residential | Yes | Behind the Meter | Net-metered residential rooftop and canopy |  | None | Suntuity Solar LLC | AC Electric | Accepted | 2020-02-27 | 2020-03-02 | 2021-10-30 | Hanwha Solar | Q-Cells 315 Mono | Solar Panels |  | 0.315 | 28 | 131 | 25 |  | Fixed | Roof
NJSTRE1545384651 | NJSRRE1544545536 | Transition Incentive Program | HAMMONTON | 8037 | 19 | 17.64 | Residential | Yes | Behind the Meter | Net-metered residential rooftop and canopy |  | None | Suntuity Solar LLC | AC Electric | Accepted | 2020-02-27 | 2020-03-02 | 2021-10-30 | Hanwha Solar | Q-Cells 315 Mono | Solar Panels |  | 0.315 | 20 | 311 | 25 |  | Fixed | Roof
NJSTRE1545384654 | NJSRRE1543880425 | Transition Incentive Program | Collingswood | 8108 | 14 | 20.48 | Residential | Yes | Behind the Meter | Behind the Meter |  | None | Sunrun Installation Services, Inc. | PSE&G | Eligible for TI Program | 2020-01-02 | 2020-01-07 | 2021-10-30 | Enphase Energy | IQ7-60-x-US (240V) | Inverters | 240 |  | 64 |  |  | 0.96 |  | Outdoor | Rooftop
NJSTRE1545384654 | NJSRRE1543880425 | Transition Incentive Program | Collingswood | 8108 | 14 | 20.48 | Residential | Yes | Behind the Meter | Behind the Meter |  | None | Sunrun Installation Services, Inc. | PSE&G | Eligible for TI Program | 2020-01-02 | 2020-01-07 | 2021-10-30 | Hanwha Q-Cells | Q.PEAK DUO-G7 320 | Solar Panels |  | 0.32 | 32 | 21 | 34 |  | Fixed | Roof
NJSTRE1545384654 | NJSRRE1543880425 | Transition Incentive Program | Collingswood | 8108 | 14 | 20.48 | Residential | Yes | Behind the Meter | Behind the Meter |  | None | Sunrun Installation Services, Inc. | PSE&G | Eligible for TI Program | 2020-01-02 | 2020-01-07 | 2021-10-30 | Hanwha Q-Cells | Q.PEAK DUO-G7 320 | Solar Panels |  | 0.32 | 18 | 113 | 18 |  | Fixed | Roof
NJSTRE1545384654 | NJSRRE1543880425 | Transition Incentive Program | Collingswood | 8108 | 14 | 20.48 | Residential | Yes | Behind the Meter | Behind the Meter |  | None | Sunrun Installation Services, Inc. | PSE&G | Eligible for TI Program | 2020-01-02 | 2020-01-07 | 2021-10-30 | Hanwha Q-Cells | Q.PEAK DUO-G7 320 | Solar Panels |  | 0.32 | 14 | 293 | 18 |  | Fixed | Roof
NJSTRE1545384655 | NJSRRE1544358305 | Transition Incentive Program | Orange City | 7050 | 9 | 5.27 | Residential | Yes | Behind the Meter | Behind the Meter |  | None | Sunrun Installation Services, Inc. | PSE&G | Eligible for TI Program | 2020-02-05 | 2020-02-07 | 2021-10-30 | Enphase Energy | IQ7-60-x-US (240V) | Inverters | 240 |  | 17 |  |  | 0.96 |  | Outdoor | Rooftop
NJSTRE1545384655 | NJSRRE1544358305 | Transition Incentive Program | Orange City | 7050 | 9 | 5.27 | Residential | Yes | Behind the Meter | Behind the Meter |  | None | Sunrun Installation Services, Inc. | PSE&G | Eligible for TI Program | 2020-02-05 | 2020-02-07 | 2021-10-30 | REC Solar | REC310TP2M | Solar Panels |  | 0.31 | 13 | 128 | 37 |  | Fixed | Roof
NJSTRE1545384655 | NJSRRE1544358305 | Transition Incentive Program | Orange City | 7050 | 9 | 5.27 | Residential | Yes | Behind the Meter | Behind the Meter |  | None | Sunrun Installation Services, Inc. | PSE&G | Eligible for TI Program | 2020-02-05 | 2020-02-07 | 2021-10-30 | REC Solar | REC310TP2M | Solar Panels |  | 0.31 | 4 | 308 | 37 |  | Fixed | Roof
NJSTRE1545384659 | NJSRRE1543446539 | Transition Incentive Program | Randolph | 7869 | 3 | 32.64 | Commercial | No | Behind the Meter | Behind the Meter |  | None | Green Power energy | JCP&L | Eligible for TI Program | 2019-11-26 | 2019-12-02 | 2021-10-30 | SolarEdge | SE14.4KUS | Inverters | 14.4 |  | 2 |  |  | 0.97 |  | Outside | Next to meter
NJSTRE1545384659 | NJSRRE1543446539 | Transition Incentive Program | Randolph | 7869 | 3 | 32.64 | Commercial | No | Behind the Meter | Behind the Meter |  | None | Green Power energy | JCP&L | Eligible for TI Program | 2019-11-26 | 2019-12-02 | 2021-10-30 | Panasonic | VBHN340SA17 | Solar Panels |  | 0.34 | 96 | 120 | 80 |  | Fixed | Ground
NJSTRE1545384660 | NJSRRE1543826651 | Transition Incentive Program | PARLIN | 8859 | 11 | 8.82 | Residential | Yes | Behind the Meter | Net-metered residential rooftop and canopy |  | None | Vivint Solar Developer, LLC | JCP&L | Accepted | 2019-12-30 | 2020-02-05 | 2021-10-30 | Solar Edge | SE7600H-US | Inverters | 7600 |  | 1 |  |  | 0.992 |  | Outdoor | Near the utility meter
NJSTRE1545384660 | NJSRRE1543826651 | Transition Incentive Program | PARLIN | 8859 | 11 | 8.82 | Residential | Yes | Behind the Meter | Net-metered residential rooftop and canopy |  | None | Vivint Solar Developer, LLC | JCP&L | Accepted | 2019-12-30 | 2020-02-05 | 2021-10-30 | Hanwha Solar | Q.PEAK BLK-G5 315 | Solar Panels |  | 0.315 | 16 | 159 | 19 |  | Fixed | Roof
NJSTRE1545384660 | NJSRRE1543826651 | Transition Incentive Program | PARLIN | 8859 | 11 | 8.82 | Residential | Yes | Behind the Meter | Net-metered residential rooftop and canopy |  | None | Vivint Solar Developer, LLC | JCP&L | Accepted | 2019-12-30 | 2020-02-05 | 2021-10-30 | Hanwha Solar | Q.PEAK BLK-G5 315 | Solar Panels |  | 0.315 | 6 | 249 | 19 |  | Fixed | Roof
NJSTRE1545384660 | NJSRRE1543826651 | Transition Incentive Program | PARLIN | 8859 | 11 | 8.82 | Residential | Yes | Behind the Meter | Net-metered residential rooftop and canopy |  | None | Vivint Solar Developer, LLC | JCP&L | Accepted | 2019-12-30 | 2020-02-05 | 2021-10-30 | Hanwha Solar | Q.PEAK BLK-G5 315 | Solar Panels |  | 0.315 | 6 | 69 | 19 |  | Fixed | Roof
NJSTRE1545384662 | NJSRRE1543464371 | Transition Incentive Program | Hewitt | 7421 | 6 | 45.43 | Non Profit | No | Behind the Meter | Behind the Meter |  | None | Self Install | Orange Rockland Electric | Eligible for TI Program | 2019-12-02 | 2019-12-23 | 2021-10-30 | SMA | Sunny Boy SB 6.0-US | Inverters | 6000 |  | 1 |  |  | 0.976 |  | Outdoor | mounted on building wall
NJSTRE1545384662 | NJSRRE1543464371 | Transition Incentive Program | Hewitt | 7421 | 6 | 45.43 | Non Profit | No | Behind the Meter | Behind the Meter |  | None | Self Install | Orange Rockland Electric | Eligible for TI Program | 2019-12-02 | 2019-12-23 | 2021-10-30 | SMA | Sunny Boy SB 7.0-US | Inverters | 7000 |  | 4 |  |  | 0.972 |  | Outdoor | mounted on building wall
NJSTRE1545384662 | NJSRRE1543464371 | Transition Incentive Program | Hewitt | 7421 | 6 | 45.43 | Non Profit | No | Behind the Meter | Behind the Meter |  | None | Self Install | Orange Rockland Electric | Eligible for TI Program | 2019-12-02 | 2019-12-23 | 2021-10-30 | Canadian Solar | CS1U-395MS | Solar Panels |  | 0.395 | 115 | 283 | 22 |  | Fixed | Roof
NJSTRE1545384663 | NJSRRE1544512351 | Transition Incentive Program | RINGWOOD | 7456 | 6 | 7.56 | Residential | No | Behind the Meter | Net-metered residential rooftop and canopy |  | None | Tesla Energy Operations Inc. | Orange Rockland Electric | Accepted | 2020-02-20 | 2020-02-24 | 2021-10-30 | Tesla | AC Powerwall 2.0 | Electric Storage Battery |  |  | 2 |  |  |  | Lithium Ion |  | Inside
NJSTRE1545384663 | NJSRRE1544512351 | Transition Incentive Program | RINGWOOD | 7456 | 6 | 7.56 | Residential | No | Behind the Meter | Net-metered residential rooftop and canopy |  | None | Tesla Energy Operations Inc. | Orange Rockland Electric | Accepted | 2020-02-20 | 2020-02-24 | 2021-10-30 | SolarEdge Technologies | SE7600H-US | Inverters | 7600 |  | 1 |  |  | 0.99 |  | Indoor | Indoor
NJSTRE1545384663 | NJSRRE1544512351 | Transition Incentive Program | RINGWOOD | 7456 | 6 | 7.56 | Residential | No | Behind the Meter | Net-metered residential rooftop and canopy |  | None | Tesla Energy Operations Inc. | Orange Rockland Electric | Accepted | 2020-02-20 | 2020-02-24 | 2021-10-30 | Hanwha Q CELLS | Q.PEAK DUO BLK-G5/SC315 | Solar Panels |  | 0.315 | 16 | 123 | 18 |  | Fixed | Roof
NJSTRE1545384663 | NJSRRE1544512351 | Transition Incentive Program | RINGWOOD | 7456 | 6 | 7.56 | Residential | No | Behind the Meter | Net-metered residential rooftop and canopy |  | None | Tesla Energy Operations Inc. | Orange Rockland Electric | Accepted | 2020-02-20 | 2020-02-24 | 2021-10-30 | Hanwha Q CELLS | Q.PEAK DUO BLK-G5/SC315 | Solar Panels |  | 0.315 | 8 | 212 | 18 |  | Fixed | Roof
NJSTRE1545384665 | NJSRRE1544450679 | Transition Incentive Program | Bloomsbury | 8804 | 4 | 29.76 | Residential | Yes | Behind the Meter | Net-metered residential ground mount |  | None | Vision Solar LLC | JCP&L | Accepted | 2020-02-14 | 2020-02-18 | 2021-10-30 | sunpower | type E | Inverters | 0.32 |  | 91 |  |  | 0.96 |  | Other | behind panels
NJSTRE1545384665 | NJSRRE1544450679 | Transition Incentive Program | Bloomsbury | 8804 | 4 | 29.76 | Residential | Yes | Behind the Meter | Net-metered residential ground mount |  | None | Vision Solar LLC | JCP&L | Accepted | 2020-02-14 | 2020-02-18 | 2021-10-30 | sunpower | e20-327-e-ac | Solar Panels |  | 0.327 | 43 | 180 | 30 |  | Fixed | Roof
NJSTRE1545384665 | NJSRRE1544450679 | Transition Incentive Program | Bloomsbury | 8804 | 4 | 29.76 | Residential | Yes | Behind the Meter | Net-metered residential ground mount |  | None | Vision Solar LLC | JCP&L | Accepted | 2020-02-14 | 2020-02-18 | 2021-10-30 | sunpower | e20-327-e-ac | Solar Panels |  | 0.327 | 48 | 180 | 30 |  | Fixed | Roof
NJSTRE1545384667 | NJSRRE1544524031 | Transition Incentive Program | Princeton | 8540 | 12 | 6.62 | Residential | Yes | Behind the Meter | Net-metered residential rooftop and canopy |  | None | Trinity Solar | PSE&G | Accepted |  | 2020-02-26 | 2021-10-30 | Solar Edge | SE5000H-US | Inverters | 5000 |  | 1 |  |  | 0.97 |  | Outside | side of home
NJSTRE1545384667 | NJSRRE1544524031 | Transition Incentive Program | Princeton | 8540 | 12 | 6.62 | Residential | Yes | Behind the Meter | Net-metered residential rooftop and canopy |  | None | Trinity Solar | PSE&G | Accepted |  | 2020-02-26 | 2021-10-30 | Hanwha 315 | Q.PEAK DUO BLK-G5 315 | Solar Panels |  | 0.315 | 15 | 189 | 30 |  | Fixed | Roof
NJSTRE1545384667 | NJSRRE1544524031 | Transition Incentive Program | Princeton | 8540 | 12 | 6.62 | Residential | Yes | Behind the Meter | Net-metered residential rooftop and canopy |  | None | Trinity Solar | PSE&G | Accepted |  | 2020-02-26 | 2021-10-30 | Hanwha 315 | Q.PEAK DUO BLK-G5 315 | Solar Panels |  | 0.315 | 6 | 99 | 37 |  | Fixed | Roof
NJSTRE1545384669 | NJSRRE1544326290 | Transition Incentive Program | Pleasantville | 8232 | 19 | 14.4 | Residential | Yes | Behind the Meter | Net-metered residential rooftop and canopy |  | None | Castle Energy, LLC | AC Electric | Accepted | 2020-01-29 | 2020-02-03 | 2021-10-30 | SunPower | SPR-X22-360-E-AC | Inverters | 320 |  | 40 |  |  | 0.975 |  | Outdoor | on the rooftop under each solar panel
NJSTRE1545384669 | NJSRRE1544326290 | Transition Incentive Program | Pleasantville | 8232 | 19 | 14.4 | Residential | Yes | Behind the Meter | Net-metered residential rooftop and canopy |  | None | Castle Energy, LLC | AC Electric | Accepted | 2020-01-29 | 2020-02-03 | 2021-10-30 | SunPower | SPR-X22-360-E-AC | Solar Panels |  | 0.36 | 10 | 258 | 35 |  | Fixed | Roof
NJSTRE1545384669 | NJSRRE1544326290 | Transition Incentive Program | Pleasantville | 8232 | 19 | 14.4 | Residential | Yes | Behind the Meter | Net-metered residential rooftop and canopy |  | None | Castle Energy, LLC | AC Electric | Accepted | 2020-01-29 | 2020-02-03 | 2021-10-30 | SunPower | SPR-X22-360-E-AC | Solar Panels |  | 0.36 | 10 | 169 | 35 |  | Fixed | Roof
NJSTRE1545384669 | NJSRRE1544326290 | Transition Incentive Program | Pleasantville | 8232 | 19 | 14.4 | Residential | Yes | Behind the Meter | Net-metered residential rooftop and canopy |  | None | Castle Energy, LLC | AC Electric | Accepted | 2020-01-29 | 2020-02-03 | 2021-10-30 | SunPower | SPR-X22-360-E-AC | Solar Panels |  | 0.36 | 7 | 259 | 35 |  | Fixed | Roof
NJSTRE1545384669 | NJSRRE1544326290 | Transition Incentive Program | Pleasantville | 8232 | 19 | 14.4 | Residential | Yes | Behind the Meter | Net-metered residential rooftop and canopy |  | None | Castle Energy, LLC | AC Electric | Accepted | 2020-01-29 | 2020-02-03 | 2021-10-30 | SunPower | SPR-X22-360-E-AC | Solar Panels |  | 0.36 | 2 | 259 | 35 |  | Fixed | Roof
NJSTRE1545384669 | NJSRRE1544326290 | Transition Incentive Program | Pleasantville | 8232 | 19 | 14.4 | Residential | Yes | Behind the Meter | Net-metered residential rooftop and canopy |  | None | Castle Energy, LLC | AC Electric | Accepted | 2020-01-29 | 2020-02-03 | 2021-10-30 | SunPower | SPR-X22-360-E-AC | Solar Panels |  | 0.36 | 3 | 259 | 35 |  | Fixed | Roof
NJSTRE1545384669 | NJSRRE1544326290 | Transition Incentive Program | Pleasantville | 8232 | 19 | 14.4 | Residential | Yes | Behind the Meter | Net-metered residential rooftop and canopy |  | None | Castle Energy, LLC | AC Electric | Accepted | 2020-01-29 | 2020-02-03 | 2021-10-30 | SunPower | SPR-X22-360-E-AC | Solar Panels |  | 0.36 | 5 | 79 | 35 |  | Fixed | Roof
NJSTRE1545384669 | NJSRRE1544326290 | Transition Incentive Program | Pleasantville | 8232 | 19 | 14.4 | Residential | Yes | Behind the Meter | Net-metered residential rooftop and canopy |  | None | Castle Energy, LLC | AC Electric | Accepted | 2020-01-29 | 2020-02-03 | 2021-10-30 | SunPower | SPR-X22-360-E-AC | Solar Panels |  | 0.36 | 3 | 79 | 35 |  | Fixed | Roof
NJSTRE1545384671 | NJSRRE1544358288 | Transition Incentive Program | Perth Amboy | 8861 | 11 | 5.89 | Residential | Yes | Behind the Meter | Behind the Meter |  | None | Sunrun Installation Services, Inc. | PSE&G | Eligible for TI Program | 2020-02-05 | 2020-02-07 | 2021-10-30 | Delta Electronics | M5-TL-US | Inverters | 4800 |  | 1 |  |  | 0.96 |  | Outdoor | Next To Meter
NJSTRE1545384671 | NJSRRE1544358288 | Transition Incentive Program | Perth Amboy | 8861 | 11 | 5.89 | Residential | Yes | Behind the Meter | Behind the Meter |  | None | Sunrun Installation Services, Inc. | PSE&G | Eligible for TI Program | 2020-02-05 | 2020-02-07 | 2021-10-30 | REC Solar | REC310TP2M | Solar Panels |  | 0.31 | 19 | 200 | 10 |  | Fixed | Roof
NJSTRE1545384677 | NJSRRE1544524444 | Transition Incentive Program | Millville | 8332 | 20 | 11.16 | Residential | Yes | Behind the Meter | Behind the Meter |  | None | Sunrun Installation Services, Inc. | AC Electric | Eligible for TI Program | 2020-02-24 | 2020-02-26 | 2021-10-30 | Enphase Energy | IQ7-60-x-US (240V) | Inverters | 240 |  | 36 |  |  | 0.96 |  | Outdoor | Rooftop
NJSTRE1545384677 | NJSRRE1544524444 | Transition Incentive Program | Millville | 8332 | 20 | 11.16 | Residential | Yes | Behind the Meter | Behind the Meter |  | None | Sunrun Installation Services, Inc. | AC Electric | Eligible for TI Program | 2020-02-24 | 2020-02-26 | 2021-10-30 | REC Solar | REC310TP2M | Solar Panels |  | 0.31 | 36 | 203 | 45 |  | Fixed | Roof
NJSTRE1545384678 | NJSRRE1544529528 | Transition Incentive Program | Riverside | 8075 | 13 | 10.56 | Residential | Yes | Behind the Meter | Net-metered residential rooftop and canopy |  | None | Vivint Solar Developer, LLC | PSE&G | Accepted | 2020-02-25 | 2020-02-27 | 2021-10-30 | SolarEdge | SE7600H-US | Inverters | 7600 |  | 1 |  |  | 0.992 |  | Outdoor | Near the utility meter
NJSTRE1545384678 | NJSRRE1544529528 | Transition Incentive Program | Riverside | 8075 | 13 | 10.56 | Residential | Yes | Behind the Meter | Net-metered residential rooftop and canopy |  | None | Vivint Solar Developer, LLC | PSE&G | Accepted | 2020-02-25 | 2020-02-27 | 2021-10-30 | Jinko Solar | JKM320M-60HBL | Solar Panels |  | 0.32 | 10 | 339 | 18 |  | Fixed | Roof
NJSTRE1545384678 | NJSRRE1544529528 | Transition Incentive Program | Riverside | 8075 | 13 | 10.56 | Residential | Yes | Behind the Meter | Net-metered residential rooftop and canopy |  | None | Vivint Solar Developer, LLC | PSE&G | Accepted | 2020-02-25 | 2020-02-27 | 2021-10-30 | Jinko Solar | JKM320M-60HBL | Solar Panels |  | 0.32 | 11 | 159 | 18 |  | Fixed | Roof
NJSTRE1545384678 | NJSRRE1544529528 | Transition Incentive Program | Riverside | 8075 | 13 | 10.56 | Residential | Yes | Behind the Meter | Net-metered residential rooftop and canopy |  | None | Vivint Solar Developer, LLC | PSE&G | Accepted | 2020-02-25 | 2020-02-27 | 2021-10-30 | Jinko Solar | JKM320M-60HBL | Solar Panels |  | 0.32 | 12 | 249 | 18 |  | Fixed | Roof
NJSTRE1545384679 | NJSRRE1544157747 | Transition Incentive Program | Glenwood | 7418 | 1 | 16.96 | Residential | Yes | Behind the Meter | Behind the Meter |  | None | Sunrun Installation Services, Inc. | JCP&L | Eligible for TI Program | 2020-01-10 | 2020-02-19 | 2021-10-30 | LG Chem | RESU 10H SEG | Electric Storage Battery |  |  | 1 |  |  |  | Lithium Ion |  | outside
NJSTRE1545384679 | NJSRRE1544157747 | Transition Incentive Program | Glenwood | 7418 | 1 | 16.96 | Residential | Yes | Behind the Meter | Behind the Meter |  | None | Sunrun Installation Services, Inc. | JCP&L | Eligible for TI Program | 2020-01-10 | 2020-02-19 | 2021-10-30 | SolarEdge Technologies | SE7600H-USRGM | Inverters | 7600 |  | 1 |  |  | 0.96 |  | Outdoor | Next To Meter
NJSTRE1545384679 | NJSRRE1544157747 | Transition Incentive Program | Glenwood | 7418 | 1 | 16.96 | Residential | Yes | Behind the Meter | Behind the Meter |  | None | Sunrun Installation Services, Inc. | JCP&L | Eligible for TI Program | 2020-01-10 | 2020-02-19 | 2021-10-30 | SolarEdge Technologies | SE7600A-USS2RGM | Inverters | 7600 |  | 1 |  |  | 0.96 |  | Outdoor | Next To Meter
NJSTRE1545384679 | NJSRRE1544157747 | Transition Incentive Program | Glenwood | 7418 | 1 | 16.96 | Residential | Yes | Behind the Meter | Behind the Meter |  | None | Sunrun Installation Services, Inc. | JCP&L | Eligible for TI Program | 2020-01-10 | 2020-02-19 | 2021-10-30 | Hanwha Q-Cells | Q.PEAK DUO-G7 320 | Solar Panels |  | 0.32 | 17 | 288 | 23 |  | Fixed | Roof
NJSTRE1545384679 | NJSRRE1544157747 | Transition Incentive Program | Glenwood | 7418 | 1 | 16.96 | Residential | Yes | Behind the Meter | Behind the Meter |  | None | Sunrun Installation Services, Inc. | JCP&L | Eligible for TI Program | 2020-01-10 | 2020-02-19 | 2021-10-30 | Hanwha Q-Cells | Q.PEAK DUO-G7 320 | Solar Panels |  | 0.32 | 2 | 108 | 23 |  | Fixed | Roof
NJSTRE1545384679 | NJSRRE1544157747 | Transition Incentive Program | Glenwood | 7418 | 1 | 16.96 | Residential | Yes | Behind the Meter | Behind the Meter |  | None | Sunrun Installation Services, Inc. | JCP&L | Eligible for TI Program | 2020-01-10 | 2020-02-19 | 2021-10-30 | Hanwha Q-Cells | Q.PEAK DUO-G7 320 | Solar Panels |  | 0.32 | 7 | 20 | 23 |  | Fixed | Roof
NJSTRE1545384679 | NJSRRE1544157747 | Transition Incentive Program | Glenwood | 7418 | 1 | 16.96 | Residential | Yes | Behind the Meter | Behind the Meter |  | None | Sunrun Installation Services, Inc. | JCP&L | Eligible for TI Program | 2020-01-10 | 2020-02-19 | 2021-10-30 | Hanwha Q-Cells | Q.PEAK DUO-G7 320 | Solar Panels |  | 0.32 | 5 | 199 | 23 |  | Fixed | Roof
NJSTRE1545384679 | NJSRRE1544157747 | Transition Incentive Program | Glenwood | 7418 | 1 | 16.96 | Residential | Yes | Behind the Meter | Behind the Meter |  | None | Sunrun Installation Services, Inc. | JCP&L | Eligible for TI Program | 2020-01-10 | 2020-02-19 | 2021-10-30 | Hanwha Q-Cells | Q.PEAK DUO-G7 320 | Solar Panels |  | 0.32 | 22 | 108 | 23 |  | Fixed | Roof
NJSTRE1545384680 | NJSRRE1544185779 | Transition Incentive Program | Absecon | 8201 | 19 | 8.75 | Residential | No | Behind the Meter | Net-metered residential rooftop and canopy |  | None | Ampericon | New Construction | Accepted | 2020-01-16 | 2020-01-22 | 2021-10-30 | EnPhase | IQ7 | Inverters | 240 |  | 25 |  |  | 0.965 |  | Other | Roof
NJSTRE1545384680 | NJSRRE1544185779 | Transition Incentive Program | Absecon | 8201 | 19 | 8.75 | Residential | No | Behind the Meter | Net-metered residential rooftop and canopy |  | None | Ampericon | New Construction | Accepted | 2020-01-16 | 2020-01-22 | 2021-10-30 | Silfab | 350 | Solar Panels |  | 0.35 | 25 | 131 | 20 |  | Fixed | Roof
NJSTRE1545384682 | NJSRRE1544442811 | Transition Incentive Program | Evesham Twp | 8053 | 13 | 7.44 | Residential | No | Behind the Meter | Net-metered residential rooftop and canopy |  | None | 1st Light Energy Inc | PSE&G | Accepted | 2020-02-13 | 2020-02-18 | 2021-10-30 | SMA | SB 6.0-1SP-US-41 (240V) | Inverters | 6000 |  | 1 |  |  | 0.97 |  | Outside | within 10 feet of meter
NJSTRE1545384682 | NJSRRE1544442811 | Transition Incentive Program | Evesham Twp | 8053 | 13 | 7.44 | Residential | No | Behind the Meter | Net-metered residential rooftop and canopy |  | None | 1st Light Energy Inc | PSE&G | Accepted | 2020-02-13 | 2020-02-18 | 2021-10-30 | Longi | LR6-60HPB-310M | Solar Panels |  | 0.31 | 24 | 109 | 27 |  | Fixed | Roof
NJSTRE1545384683 | NJSRRE1544113874 | Transition Incentive Program | Little Egg Harbor Township | 8087 | 18 | 12.21 | Residential | No | Behind the Meter | Net-metered residential rooftop and canopy |  | None | Whitman Construction, LLC | AC Electric | Accepted | 2020-01-07 | 2020-01-09 | 2021-10-30 | Enphase Energy | IQ7X-96-2-US | Inverters | 0.315 |  | 37 |  |  | 0.975 |  | Outside | roof
NJSTRE1545384683 | NJSRRE1544113874 | Transition Incentive Program | Little Egg Harbor Township | 8087 | 18 | 12.21 | Residential | No | Behind the Meter | Net-metered residential rooftop and canopy |  | None | Whitman Construction, LLC | AC Electric | Accepted | 2020-01-07 | 2020-01-09 | 2021-10-30 | Panasonic | VBHN330SA17 | Solar Panels |  | 0.33 | 19 | 243 | 30 |  | Fixed | Roof
NJSTRE1545384683 | NJSRRE1544113874 | Transition Incentive Program | Little Egg Harbor Township | 8087 | 18 | 12.21 | Residential | No | Behind the Meter | Net-metered residential rooftop and canopy |  | None | Whitman Construction, LLC | AC Electric | Accepted | 2020-01-07 | 2020-01-09 | 2021-10-30 | Panasonic | VBHN330SA17 | Solar Panels |  | 0.33 | 3 | 153 | 41 |  | Fixed | Roof
NJSTRE1545384683 | NJSRRE1544113874 | Transition Incentive Program | Little Egg Harbor Township | 8087 | 18 | 12.21 | Residential | No | Behind the Meter | Net-metered residential rooftop and canopy |  | None | Whitman Construction, LLC | AC Electric | Accepted | 2020-01-07 | 2020-01-09 | 2021-10-30 | Panasonic | VBHN330SA17 | Solar Panels |  | 0.33 | 6 | 245 | 30 |  | Fixed | Roof
NJSTRE1545384683 | NJSRRE1544113874 | Transition Incentive Program | Little Egg Harbor Township | 8087 | 18 | 12.21 | Residential | No | Behind the Meter | Net-metered residential rooftop and canopy |  | None | Whitman Construction, LLC | AC Electric | Accepted | 2020-01-07 | 2020-01-09 | 2021-10-30 | Panasonic | VBHN330SA17 | Solar Panels |  | 0.33 | 6 | 153 | 40 |  | Fixed | Roof
NJSTRE1545384683 | NJSRRE1544113874 | Transition Incentive Program | Little Egg Harbor Township | 8087 | 18 | 12.21 | Residential | No | Behind the Meter | Net-metered residential rooftop and canopy |  | None | Whitman Construction, LLC | AC Electric | Accepted | 2020-01-07 | 2020-01-09 | 2021-10-30 | Panasonic | VBHN330SA17 | Solar Panels |  | 0.33 | 3 | 153 | 46 |  | Fixed | Roof
NJSTRE1545384685 | NJSRRE1543555615 | Transition Incentive Program | Edison | 8820 | 11 | 8.51 | Residential | No | Behind the Meter | Net-metered residential rooftop and canopy |  | None | Suntuity Solar LLC | PSE&G | Accepted | 2019-12-17 | 2019-12-20 | 2021-10-30 | Enphase Energy | IQ7-60-2-US | Inverters | 240 |  | 27 |  |  | 0.97 |  | Outdoor | Behind the PV Modules
NJSTRE1545384685 | NJSRRE1543555615 | Transition Incentive Program | Edison | 8820 | 11 | 8.51 | Residential | No | Behind the Meter | Net-metered residential rooftop and canopy |  | None | Suntuity Solar LLC | PSE&G | Accepted | 2019-12-17 | 2019-12-20 | 2021-10-30 | Yingli Green Energy | YL315D-30b | Solar Panels |  | 0.315 | 18 | 177 | 30 |  | Fixed | Roof
NJSTRE1545384685 | NJSRRE1543555615 | Transition Incentive Program | Edison | 8820 | 11 | 8.51 | Residential | No | Behind the Meter | Net-metered residential rooftop and canopy |  | None | Suntuity Solar LLC | PSE&G | Accepted | 2019-12-17 | 2019-12-20 | 2021-10-30 | Yingli Green Energy | YL315D-30b | Solar Panels |  | 0.315 | 9 | 177 | 30 |  | Fixed | Roof
NJSTRE1545384686 | NJSRRE1543500262 | Transition Incentive Program | Paulsboro | 8066 | 15 | 13.55 | Residential | Yes | Behind the Meter | Net-metered residential rooftop and canopy |  | None | Vivint Solar Developer, LLC | AC Electric | Accepted | 2019-12-07 | 2019-12-10 | 2021-10-30 | SOLAREDGE | SE10000H-US | Inverters | 10000 |  | 1 |  |  | 0.992 |  | Outdoor | Near the Utility Meter
NJSTRE1545384686 | NJSRRE1543500262 | Transition Incentive Program | Paulsboro | 8066 | 15 | 13.55 | Residential | Yes | Behind the Meter | Net-metered residential rooftop and canopy |  | None | Vivint Solar Developer, LLC | AC Electric | Accepted | 2019-12-07 | 2019-12-10 | 2021-10-30 | HANWHA SOLAR | Q.PEAK BLK-G5 315 | Solar Panels |  | 0.315 | 10 | 253 | 17 |  | Fixed | Roof
NJSTRE1545384686 | NJSRRE1543500262 | Transition Incentive Program | Paulsboro | 8066 | 15 | 13.55 | Residential | Yes | Behind the Meter | Net-metered residential rooftop and canopy |  | None | Vivint Solar Developer, LLC | AC Electric | Accepted | 2019-12-07 | 2019-12-10 | 2021-10-30 | HANWHA SOLAR | Q.PEAK BLK-G5 315 | Solar Panels |  | 0.315 | 12 | 163 | 32 |  | Fixed | Roof
NJSTRE1545384686 | NJSRRE1543500262 | Transition Incentive Program | Paulsboro | 8066 | 15 | 13.55 | Residential | Yes | Behind the Meter | Net-metered residential rooftop and canopy |  | None | Vivint Solar Developer, LLC | AC Electric | Accepted | 2019-12-07 | 2019-12-10 | 2021-10-30 | HANWHA SOLAR | Q.PEAK BLK-G5 315 | Solar Panels |  | 0.315 | 7 | 73 | 17 |  | Fixed | Roof
NJSTRE1545384686 | NJSRRE1543500262 | Transition Incentive Program | Paulsboro | 8066 | 15 | 13.55 | Residential | Yes | Behind the Meter | Net-metered residential rooftop and canopy |  | None | Vivint Solar Developer, LLC | AC Electric | Accepted | 2019-12-07 | 2019-12-10 | 2021-10-30 | HANWHA SOLAR | Q.PEAK BLK-G5 315 | Solar Panels |  | 0.315 | 14 | 342 | 32 |  | Fixed | Roof
NJSTRE1545384687 | NJSRRE1543482526 | Transition Incentive Program | Jersey City | 7306 | 8 | 2.44 | Residential | No | Behind the Meter | Net-metered residential rooftop and canopy |  | None | Amergy Solar | PSE&G | Accepted | 2019-12-05 | 2019-12-10 | 2021-10-30 | Enphase | IQ7Plus-72-x-US | Inverters | 290 |  | 8 |  |  | 0.97 |  | Outdoor | Next to utility meter
NJSTRE1545384687 | NJSRRE1543482526 | Transition Incentive Program | Jersey City | 7306 | 8 | 2.44 | Residential | No | Behind the Meter | Net-metered residential rooftop and canopy |  | None | Amergy Solar | PSE&G | Accepted | 2019-12-05 | 2019-12-10 | 2021-10-30 | Canadian Solar | CS6K-305MS | Solar Panels |  | 0.305 | 8 | 205 | 27 |  | Fixed | Roof
NJSTRE1545384689 | NJSRRE1543565235 | Transition Incentive Program | NORWOOD | 7648 | 7 | 21.74 | Residential | Yes | Behind the Meter | Net-metered residential rooftop and canopy |  | None | Vivint Solar Developer, LLC | Orange Rockland Electric | Accepted | 2019-12-18 | 2019-12-23 | 2021-10-30 | SOLAREDGE | SE7600H-US | Inverters | 7600 |  | 2 |  |  | 0.992 |  | Outdoor | Near the Utility Meter
NJSTRE1545384689 | NJSRRE1543565235 | Transition Incentive Program | NORWOOD | 7648 | 7 | 21.74 | Residential | Yes | Behind the Meter | Net-metered residential rooftop and canopy |  | None | Vivint Solar Developer, LLC | Orange Rockland Electric | Accepted | 2019-12-18 | 2019-12-23 | 2021-10-30 | HANWHA SOLAR | Q.PEAK BLK-G5 315 | Solar Panels |  | 0.315 | 12 | 184 | 33 |  | Fixed | Roof
NJSTRE1545384689 | NJSRRE1543565235 | Transition Incentive Program | NORWOOD | 7648 | 7 | 21.74 | Residential | Yes | Behind the Meter | Net-metered residential rooftop and canopy |  | None | Vivint Solar Developer, LLC | Orange Rockland Electric | Accepted | 2019-12-18 | 2019-12-23 | 2021-10-30 | HANWHA SOLAR | Q.PEAK BLK-G5 315 | Solar Panels |  | 0.315 | 12 | 94 | 24 |  | Fixed | Roof
NJSTRE1545384689 | NJSRRE1543565235 | Transition Incentive Program | NORWOOD | 7648 | 7 | 21.74 | Residential | Yes | Behind the Meter | Net-metered residential rooftop and canopy |  | None | Vivint Solar Developer, LLC | Orange Rockland Electric | Accepted | 2019-12-18 | 2019-12-23 | 2021-10-30 | HANWHA SOLAR | Q.PEAK BLK-G5 315 | Solar Panels |  | 0.315 | 2 | 94 | 32 |  | Fixed | Roof
NJSTRE1545384689 | NJSRRE1543565235 | Transition Incentive Program | NORWOOD | 7648 | 7 | 21.74 | Residential | Yes | Behind the Meter | Net-metered residential rooftop and canopy |  | None | Vivint Solar Developer, LLC | Orange Rockland Electric | Accepted | 2019-12-18 | 2019-12-23 | 2021-10-30 | HANWHA SOLAR | Q.PEAK BLK-G5 315 | Solar Panels |  | 0.315 | 7 | 274 | 33 |  | Fixed | Roof
NJSTRE1545384689 | NJSRRE1543565235 | Transition Incentive Program | NORWOOD | 7648 | 7 | 21.74 | Residential | Yes | Behind the Meter | Net-metered residential rooftop and canopy |  | None | Vivint Solar Developer, LLC | Orange Rockland Electric | Accepted | 2019-12-18 | 2019-12-23 | 2021-10-30 | HANWHA SOLAR | Q.PEAK BLK-G5 315 | Solar Panels |  | 0.315 | 15 | 274 | 32 |  | Fixed | Roof
NJSTRE1545384689 | NJSRRE1543565235 | Transition Incentive Program | NORWOOD | 7648 | 7 | 21.74 | Residential | Yes | Behind the Meter | Net-metered residential rooftop and canopy |  | None | Vivint Solar Developer, LLC | Orange Rockland Electric | Accepted | 2019-12-18 | 2019-12-23 | 2021-10-30 | HANWHA SOLAR | Q.PEAK BLK-G5 315 | Solar Panels |  | 0.315 | 21 | 94 | 32 |  | Fixed | Roof
NJSTRE1545384690 | NJSRRE1544358215 | Transition Incentive Program | Piscataway | 8854 | 11 | 9.3 | Residential | No | Behind the Meter | Behind the Meter |  | None | Sunrun Installation Services, Inc. | PSE&G | Eligible for TI Program | 2020-02-05 | 2020-02-07 | 2021-10-30 | Enphase Energy | IQ7-60-x-US (240V) | Inverters | 240 |  | 30 |  |  | 0.96 |  | Outdoor | Rooftop
NJSTRE1545384690 | NJSRRE1544358215 | Transition Incentive Program | Piscataway | 8854 | 11 | 9.3 | Residential | No | Behind the Meter | Behind the Meter |  | None | Sunrun Installation Services, Inc. | PSE&G | Eligible for TI Program | 2020-02-05 | 2020-02-07 | 2021-10-30 | REC Solar | REC310TP2M | Solar Panels |  | 0.31 | 4 | 296 | 45 |  | Fixed | Roof
NJSTRE1545384690 | NJSRRE1544358215 | Transition Incentive Program | Piscataway | 8854 | 11 | 9.3 | Residential | No | Behind the Meter | Behind the Meter |  | None | Sunrun Installation Services, Inc. | PSE&G | Eligible for TI Program | 2020-02-05 | 2020-02-07 | 2021-10-30 | REC Solar | REC310TP2M | Solar Panels |  | 0.31 | 14 | 116 | 45 |  | Fixed | Roof
NJSTRE1545384690 | NJSRRE1544358215 | Transition Incentive Program | Piscataway | 8854 | 11 | 9.3 | Residential | No | Behind the Meter | Behind the Meter |  | None | Sunrun Installation Services, Inc. | PSE&G | Eligible for TI Program | 2020-02-05 | 2020-02-07 | 2021-10-30 | REC Solar | REC310TP2M | Solar Panels |  | 0.31 | 12 | 296 | 10 |  | Fixed | Roof
NJSTRE1545384691 | NJSRRE1544342633 | Transition Incentive Program | Glassboro | 8028 | 15 | 5.53 | Residential | No | Behind the Meter | Behind the Meter |  | None | Sunny Corp | AC Electric | Eligible for TI Program | 2020-01-31 | 2020-02-05 | 2021-10-30 | ENPHASE | IQ7X-96-2 | Inverters | 1.31 |  | 17 |  |  | 0.1 |  | Outdoor | ON ROOF
NJSTRE1545384691 | NJSRRE1544342633 | Transition Incentive Program | Glassboro | 8028 | 15 | 5.53 | Residential | No | Behind the Meter | Behind the Meter |  | None | Sunny Corp | AC Electric | Eligible for TI Program | 2020-01-31 | 2020-02-05 | 2021-10-30 | PANASONIC | VBHN325KA03 | Solar Panels |  | 0.325 | 9 | 205 | 25 |  | Fixed | Roof
NJSTRE1545384691 | NJSRRE1544342633 | Transition Incentive Program | Glassboro | 8028 | 15 | 5.53 | Residential | No | Behind the Meter | Behind the Meter |  | None | Sunny Corp | AC Electric | Eligible for TI Program | 2020-01-31 | 2020-02-05 | 2021-10-30 | PANASONIC | VBHN325KA03 | Solar Panels |  | 0.325 | 8 | 205 | 26 |  | Fixed | Roof
NJSTRE1545384692 | NJSRRE1543502216 | Transition Incentive Program | Jamesburg | 8831 | 11 | 6.93 | Residential | No | Behind the Meter | Behind the Meter |  | None | Sunrun Installation Services, Inc. | JCP&L | Eligible for TI Program | 2019-12-09 | 2019-12-12 | 2021-10-30 | Delta Electronics | M6-TL-US | Inverters | 5760 |  | 1 |  |  | 0.96 |  | Outdoor | Next To Meter
NJSTRE1545384692 | NJSRRE1543502216 | Transition Incentive Program | Jamesburg | 8831 | 11 | 6.93 | Residential | No | Behind the Meter | Behind the Meter |  | None | Sunrun Installation Services, Inc. | JCP&L | Eligible for TI Program | 2019-12-09 | 2019-12-12 | 2021-10-30 | LG Electronics | LG330N1C-A5 | Solar Panels |  | 0.33 | 21 | 250 | 34 |  | Fixed | Roof
NJSTRE1545384695 | NJSRRE1543474734 | Transition Incentive Program | Totowa Boro | 7512 | 6 | 11.34 | Residential | Yes | Behind the Meter | Behind the Meter |  | None | Tesla Energy Operations Inc | PSE&G | Eligible for TI Program | 2019-12-03 | 2019-12-06 | 2021-10-30 | SolarEdge | SE11400H-US000SNC2 | Inverters | 11400 |  | 1 |  |  | 0.99 |  | Indoor | Indoor
NJSTRE1545384695 | NJSRRE1543474734 | Transition Incentive Program | Totowa Boro | 7512 | 6 | 11.34 | Residential | Yes | Behind the Meter | Behind the Meter |  | None | Tesla Energy Operations Inc | PSE&G | Eligible for TI Program | 2019-12-03 | 2019-12-06 | 2021-10-30 | Hanwha Q-Cells | Q.Peak DUO BLK-G5/SC315 | Solar Panels |  | 0.315 | 4 | 187 | 30 |  | Fixed | Roof
NJSTRE1545384695 | NJSRRE1543474734 | Transition Incentive Program | Totowa Boro | 7512 | 6 | 11.34 | Residential | Yes | Behind the Meter | Behind the Meter |  | None | Tesla Energy Operations Inc | PSE&G | Eligible for TI Program | 2019-12-03 | 2019-12-06 | 2021-10-30 | Hanwha Q-Cells | Q.Peak DUO BLK-G5/SC315 | Solar Panels |  | 0.315 | 6 | 277 | 30 |  | Fixed | Roof
NJSTRE1545384695 | NJSRRE1543474734 | Transition Incentive Program | Totowa Boro | 7512 | 6 | 11.34 | Residential | Yes | Behind the Meter | Behind the Meter |  | None | Tesla Energy Operations Inc | PSE&G | Eligible for TI Program | 2019-12-03 | 2019-12-06 | 2021-10-30 | Hanwha Q-Cells | Q.Peak DUO BLK-G5/SC315 | Solar Panels |  | 0.315 | 3 | 277 | 30 |  | Fixed | Roof
NJSTRE1545384695 | NJSRRE1543474734 | Transition Incentive Program | Totowa Boro | 7512 | 6 | 11.34 | Residential | Yes | Behind the Meter | Behind the Meter |  | None | Tesla Energy Operations Inc | PSE&G | Eligible for TI Program | 2019-12-03 | 2019-12-06 | 2021-10-30 | Hanwha Q-Cells | Q.Peak DUO BLK-G5/SC315 | Solar Panels |  | 0.315 | 10 | 97 | 30 |  | Fixed | Roof
NJSTRE1545384695 | NJSRRE1543474734 | Transition Incentive Program | Totowa Boro | 7512 | 6 | 11.34 | Residential | Yes | Behind the Meter | Behind the Meter |  | None | Tesla Energy Operations Inc | PSE&G | Eligible for TI Program | 2019-12-03 | 2019-12-06 | 2021-10-30 | Hanwha Q-Cells | Q.Peak DUO BLK-G5/SC315 | Solar Panels |  | 0.315 | 5 | 7 | 30 |  | Fixed | Roof
NJSTRE1545384695 | NJSRRE1543474734 | Transition Incentive Program | Totowa Boro | 7512 | 6 | 11.34 | Residential | Yes | Behind the Meter | Behind the Meter |  | None | Tesla Energy Operations Inc | PSE&G | Eligible for TI Program | 2019-12-03 | 2019-12-06 | 2021-10-30 | Hanwha Q-Cells | Q.Peak DUO BLK-G5/SC315 | Solar Panels |  | 0.315 | 8 | 187 | 30 |  | Fixed | Roof
NJSTRE1545384696 | NJSRRE1544413071 | Transition Incentive Program | CHERRY HILL | 8002 | 14 | 7.56 | Residential | Yes | Behind the Meter | Net-metered residential rooftop and canopy |  | None | Vivint Solar Developer, LLC | PSE&G | Accepted | 2020-02-06 | 2020-02-10 | 2021-10-30 | Solar Edge | SE7600H-US | Inverters | 7600 |  | 1 |  |  | 0.992 |  | Outdoor | Near the Utility Meter
NJSTRE1545384696 | NJSRRE1544413071 | Transition Incentive Program | CHERRY HILL | 8002 | 14 | 7.56 | Residential | Yes | Behind the Meter | Net-metered residential rooftop and canopy |  | None | Vivint Solar Developer, LLC | PSE&G | Accepted | 2020-02-06 | 2020-02-10 | 2021-10-30 | Hanwha Solar | Q.PEAK BLK-G5 315 | Solar Panels |  | 0.315 | 13 | 41 | 24 |  | Fixed | Roof
NJSTRE1545384696 | NJSRRE1544413071 | Transition Incentive Program | CHERRY HILL | 8002 | 14 | 7.56 | Residential | Yes | Behind the Meter | Net-metered residential rooftop and canopy |  | None | Vivint Solar Developer, LLC | PSE&G | Accepted | 2020-02-06 | 2020-02-10 | 2021-10-30 | Hanwha Solar | Q.PEAK BLK-G5 315 | Solar Panels |  | 0.315 | 11 | 221 | 24 |  | Fixed | Roof
NJSTRE1545384698 | NJSRRE1544164738 | Transition Incentive Program | Newark | 7105 | 9 | 10.8 | Residential | No | Behind the Meter | Behind the Meter |  | None | Power Home Remodeling Group | PSE&G | Eligible for TI Program | 2020-01-14 | 2020-01-17 | 2021-10-30 | Solar Edge | Revenue Grade Data Ansi C12.20 | Meters |  |  | 1 |  |  |  | Yes | Outdoor
NJSTRE1545384698 | NJSRRE1544164738 | Transition Incentive Program | Newark | 7105 | 9 | 10.8 | Residential | No | Behind the Meter | Behind the Meter |  | None | Power Home Remodeling Group | PSE&G | Eligible for TI Program | 2020-01-14 | 2020-01-17 | 2021-10-30 | Solar Edge | SE7600H-US | Inverters | 7600 |  | 1 |  |  | 0.99 |  | Outdoor | Near meter
NJSTRE1545384698 | NJSRRE1544164738 | Transition Incentive Program | Newark | 7105 | 9 | 10.8 | Residential | No | Behind the Meter | Behind the Meter |  | None | Power Home Remodeling Group | PSE&G | Eligible for TI Program | 2020-01-14 | 2020-01-17 | 2021-10-30 | Hyundai | HiS-S300RG | Solar Panels |  | 0.3 | 16 | 233 | 26 |  | Fixed | Roof
NJSTRE1545384698 | NJSRRE1544164738 | Transition Incentive Program | Newark | 7105 | 9 | 10.8 | Residential | No | Behind the Meter | Behind the Meter |  | None | Power Home Remodeling Group | PSE&G | Eligible for TI Program | 2020-01-14 | 2020-01-17 | 2021-10-30 | Hyundai | HiS-S300RG | Solar Panels |  | 0.3 | 20 | 53 | 26 |  | Fixed | Roof
NJSTRE1545384699 | NJSRRE1543651759 | Transition Incentive Program | South Amboy | 8879 | 11 | 9.16 | Residential | Yes | Behind the Meter | Net-metered residential rooftop and canopy |  | None | SunnyMac LLC | JCP&L | Accepted | 2019-12-23 | 2019-12-27 | 2021-10-30 | Enphase | IQ7XS-96-ACM-US | Inverters | 0.315 |  | 28 |  |  | 0.99 |  | Outdoor | roof
NJSTRE1545384699 | NJSRRE1543651759 | Transition Incentive Program | South Amboy | 8879 | 11 | 9.16 | Residential | Yes | Behind the Meter | Net-metered residential rooftop and canopy |  | None | SunnyMac LLC | JCP&L | Accepted | 2019-12-23 | 2019-12-27 | 2021-10-30 | SunPower | SPR-E20327 | Solar Panels |  | 0.327 | 8 | 150 | 34 |  | Fixed | Roof
NJSTRE1545384699 | NJSRRE1543651759 | Transition Incentive Program | South Amboy | 8879 | 11 | 9.16 | Residential | Yes | Behind the Meter | Net-metered residential rooftop and canopy |  | None | SunnyMac LLC | JCP&L | Accepted | 2019-12-23 | 2019-12-27 | 2021-10-30 | SunPower | SPR-E20327 | Solar Panels |  | 0.327 | 10 | 60 | 34 |  | Fixed | Roof
NJSTRE1545384699 | NJSRRE1543651759 | Transition Incentive Program | South Amboy | 8879 | 11 | 9.16 | Residential | Yes | Behind the Meter | Net-metered residential rooftop and canopy |  | None | SunnyMac LLC | JCP&L | Accepted | 2019-12-23 | 2019-12-27 | 2021-10-30 | SunPower | SPR-E20327 | Solar Panels |  | 0.327 | 10 | 240 | 34 |  | Fixed | Roof
NJSTRE1545384700 | NJSRRE1544431345 | Transition Incentive Program | Franklin Twp. | 8823 | 5 | 13.65 | Residential | Yes | Behind the Meter | Net-metered residential ground mount |  | None | Maier Solar Engineering dba Solar Me | PSE&G | Accepted | 2020-02-11 | 2020-02-13 | 2021-10-30 | Enphase | IQ7X | Inverters | 315 |  | 42 |  |  | 0.96 |  | Outdoor | Next to meter
NJSTRE1545384700 | NJSRRE1544431345 | Transition Incentive Program | Franklin Twp. | 8823 | 5 | 13.65 | Residential | Yes | Behind the Meter | Net-metered residential ground mount |  | None | Maier Solar Engineering dba Solar Me | PSE&G | Accepted | 2020-02-11 | 2020-02-13 | 2021-10-30 | Panasonic | VBHN325SA17 | Solar Panels |  | 0.325 | 42 | 180 | 23 |  | Fixed | Ground
NJSTRE1545384702 | NJSRRE1543422220 | Transition Incentive Program | Passaic City | 7055 | 6 | 8.7 | Residential | Yes | Behind the Meter | Behind the Meter |  | None | Sunrun Installation Services, Inc. | PSE&G | Eligible for TI Program | 2019-11-19 | 2019-11-22 | 2021-10-30 | Delta Electronics | M4-TL-US | Inverters | 3840 |  | 2 |  |  | 0.96 |  | Outdoor | Next To Meter
NJSTRE1545384702 | NJSRRE1543422220 | Transition Incentive Program | Passaic City | 7055 | 6 | 8.7 | Residential | Yes | Behind the Meter | Behind the Meter |  | None | Sunrun Installation Services, Inc. | PSE&G | Eligible for TI Program | 2019-11-19 | 2019-11-22 | 2021-10-30 | REC Solar | REC290TP2 BLK | Solar Panels |  | 0.29 | 14 | 70 | 45 |  | Fixed | Roof
NJSTRE1545384702 | NJSRRE1543422220 | Transition Incentive Program | Passaic City | 7055 | 6 | 8.7 | Residential | Yes | Behind the Meter | Behind the Meter |  | None | Sunrun Installation Services, Inc. | PSE&G | Eligible for TI Program | 2019-11-19 | 2019-11-22 | 2021-10-30 | REC Solar | REC290TP2 BLK | Solar Panels |  | 0.29 | 16 | 250 | 45 |  | Fixed | Roof
NJSTRE1545384704 | NJSRRE1544354808 | Transition Incentive Program | BURLINGTON | 8016 | 13 | 11.03 | Residential | Yes | Behind the Meter | Net-metered residential rooftop and canopy |  | None | Vivint Solar Developer, LLC | PSE&G | Accepted | 2020-02-06 | 2020-02-07 | 2021-10-30 | SOLAREDGE | SE7600H-US | Inverters | 7600 |  | 1 |  |  | 0.992 |  | Outdoor | Near the Utility Meter
NJSTRE1545384704 | NJSRRE1544354808 | Transition Incentive Program | BURLINGTON | 8016 | 13 | 11.03 | Residential | Yes | Behind the Meter | Net-metered residential rooftop and canopy |  | None | Vivint Solar Developer, LLC | PSE&G | Accepted | 2020-02-06 | 2020-02-07 | 2021-10-30 | HANWHA SOLAR | Q.PEAK BLK-G5 315 | Solar Panels |  | 0.315 | 3 | 271 | 17 |  | Fixed | Roof
NJSTRE1545384704 | NJSRRE1544354808 | Transition Incentive Program | BURLINGTON | 8016 | 13 | 11.03 | Residential | Yes | Behind the Meter | Net-metered residential rooftop and canopy |  | None | Vivint Solar Developer, LLC | PSE&G | Accepted | 2020-02-06 | 2020-02-07 | 2021-10-30 | HANWHA SOLAR | Q.PEAK BLK-G5 315 | Solar Panels |  | 0.315 | 8 | 91 | 17 |  | Fixed | Roof
NJSTRE1545384704 | NJSRRE1544354808 | Transition Incentive Program | BURLINGTON | 8016 | 13 | 11.03 | Residential | Yes | Behind the Meter | Net-metered residential rooftop and canopy |  | None | Vivint Solar Developer, LLC | PSE&G | Accepted | 2020-02-06 | 2020-02-07 | 2021-10-30 | HANWHA SOLAR | Q.PEAK BLK-G5 315 | Solar Panels |  | 0.315 | 7 | 1 | 17 |  | Fixed | Roof
NJSTRE1545384704 | NJSRRE1544354808 | Transition Incentive Program | BURLINGTON | 8016 | 13 | 11.03 | Residential | Yes | Behind the Meter | Net-metered residential rooftop and canopy |  | None | Vivint Solar Developer, LLC | PSE&G | Accepted | 2020-02-06 | 2020-02-07 | 2021-10-30 | HANWHA SOLAR | Q.PEAK BLK-G5 315 | Solar Panels |  | 0.315 | 17 | 181 | 17 |  | Fixed | Roof
NJSTRE1545384707 | NJSRRE1543586587 | Transition Incentive Program | clementon | 8021 | 14 | 120.12 | Commercial | Yes | Behind the Meter | Behind the Meter |  | None | Hytek Energy | AC Electric | Eligible for TI Program | 2019-12-30 | 2019-12-30 | 2021-10-30 | solaredge | se33.3 | Inverters | 33300 |  | 4 |  |  | 0.98 |  | Outdoor | attached to building
NJSTRE1545384707 | NJSRRE1543586587 | Transition Incentive Program | clementon | 8021 | 14 | 120.12 | Commercial | Yes | Behind the Meter | Behind the Meter |  | None | Hytek Energy | AC Electric | Eligible for TI Program | 2019-12-30 | 2019-12-30 | 2021-10-30 | axitec | axitec premium hc 385 | Solar Panels |  | 0.385 | 312 | 239 | 10 |  | Fixed | Roof
NJSTRE1545384708 | NJSRRE1544546691 | Transition Incentive Program | Paterson | 7501 | 6 | 3.66 | Residential | Yes | Behind the Meter | Behind the Meter |  | None | Sunrun Installation Services, Inc. | PSE&G | Eligible for TI Program | 2020-02-27 | 2020-03-03 | 2021-10-30 | Delta Electronics | M4-TL-US | Inverters | 4000 |  | 1 |  |  | 0.96 |  | Outdoor | Next To Meter
NJSTRE1545384708 | NJSRRE1544546691 | Transition Incentive Program | Paterson | 7501 | 6 | 3.66 | Residential | Yes | Behind the Meter | Behind the Meter |  | None | Sunrun Installation Services, Inc. | PSE&G | Eligible for TI Program | 2020-02-27 | 2020-03-03 | 2021-10-30 | LONGi Green Energy Technology Co Ltd | LR6-60HPB-305M | Solar Panels |  | 0.305 | 12 | 192 | 10 |  | Fixed | Roof
NJSTRE1545384712 | NJSRRE1543533041 | Transition Incentive Program | Cape May Court House | 8210 | 21 | 7.25 | Residential | Yes | Behind the Meter | Net-metered residential rooftop and canopy |  | None | Vivint Solar Developer, LLC | AC Electric | Accepted | 2019-12-12 | 2019-12-17 | 2021-10-30 | SOLAREDGE | SE7600H-US | Inverters | 7600 |  | 1 |  |  | 0.992 |  | Outdoor | Near the Utility Meter
NJSTRE1545384712 | NJSRRE1543533041 | Transition Incentive Program | Cape May Court House | 8210 | 21 | 7.25 | Residential | Yes | Behind the Meter | Net-metered residential rooftop and canopy |  | None | Vivint Solar Developer, LLC | AC Electric | Accepted | 2019-12-12 | 2019-12-17 | 2021-10-30 | Hanwha Solar | Q. PEAK DUO BLK-G5 315 | Solar Panels |  | 0.315 | 12 | 280 | 24 |  | Fixed | Roof
NJSTRE1545384712 | NJSRRE1543533041 | Transition Incentive Program | Cape May Court House | 8210 | 21 | 7.25 | Residential | Yes | Behind the Meter | Net-metered residential rooftop and canopy |  | None | Vivint Solar Developer, LLC | AC Electric | Accepted | 2019-12-12 | 2019-12-17 | 2021-10-30 | Hanwha Solar | Q. PEAK DUO BLK-G5 315 | Solar Panels |  | 0.315 | 11 | 100 | 24 |  | Fixed | Roof
NJSTRE1545384713 | NJSRRE1544501704 | Transition Incentive Program | Teaneck | 7666 | 7 | 4.73 | Residential | Yes | Behind the Meter | Net-metered residential rooftop and canopy |  | None | Vision Solar LLC | PSE&G | Accepted | 2020-02-19 | 2020-02-25 | 2021-10-30 | enphase | iq7-60-2-us | Inverters | 0.25 |  | 15 |  |  | 0.96 |  | Other | behind panels
NJSTRE1545384713 | NJSRRE1544501704 | Transition Incentive Program | Teaneck | 7666 | 7 | 4.73 | Residential | Yes | Behind the Meter | Net-metered residential rooftop and canopy |  | None | Vision Solar LLC | PSE&G | Accepted | 2020-02-19 | 2020-02-25 | 2021-10-30 | hanwa qcells | qpeak duo g5 315 | Solar Panels |  | 0.315 | 2 | 110 | 34 |  | Fixed | Roof
NJSTRE1545384713 | NJSRRE1544501704 | Transition Incentive Program | Teaneck | 7666 | 7 | 4.73 | Residential | Yes | Behind the Meter | Net-metered residential rooftop and canopy |  | None | Vision Solar LLC | PSE&G | Accepted | 2020-02-19 | 2020-02-25 | 2021-10-30 | hanwa qcells | qpeak duo g5 315 | Solar Panels |  | 0.315 | 13 | 110 | 34 |  | Fixed | Roof
NJSTRE1545384714 | NJSRRE1543502165 | Transition Incentive Program | Keyport | 7735 | 17 | 4.73 | Residential | Yes | Behind the Meter | Net-metered residential rooftop and canopy |  | None | Vivint Solar Developer, LLC | JCP&L | Accepted | 2019-12-09 | 2019-12-12 | 2021-10-30 | Solar Edge | SE3800H-US | Inverters | 3800 |  | 1 |  |  | 0.992 |  | Outdoor | Near the utility meter
NJSTRE1545384714 | NJSRRE1543502165 | Transition Incentive Program | Keyport | 7735 | 17 | 4.73 | Residential | Yes | Behind the Meter | Net-metered residential rooftop and canopy |  | None | Vivint Solar Developer, LLC | JCP&L | Accepted | 2019-12-09 | 2019-12-12 | 2021-10-30 | Hanwha | Q.PEAK BLK-G5 315 | Solar Panels |  | 0.315 | 6 | 191 | 22 |  | Fixed | Roof
NJSTRE1545384714 | NJSRRE1543502165 | Transition Incentive Program | Keyport | 7735 | 17 | 4.73 | Residential | Yes | Behind the Meter | Net-metered residential rooftop and canopy |  | None | Vivint Solar Developer, LLC | JCP&L | Accepted | 2019-12-09 | 2019-12-12 | 2021-10-30 | Hanwha | Q.PEAK BLK-G5 315 | Solar Panels |  | 0.315 | 9 | 281 | 22 |  | Fixed | Roof
NJSTRE1545384716 | NJSRRE1543514557 | Transition Incentive Program | Warren | 7059 | 5 | 3.78 | Residential | No | Behind the Meter | Behind the Meter |  | None | Tesla Energy Operations Inc. | JCP&L | Eligible for TI Program | 2019-12-11 | 2019-12-16 | 2021-10-30 | Tesla | AC Powerall 2.0 | Electric Storage Battery |  |  | 2 |  |  |  | Lithium Ion |  | Inside
NJSTRE1545384716 | NJSRRE1543514557 | Transition Incentive Program | Warren | 7059 | 5 | 3.78 | Residential | No | Behind the Meter | Behind the Meter |  | None | Tesla Energy Operations Inc. | JCP&L | Eligible for TI Program | 2019-12-11 | 2019-12-16 | 2021-10-30 | SOLAREDGE | SE3800H-US000SNC2 | Inverters | 3800 |  | 1 |  |  | 0.99 |  | Indoor | Indoor
NJSTRE1545384716 | NJSRRE1543514557 | Transition Incentive Program | Warren | 7059 | 5 | 3.78 | Residential | No | Behind the Meter | Behind the Meter |  | None | Tesla Energy Operations Inc. | JCP&L | Eligible for TI Program | 2019-12-11 | 2019-12-16 | 2021-10-30 | Hanwha Q-Cells | Q.Peak DUO BLK-G5/SC315 | Solar Panels |  | 0.315 | 3 | 70 | 18 |  | Fixed | Roof
NJSTRE1545384716 | NJSRRE1543514557 | Transition Incentive Program | Warren | 7059 | 5 | 3.78 | Residential | No | Behind the Meter | Behind the Meter |  | None | Tesla Energy Operations Inc. | JCP&L | Eligible for TI Program | 2019-12-11 | 2019-12-16 | 2021-10-30 | Hanwha Q-Cells | Q.Peak DUO BLK-G5/SC315 | Solar Panels |  | 0.315 | 9 | 250 | 18 |  | Fixed | Roof
NJSTRE1545384717 | NJSRRE1544469961 | Transition Incentive Program | UNION | 7083 | 10 | 4.8 | Residential | Yes | Behind the Meter | Net-metered residential rooftop and canopy |  | None | Vivint Solar Developer, LLC | PSE&G | Accepted | 2020-02-19 | 2020-02-21 | 2021-10-30 | SOLAREDGE | SE3800H-US | Inverters | 3800 |  | 1 |  |  | 0.992 |  | Outdoor | Near the Utility Meter
NJSTRE1545384717 | NJSRRE1544469961 | Transition Incentive Program | UNION | 7083 | 10 | 4.8 | Residential | Yes | Behind the Meter | Net-metered residential rooftop and canopy |  | None | Vivint Solar Developer, LLC | PSE&G | Accepted | 2020-02-19 | 2020-02-21 | 2021-10-30 | JINKO SOLAR | JKM320M-60HBL | Solar Panels |  | 0.32 | 3 | 32 | 9 |  | Fixed | Roof
NJSTRE1545384717 | NJSRRE1544469961 | Transition Incentive Program | UNION | 7083 | 10 | 4.8 | Residential | Yes | Behind the Meter | Net-metered residential rooftop and canopy |  | None | Vivint Solar Developer, LLC | PSE&G | Accepted | 2020-02-19 | 2020-02-21 | 2021-10-30 | JINKO SOLAR | JKM320M-60HBL | Solar Panels |  | 0.32 | 6 | 212 | 19 |  | Fixed | Roof
NJSTRE1545384717 | NJSRRE1544469961 | Transition Incentive Program | UNION | 7083 | 10 | 4.8 | Residential | Yes | Behind the Meter | Net-metered residential rooftop and canopy |  | None | Vivint Solar Developer, LLC | PSE&G | Accepted | 2020-02-19 | 2020-02-21 | 2021-10-30 | JINKO SOLAR | JKM320M-60HBL | Solar Panels |  | 0.32 | 6 | 212 | 39 |  | Fixed | Roof
NJSTRE1545384718 | NJSRRE1543556020 | Transition Incentive Program | Bridgewater Township | 8807 | 5 | 13.63 | Residential | Yes | Behind the Meter | Behind the Meter |  | None | Sunrun Installation Services, Inc. | PSE&G | Eligible for TI Program | 2019-12-17 | 2019-12-20 | 2021-10-30 | Delta Electronics | M6-TL-US | Inverters | 5760 |  | 1 |  |  | 0.96 |  | Outdoor | Next To Meter
NJSTRE1545384718 | NJSRRE1543556020 | Transition Incentive Program | Bridgewater Township | 8807 | 5 | 13.63 | Residential | Yes | Behind the Meter | Behind the Meter |  | None | Sunrun Installation Services, Inc. | PSE&G | Eligible for TI Program | 2019-12-17 | 2019-12-20 | 2021-10-30 | Delta Electronics | M5-TL-US | Inverters | 4800 |  | 1 |  |  | 0.96 |  | Outdoor | Next To Meter
NJSTRE1545384718 | NJSRRE1543556020 | Transition Incentive Program | Bridgewater Township | 8807 | 5 | 13.63 | Residential | Yes | Behind the Meter | Behind the Meter |  | None | Sunrun Installation Services, Inc. | PSE&G | Eligible for TI Program | 2019-12-17 | 2019-12-20 | 2021-10-30 | REC Solar | REC290TP2 BLK | Solar Panels |  | 0.29 | 25 | 292 | 23 |  | Fixed | Roof
NJSTRE1545384718 | NJSRRE1543556020 | Transition Incentive Program | Bridgewater Township | 8807 | 5 | 13.63 | Residential | Yes | Behind the Meter | Behind the Meter |  | None | Sunrun Installation Services, Inc. | PSE&G | Eligible for TI Program | 2019-12-17 | 2019-12-20 | 2021-10-30 | REC Solar | REC290TP2 BLK | Solar Panels |  | 0.29 | 10 | 112 | 23 |  | Fixed | Roof
NJSTRE1545384718 | NJSRRE1543556020 | Transition Incentive Program | Bridgewater Township | 8807 | 5 | 13.63 | Residential | Yes | Behind the Meter | Behind the Meter |  | None | Sunrun Installation Services, Inc. | PSE&G | Eligible for TI Program | 2019-12-17 | 2019-12-20 | 2021-10-30 | REC Solar | REC290TP2 BLK | Solar Panels |  | 0.29 | 12 | 292 | 23 |  | Fixed | Roof
NJSTRE1545384719 | NJSRRE1543433821 | Transition Incentive Program | Jersey City | 7307 | 8 | 4.41 | Residential | Yes | Behind the Meter | Net-metered residential rooftop and canopy |  | None | Vivint Solar Developer, LLC | PSE&G | Accepted | 2019-11-25 | 2019-11-25 | 2021-10-30 | solar edge | SE3800H-US000BNC4 | Inverters | 3800 |  | 1 |  |  | 0.992 |  | Outdoor | near utility meter
NJSTRE1545384719 | NJSRRE1543433821 | Transition Incentive Program | Jersey City | 7307 | 8 | 4.41 | Residential | Yes | Behind the Meter | Net-metered residential rooftop and canopy |  | None | Vivint Solar Developer, LLC | PSE&G | Accepted | 2019-11-25 | 2019-11-25 | 2021-10-30 | HANWHA SOLAR | Q.PEAK BLK-G5 315 | Solar Panels |  | 0.315 | 14 | 295 | 2 |  | Fixed | Roof
NJSTRE1545384721 | NJSRRE1544421987 | Transition Incentive Program | Englewood Cliffs | 7632 | 7 | 24.15 | Non Profit | No | Behind the Meter | Behind the Meter |  | None | TGI Solutions | PSE&G | Eligible for TI Program | 2020-02-09 | 2020-02-14 | 2021-10-30 | Elkor | W2-E4-mA-DL | Meters |  |  | 1 |  |  |  | Yes
NJSTRE1545384721 | NJSRRE1544421987 | Transition Incentive Program | Englewood Cliffs | 7632 | 7 | 24.15 | Non Profit | No | Behind the Meter | Behind the Meter |  | None | TGI Solutions | PSE&G | Eligible for TI Program | 2020-02-09 | 2020-02-14 | 2021-10-30 | enphase | IQ7 | Inverters | 290 |  | 70 |  |  | 0.97 |  | Outdoor | under module
NJSTRE1545384721 | NJSRRE1544421987 | Transition Incentive Program | Englewood Cliffs | 7632 | 7 | 24.15 | Non Profit | No | Behind the Meter | Behind the Meter |  | None | TGI Solutions | PSE&G | Eligible for TI Program | 2020-02-09 | 2020-02-14 | 2021-10-30 | trina | TSM-DE14 | Solar Panels |  | 0.345 | 70 | 150 | 10 |  | Fixed | Roof
NJSTRE1545384722 | NJSRRE1544469974 | Transition Incentive Program | Browns Mills | 8015 | 13 | 8.64 | Residential | Yes | Behind the Meter | Behind the Meter |  | None | All Season Solar | JCP&L | Eligible for TI Program | 2020-02-18 | 2020-02-21 | 2021-10-30 | Enphase | IQ7 | Inverters | 240 |  | 27 |  |  | 0.97 |  | Outdoor | Under Module
NJSTRE1545384722 | NJSRRE1544469974 | Transition Incentive Program | Browns Mills | 8015 | 13 | 8.64 | Residential | Yes | Behind the Meter | Behind the Meter |  | None | All Season Solar | JCP&L | Eligible for TI Program | 2020-02-18 | 2020-02-21 | 2021-10-30 | Trina | TSM DD06M05II 320W NOV19 | Solar Panels |  | 0.32 | 27 | 191 | 23 |  | Fixed | Roof
NJSTRE1545384724 | NJSRRE1543477534 | Transition Incentive Program | RED BANK | 7701 | 17 | 10.08 | Residential | No | Behind the Meter | Net-metered residential rooftop and canopy |  | None | Vivint Solar Developer, LLC | JCP&L | Accepted | 2019-12-04 | 2019-12-06 | 2021-10-30 | Solar Edge | SE7600H-US | Inverters | 7600 |  | 1 |  |  | 0.992 |  | Outdoor | Near the utility meter
NJSTRE1545384724 | NJSRRE1543477534 | Transition Incentive Program | RED BANK | 7701 | 17 | 10.08 | Residential | No | Behind the Meter | Net-metered residential rooftop and canopy |  | None | Vivint Solar Developer, LLC | JCP&L | Accepted | 2019-12-04 | 2019-12-06 | 2021-10-30 | Hanwha | Q.PEAK BLK-G5 315 | Solar Panels |  | 0.315 | 32 | 92 | 34 |  | Fixed | Roof
NJSTRE1545384726 | NJSRRE1544512016 | Transition Incentive Program | Newark | 7106 | 9 | 4.65 | Residential | No | Behind the Meter | Net-metered residential rooftop and canopy |  | None | Whitman Construction, LLC | PSE&G | Accepted | 2020-02-20 | 2020-02-24 | 2021-10-30 | Enphase Energy | IQ7-60-2-US | Inverters | 0.24 |  | 15 |  |  | 0.976 |  | Outside | roof
NJSTRE1545384726 | NJSRRE1544512016 | Transition Incentive Program | Newark | 7106 | 9 | 4.65 | Residential | No | Behind the Meter | Net-metered residential rooftop and canopy |  | None | Whitman Construction, LLC | PSE&G | Accepted | 2020-02-20 | 2020-02-24 | 2021-10-30 | Trina Solar | TSM-310DD05A | Solar Panels |  | 0.31 | 15 | 112 | 35 |  | Fixed | Roof
NJSTRE1545384727 | NJSRRE1543821204 | Transition Incentive Program | NEW BRUNSWICK | 8901 | 11 | 18.57 | Commercial | No | Behind the Meter | Net-metered non-residential rooftop and canopy |  | None | SEA BRIGHT SOLAR, LLC | PSE&G | Accepted | 2019-12-26 | 2019-12-31 | 2021-10-30 | SOLAR EDGE | SE9KUS | Inverters | 9000 |  | 2 |  |  | 0.97 |  | Indoor | ELECTRICAL ROOM
NJSTRE1545384727 | NJSRRE1543821204 | Transition Incentive Program | NEW BRUNSWICK | 8901 | 11 | 18.57 | Commercial | No | Behind the Meter | Net-metered non-residential rooftop and canopy |  | None | SEA BRIGHT SOLAR, LLC | PSE&G | Accepted | 2019-12-26 | 2019-12-31 | 2021-10-30 | SUNPOWER | SPR-P19-395-COM | Solar Panels |  | 0.395 | 47 | 168 | 5 |  | Fixed | Roof | UNI RACK SINGLE TILT
NJSTRE1545384728 | NJSRRE1544150741 | Transition Incentive Program | Millville | 8332 | 20 | 10.56 | Residential | No | Behind the Meter | Behind the Meter |  | None | Maier Solar Engineering dba Solar Me | AC Electric | Eligible for TI Program | 2020-01-09 | 2020-01-14 | 2021-10-30 | Enphase | IQ7 | Inverters | 240 |  | 33 |  |  | 0.96 |  | Outdoor | Next to meter
NJSTRE1545384728 | NJSRRE1544150741 | Transition Incentive Program | Millville | 8332 | 20 | 10.56 | Residential | No | Behind the Meter | Behind the Meter |  | None | Maier Solar Engineering dba Solar Me | AC Electric | Eligible for TI Program | 2020-01-09 | 2020-01-14 | 2021-10-30 | Hanwha | Q.Cell Duo BLK-G5 320 | Solar Panels |  | 0.32 | 16 | 86 | 30 |  | Fixed | Roof
NJSTRE1545384728 | NJSRRE1544150741 | Transition Incentive Program | Millville | 8332 | 20 | 10.56 | Residential | No | Behind the Meter | Behind the Meter |  | None | Maier Solar Engineering dba Solar Me | AC Electric | Eligible for TI Program | 2020-01-09 | 2020-01-14 | 2021-10-30 | Hanwha | Q.Cell Duo BLK-G5 320 | Solar Panels |  | 0.32 | 4 | 176 | 40 |  | Fixed | Roof
NJSTRE1545384728 | NJSRRE1544150741 | Transition Incentive Program | Millville | 8332 | 20 | 10.56 | Residential | No | Behind the Meter | Behind the Meter |  | None | Maier Solar Engineering dba Solar Me | AC Electric | Eligible for TI Program | 2020-01-09 | 2020-01-14 | 2021-10-30 | Hanwha | Q.Cell Duo BLK-G5 320 | Solar Panels |  | 0.32 | 6 | 266 | 30 |  | Fixed | Roof
NJSTRE1545384728 | NJSRRE1544150741 | Transition Incentive Program | Millville | 8332 | 20 | 10.56 | Residential | No | Behind the Meter | Behind the Meter |  | None | Maier Solar Engineering dba Solar Me | AC Electric | Eligible for TI Program | 2020-01-09 | 2020-01-14 | 2021-10-30 | Hanwha | Q.Cell Duo BLK-G5 320 | Solar Panels |  | 0.32 | 7 | 176 | 40 |  | Fixed | Roof
NJSTRE1545384729 | NJSRRE1544317068 | Transition Incentive Program | Clifton | 7011 | 6 | 16.42 | Residential | Yes | Behind the Meter | Net-metered residential rooftop and canopy |  | None | Vision Solar LLC | PSE&G | Accepted | 2020-01-28 | 2020-01-31 | 2021-10-30 | enphase | iq7-60-2-us | Inverters | 0.25 |  | 49 |  |  | 0.96 |  | Other | behind panels
NJSTRE1545384729 | NJSRRE1544317068 | Transition Incentive Program | Clifton | 7011 | 6 | 16.42 | Residential | Yes | Behind the Meter | Net-metered residential rooftop and canopy |  | None | Vision Solar LLC | PSE&G | Accepted | 2020-01-28 | 2020-01-31 | 2021-10-30 | hanwa qcells | qpeak duo- g5 315 | Solar Panels |  | 0.335 | 34 | 257 | 45 |  | Fixed | Roof
NJSTRE1545384729 | NJSRRE1544317068 | Transition Incentive Program | Clifton | 7011 | 6 | 16.42 | Residential | Yes | Behind the Meter | Net-metered residential rooftop and canopy |  | None | Vision Solar LLC | PSE&G | Accepted | 2020-01-28 | 2020-01-31 | 2021-10-30 | hanwa qcells | qpeak duo g5 315 | Solar Panels |  | 0.335 | 15 | 77 | 45 |  | Fixed | Roof
NJSTRE1545384730 | NJSRRE1544456600 | Transition Incentive Program | West New York | 7093 | 8 | 3.35 | Residential | Yes | Behind the Meter | Net-metered residential rooftop and canopy |  | None | Vision Solar LLC | PSE&G | Accepted | 2020-02-14 | 2020-02-19 | 2021-10-30 | enphase | iq7-60-2-us | Inverters | 0.25 |  | 10 |  |  | 0.96 |  | Other | behind panels
NJSTRE1545384730 | NJSRRE1544456600 | Transition Incentive Program | West New York | 7093 | 8 | 3.35 | Residential | Yes | Behind the Meter | Net-metered residential rooftop and canopy |  | None | Vision Solar LLC | PSE&G | Accepted | 2020-02-14 | 2020-02-19 | 2021-10-30 | lg solar | lg335n1k-v5 | Solar Panels |  | 0.335 | 4 | 213 | 39 |  | Fixed | Roof
NJSTRE1545384730 | NJSRRE1544456600 | Transition Incentive Program | West New York | 7093 | 8 | 3.35 | Residential | Yes | Behind the Meter | Net-metered residential rooftop and canopy |  | None | Vision Solar LLC | PSE&G | Accepted | 2020-02-14 | 2020-02-19 | 2021-10-30 | lg solar | lg335n1k-v5 | Solar Panels |  | 0.335 | 6 | 123 | 36 |  | Fixed | Roof
NJSTRE1545384731 | NJSRRE1544343734 | Transition Incentive Program | Camden | 8104 | 14 | 7.92 | Residential | Yes | Behind the Meter | Net-metered residential rooftop and canopy |  | None | Castle Energy, LLC | PSE&G | Accepted | 2020-01-31 | 2020-02-05 | 2021-10-30 | Enphase Energy | IQ7PLUS-72-2-US | Inverters | 290 |  | 22 |  |  | 0.967 |  | Outdoor | on the rooftop under each solar panel
NJSTRE1545384731 | NJSRRE1544343734 | Transition Incentive Program | Camden | 8104 | 14 | 7.92 | Residential | Yes | Behind the Meter | Net-metered residential rooftop and canopy |  | None | Castle Energy, LLC | PSE&G | Accepted | 2020-01-31 | 2020-02-05 | 2021-10-30 | Solaria | 360R-PD | Solar Panels |  | 0.36 | 22 | 0 | 0 |  | Fixed | Roof
NJSTRE1545384733 | NJSRRE1544514389 | Transition Incentive Program | Ewing | 8638 | 12 | 10.71 | Residential | Yes | Behind the Meter | Net-metered residential rooftop and canopy |  | None | Vision Solar LLC | PSE&G | Accepted | 2020-02-21 | 2020-02-25 | 2021-10-30 | enphase | iq7-60-2-us | Inverters | 0.25 |  | 34 |  |  | 0.96 |  | Other | behind panels
NJSTRE1545384733 | NJSRRE1544514389 | Transition Incentive Program | Ewing | 8638 | 12 | 10.71 | Residential | Yes | Behind the Meter | Net-metered residential rooftop and canopy |  | None | Vision Solar LLC | PSE&G | Accepted | 2020-02-21 | 2020-02-25 | 2021-10-30 | hanwa qcells | qpeak duo g5 315 | Solar Panels |  | 0.315 | 12 | 308 | 28 |  | Fixed | Roof
NJSTRE1545384733 | NJSRRE1544514389 | Transition Incentive Program | Ewing | 8638 | 12 | 10.71 | Residential | Yes | Behind the Meter | Net-metered residential rooftop and canopy |  | None | Vision Solar LLC | PSE&G | Accepted | 2020-02-21 | 2020-02-25 | 2021-10-30 | hanwa qcells | qpeak duo g5 315 | Solar Panels |  | 0.315 | 8 | 128 | 22 |  | Fixed | Roof
NJSTRE1545384733 | NJSRRE1544514389 | Transition Incentive Program | Ewing | 8638 | 12 | 10.71 | Residential | Yes | Behind the Meter | Net-metered residential rooftop and canopy |  | None | Vision Solar LLC | PSE&G | Accepted | 2020-02-21 | 2020-02-25 | 2021-10-30 | hanwa qcells | qpeak duo g5 315 | Solar Panels |  | 0.315 | 14 | 128 | 11 |  | Single Axis | Roof
NJSTRE1545384734 | NJSRRE1543848620 | Transition Incentive Program | NEWARK | 7106 | 9 | 3.78 | Residential | Yes | Behind the Meter | Net-metered residential rooftop and canopy |  | None | Vivint Solar Developer, LLC | PSE&G | Accepted | 2019-12-31 | 2020-01-06 | 2021-10-30 | Solar Edge | SE3800H-US | Inverters | 3800 |  | 1 |  |  | 0.992 |  | Outdoor | Near the utility meter
NJSTRE1545384734 | NJSRRE1543848620 | Transition Incentive Program | NEWARK | 7106 | 9 | 3.78 | Residential | Yes | Behind the Meter | Net-metered residential rooftop and canopy |  | None | Vivint Solar Developer, LLC | PSE&G | Accepted | 2019-12-31 | 2020-01-06 | 2021-10-30 | Hanwha Solar | Q.PEAK BLK-G5 315 | Solar Panels |  | 0.315 | 12 | 280 | 24 |  | Fixed | Roof
NJSTRE1545384735 | NJSRRE1544352948 | Transition Incentive Program | Pleasantville | 8232 | 19 | 7.36 | Residential | Yes | Behind the Meter | Net-metered residential rooftop and canopy |  | None | Castle Energy, LLC | AC Electric | Accepted | 2020-02-04 | 2020-02-07 | 2021-10-30 | Enphase Energy | IQ7-60-2-US | Inverters | 240 |  | 23 |  |  | 0.967 |  | Outdoor | on the rooftop under each solar panel
NJSTRE1545384735 | NJSRRE1544352948 | Transition Incentive Program | Pleasantville | 8232 | 19 | 7.36 | Residential | Yes | Behind the Meter | Net-metered residential rooftop and canopy |  | None | Castle Energy, LLC | AC Electric | Accepted | 2020-02-04 | 2020-02-07 | 2021-10-30 | Hanwha Q-Cells | Q.Peak DUO-G5 320 | Solar Panels |  | 0.32 | 12 | 126 | 35 |  | Fixed | Roof
NJSTRE1545384735 | NJSRRE1544352948 | Transition Incentive Program | Pleasantville | 8232 | 19 | 7.36 | Residential | Yes | Behind the Meter | Net-metered residential rooftop and canopy |  | None | Castle Energy, LLC | AC Electric | Accepted | 2020-02-04 | 2020-02-07 | 2021-10-30 | Hanwha Q-Cells | Q.Peak DUO-G5 320 | Solar Panels |  | 0.32 | 11 | 216 | 40 |  | Fixed | Roof
NJSTRE1545384739 | NJSRRE1543436368 | Transition Incentive Program | Jackson Township | 8527 | 18 | 15.44 | Residential | No | Behind the Meter | Net-metered residential rooftop and canopy |  | None | Suntuity Solar LLC | JCP&L | Accepted | 2019-11-22 | 2019-11-26 | 2021-10-30 | Enphase Energy | IQ7-60-2-US | Inverters | 240 |  | 49 |  |  | 0.97 |  | Outdoor | Behind the PV Modules
NJSTRE1545384739 | NJSRRE1543436368 | Transition Incentive Program | Jackson Township | 8527 | 18 | 15.44 | Residential | No | Behind the Meter | Net-metered residential rooftop and canopy |  | None | Suntuity Solar LLC | JCP&L | Accepted | 2019-11-22 | 2019-11-26 | 2021-10-30 | Yingli Green Energy | YL315D-30b | Solar Panels |  | 0.315 | 13 | 215 | 19 |  | Fixed | Roof
NJSTRE1545384739 | NJSRRE1543436368 | Transition Incentive Program | Jackson Township | 8527 | 18 | 15.44 | Residential | No | Behind the Meter | Net-metered residential rooftop and canopy |  | None | Suntuity Solar LLC | JCP&L | Accepted | 2019-11-22 | 2019-11-26 | 2021-10-30 | Yingli Green Energy | YL315D-30b | Solar Panels |  | 0.315 | 16 | 35 | 19 |  | Fixed | Roof
NJSTRE1545384739 | NJSRRE1543436368 | Transition Incentive Program | Jackson Township | 8527 | 18 | 15.44 | Residential | No | Behind the Meter | Net-metered residential rooftop and canopy |  | None | Suntuity Solar LLC | JCP&L | Accepted | 2019-11-22 | 2019-11-26 | 2021-10-30 | Yingli Green Energy | YL315D-30b | Solar Panels |  | 0.315 | 8 | 35 | 19 |  | Fixed | Roof
NJSTRE1545384739 | NJSRRE1543436368 | Transition Incentive Program | Jackson Township | 8527 | 18 | 15.44 | Residential | No | Behind the Meter | Net-metered residential rooftop and canopy |  | None | Suntuity Solar LLC | JCP&L | Accepted | 2019-11-22 | 2019-11-26 | 2021-10-30 | Yingli Green Energy | YL315D-30b | Solar Panels |  | 0.315 | 8 | 215 | 19 |  | Fixed | Roof
NJSTRE1545384739 | NJSRRE1543436368 | Transition Incentive Program | Jackson Township | 8527 | 18 | 15.44 | Residential | No | Behind the Meter | Net-metered residential rooftop and canopy |  | None | Suntuity Solar LLC | JCP&L | Accepted | 2019-11-22 | 2019-11-26 | 2021-10-30 | Yingli Green Energy | YL315D-30b | Solar Panels |  | 0.315 | 4 | 215 | 19 |  | Fixed | Roof
NJSTRE1545384741 | NJSRRE1544546608 | Transition Incentive Program | Medford | 8055 | 13 | 3.78 | Residential | Yes | Behind the Meter | Net-metered residential rooftop and canopy |  | None | Tesla Energy Operations | AC Electric | Accepted | 2020-02-27 | 2020-03-02 | 2021-10-30 | SolarEdge Technologies Ltd | SE3800H-US [240V] | Inverters | 3800 |  | 1 |  |  | 0.99 |  | Outdoor | outside
NJSTRE1545384741 | NJSRRE1544546608 | Transition Incentive Program | Medford | 8055 | 13 | 3.78 | Residential | Yes | Behind the Meter | Net-metered residential rooftop and canopy |  | None | Tesla Energy Operations | AC Electric | Accepted | 2020-02-27 | 2020-03-02 | 2021-10-30 | Hanwha Q CELLS | Q.PEAK DUO BLK-G5/SC315 | Solar Panels |  | 0.315 | 12 | 114 | 35 |  | Fixed | Roof | Outside
NJSTRE1545384744 | NJSRRE1544113878 | Transition Incentive Program | South Amboy | 8879 | 11 | 4.29 | Residential | No | Behind the Meter | Behind the Meter |  | None | Sunrun Installation Services, Inc. | JCP&L | Eligible for TI Program | 2020-01-07 | 2020-01-09 | 2021-10-30 | Delta Electronics | M4-TL-US | Inverters | 3840 |  | 1 |  |  | 0.96 |  | Outdoor | Next To Meter
NJSTRE1545384744 | NJSRRE1544113878 | Transition Incentive Program | South Amboy | 8879 | 11 | 4.29 | Residential | No | Behind the Meter | Behind the Meter |  | None | Sunrun Installation Services, Inc. | JCP&L | Eligible for TI Program | 2020-01-07 | 2020-01-09 | 2021-10-30 | LG Electronics | LG330N1C-A5 | Solar Panels |  | 0.33 | 6 | 300 | 23 |  | Fixed | Roof
NJSTRE1545384744 | NJSRRE1544113878 | Transition Incentive Program | South Amboy | 8879 | 11 | 4.29 | Residential | No | Behind the Meter | Behind the Meter |  | None | Sunrun Installation Services, Inc. | JCP&L | Eligible for TI Program | 2020-01-07 | 2020-01-09 | 2021-10-30 | LG Electronics | LG330N1C-A5 | Solar Panels |  | 0.33 | 7 | 210 | 23 |  | Fixed | Roof
NJSTRE1545384745 | NJSRRE1544156353 | Transition Incentive Program | Sea Girt | 8750 | 17 | 10.05 | Residential | No | Behind the Meter | Net-metered residential rooftop and canopy |  | None | Green Power Energy | JCP&L | Accepted | 2020-01-10 | 2020-01-15 | 2021-10-30 | SolarEdge | SE10000A | Inverters | 10000 |  | 1 |  |  | 0.97 |  | Outside | Next to meter
NJSTRE1545384745 | NJSRRE1544156353 | Transition Incentive Program | Sea Girt | 8750 | 17 | 10.05 | Residential | No | Behind the Meter | Net-metered residential rooftop and canopy |  | None | Green Power Energy | JCP&L | Accepted | 2020-01-10 | 2020-01-15 | 2021-10-30 | Hanwha | Q-Cells Q.PEAK DUO BLK-G6 335 | Solar Panels |  | 0.335 | 10 | 280 | 30 |  | Fixed | Roof
NJSTRE1545384745 | NJSRRE1544156353 | Transition Incentive Program | Sea Girt | 8750 | 17 | 10.05 | Residential | No | Behind the Meter | Net-metered residential rooftop and canopy |  | None | Green Power Energy | JCP&L | Accepted | 2020-01-10 | 2020-01-15 | 2021-10-30 | Hanwha | Q-Cells Q.PEAK DUO BLK-G6 335 | Solar Panels |  | 0.335 | 13 | 100 | 30 |  | Fixed | Roof
NJSTRE1545384745 | NJSRRE1544156353 | Transition Incentive Program | Sea Girt | 8750 | 17 | 10.05 | Residential | No | Behind the Meter | Net-metered residential rooftop and canopy |  | None | Green Power Energy | JCP&L | Accepted | 2020-01-10 | 2020-01-15 | 2021-10-30 | Hanwha | Q-Cells Q.PEAK DUO BLK-G6 335 | Solar Panels |  | 0.335 | 7 | 100 | 30 |  | Fixed | Roof
NJSTRE1545384746 | NJSRRE1544514520 | Transition Incentive Program | BRICK | 8723 | 18 | 7.68 | Residential | Yes | Behind the Meter | Net-metered residential rooftop and canopy |  | None | Vivint Solar Developer, LLC | JCP&L | Accepted | 2020-02-22 | 2020-02-25 | 2021-10-30 | SOLAREDGE | SE7600H-US | Inverters | 7600 |  | 1 |  |  | 0.992 |  | Outdoor | Near the Utility Meter
NJSTRE1545384746 | NJSRRE1544514520 | Transition Incentive Program | BRICK | 8723 | 18 | 7.68 | Residential | Yes | Behind the Meter | Net-metered residential rooftop and canopy |  | None | Vivint Solar Developer, LLC | JCP&L | Accepted | 2020-02-22 | 2020-02-25 | 2021-10-30 | JINKO SOLAR | JKM320M-60HBL | Solar Panels |  | 0.32 | 10 | 300 | 21 |  | Fixed | Roof
NJSTRE1545384746 | NJSRRE1544514520 | Transition Incentive Program | BRICK | 8723 | 18 | 7.68 | Residential | Yes | Behind the Meter | Net-metered residential rooftop and canopy |  | None | Vivint Solar Developer, LLC | JCP&L | Accepted | 2020-02-22 | 2020-02-25 | 2021-10-30 | JINKO SOLAR | JKM320M-60HBL | Solar Panels |  | 0.32 | 14 | 300 | 21 |  | Fixed | Roof
NJSTRE1545384747 | NJSRRE1544529900 | Transition Incentive Program | Dover | 7801 | 3 | 53.2 | Commercial | No | Behind the Meter | Net-metered non-residential rooftop and canopy |  | None | Bysolar Inc. | JCP&L | Accepted | 2020-03-11 | 2020-03-11 | 2021-10-30 | SolarEdge | SE33.3K | Inverters | 33300 |  | 2 |  |  | 0.981 |  | Outside | outdoor
NJSTRE1545384747 | NJSRRE1544529900 | Transition Incentive Program | Dover | 7801 | 3 | 53.2 | Commercial | No | Behind the Meter | Net-metered non-residential rooftop and canopy |  | None | Bysolar Inc. | JCP&L | Accepted | 2020-03-11 | 2020-03-11 | 2021-10-30 | Trinasolar | TSM-DE14A PERC MONO 370-380W | Solar Panels |  | 0.38 | 140 | 170 | 5 |  | Fixed | Roof | OUTSIDE
NJSTRE1545384748 | NJSRRE1544540674 | Transition Incentive Program | Mickelton | 8056 | 15 | 10.08 | Residential | No | Behind the Meter | Behind the Meter |  | None | Sunny Corp | AC Electric | Eligible for TI Program | 2020-02-26 | 2020-03-02 | 2021-10-30 | Enphase | IQ7X | Inverters | 320 |  | 31 |  |  | 0.965 |  | Outdoor | rooftop
NJSTRE1545384748 | NJSRRE1544540674 | Transition Incentive Program | Mickelton | 8056 | 15 | 10.08 | Residential | No | Behind the Meter | Behind the Meter |  | None | Sunny Corp | AC Electric | Eligible for TI Program | 2020-02-26 | 2020-03-02 | 2021-10-30 | Panasonic | 325ka03 | Solar Panels |  | 0.325 | 27 | 148 | 33 |  | Fixed | Roof
NJSTRE1545384748 | NJSRRE1544540674 | Transition Incentive Program | Mickelton | 8056 | 15 | 10.08 | Residential | No | Behind the Meter | Behind the Meter |  | None | Sunny Corp | AC Electric | Eligible for TI Program | 2020-02-26 | 2020-03-02 | 2021-10-30 | Panasonic | 325KA03 | Solar Panels |  | 0.325 | 2 | 58 | 41 |  | Fixed | Roof
NJSTRE1545384748 | NJSRRE1544540674 | Transition Incentive Program | Mickelton | 8056 | 15 | 10.08 | Residential | No | Behind the Meter | Behind the Meter |  | None | Sunny Corp | AC Electric | Eligible for TI Program | 2020-02-26 | 2020-03-02 | 2021-10-30 | Panasonic | 325KA03 | Solar Panels |  | 0.325 | 2 | 238 | 41 |  | Fixed | Roof
NJSTRE1545384750 | NJSRRE1543443602 | Transition Incentive Program | Hillside | 7205 | 10 | 10.4 | Residential | Yes | Behind the Meter | Net-metered residential rooftop and canopy |  | None | Vivint Solar Developer, LLC | PSE&G | Accepted | 2019-11-29 | 2019-12-02 | 2021-10-30 | solar edge | SE7600H-US | Inverters | 7600 |  | 1 |  |  | 0.992 |  | Outdoor | near utility meter
NJSTRE1545384750 | NJSRRE1543443602 | Transition Incentive Program | Hillside | 7205 | 10 | 10.4 | Residential | Yes | Behind the Meter | Net-metered residential rooftop and canopy |  | None | Vivint Solar Developer, LLC | PSE&G | Accepted | 2019-11-29 | 2019-12-02 | 2021-10-30 | HANWHA SOLAR | Q.PEAK BLK-G5 315 | Solar Panels |  | 0.315 | 7 | 78 | 20 |  | Fixed | Roof
NJSTRE1545384750 | NJSRRE1543443602 | Transition Incentive Program | Hillside | 7205 | 10 | 10.4 | Residential | Yes | Behind the Meter | Net-metered residential rooftop and canopy |  | None | Vivint Solar Developer, LLC | PSE&G | Accepted | 2019-11-29 | 2019-12-02 | 2021-10-30 | HANWHA SOLAR | Q.PEAK BLK-G5 315 | Solar Panels |  | 0.315 | 26 | 258 | 31 |  | Fixed | Roof
NJSTRE1545384751 | NJSRRE1544150951 | Transition Incentive Program | Pleasantville | 8232 | 19 | 6.08 | Residential | Yes | Behind the Meter | Behind the Meter |  | None | Sunrun Installation Services, Inc. | AC Electric | Eligible for TI Program | 2020-01-09 | 2020-01-14 | 2021-10-30 | Enphase Energy | IQ7-60-x-US (240V) | Inverters | 240 |  | 19 |  |  | 0.96 |  | Outdoor | Rooftop
NJSTRE1545384751 | NJSRRE1544150951 | Transition Incentive Program | Pleasantville | 8232 | 19 | 6.08 | Residential | Yes | Behind the Meter | Behind the Meter |  | None | Sunrun Installation Services, Inc. | AC Electric | Eligible for TI Program | 2020-01-09 | 2020-01-14 | 2021-10-30 | Hanwha Q-Cells | Q.PEAK DUO-G7 320 | Solar Panels |  | 0.32 | 5 | 115 | 33 |  | Fixed | Roof
NJSTRE1545384751 | NJSRRE1544150951 | Transition Incentive Program | Pleasantville | 8232 | 19 | 6.08 | Residential | Yes | Behind the Meter | Behind the Meter |  | None | Sunrun Installation Services, Inc. | AC Electric | Eligible for TI Program | 2020-01-09 | 2020-01-14 | 2021-10-30 | Hanwha Q-Cells | Q.PEAK DUO-G7 320 | Solar Panels |  | 0.32 | 8 | 205 | 34 |  | Fixed | Roof
NJSTRE1545384751 | NJSRRE1544150951 | Transition Incentive Program | Pleasantville | 8232 | 19 | 6.08 | Residential | Yes | Behind the Meter | Behind the Meter |  | None | Sunrun Installation Services, Inc. | AC Electric | Eligible for TI Program | 2020-01-09 | 2020-01-14 | 2021-10-30 | Hanwha Q-Cells | Q.PEAK DUO-G7 320 | Solar Panels |  | 0.32 | 1 | 25 | 35 |  | Fixed | Roof
NJSTRE1545384751 | NJSRRE1544150951 | Transition Incentive Program | Pleasantville | 8232 | 19 | 6.08 | Residential | Yes | Behind the Meter | Behind the Meter |  | None | Sunrun Installation Services, Inc. | AC Electric | Eligible for TI Program | 2020-01-09 | 2020-01-14 | 2021-10-30 | Hanwha Q-Cells | Q.PEAK DUO-G7 320 | Solar Panels |  | 0.32 | 5 | 295 | 35 |  | Fixed | Roof
NJSTRE1545384752 | NJSRRE1544419258 | Transition Incentive Program | WEST ORANGE | 7052 | 9 | 6.65 | Residential | No | Behind the Meter | Behind the Meter |  | None | Infinity Solar Systems | PSE&G | Eligible for TI Program | 2020-02-07 | 2020-02-11 | 2021-10-30 | ENPHASE | IQ7-60-X-US | Inverters | 240 |  | 19 |  |  | 0.97 |  | Outside | MICROINVERTERS
NJSTRE1545384752 | NJSRRE1544419258 | Transition Incentive Program | WEST ORANGE | 7052 | 9 | 6.65 | Residential | No | Behind the Meter | Behind the Meter |  | None | Infinity Solar Systems | PSE&G | Eligible for TI Program | 2020-02-07 | 2020-02-11 | 2021-10-30 | LG | LG350N1C-V5 | Solar Panels |  | 0.35 | 8 | 208 | 17 |  | Fixed | Roof
NJSTRE1545384752 | NJSRRE1544419258 | Transition Incentive Program | WEST ORANGE | 7052 | 9 | 6.65 | Residential | No | Behind the Meter | Behind the Meter |  | None | Infinity Solar Systems | PSE&G | Eligible for TI Program | 2020-02-07 | 2020-02-11 | 2021-10-30 | LG | LG350N1C-V5 | Solar Panels |  | 0.35 | 8 | 208 | 17 |  | Fixed | Roof
NJSTRE1545384752 | NJSRRE1544419258 | Transition Incentive Program | WEST ORANGE | 7052 | 9 | 6.65 | Residential | No | Behind the Meter | Behind the Meter |  | None | Infinity Solar Systems | PSE&G | Eligible for TI Program | 2020-02-07 | 2020-02-11 | 2021-10-30 | LG | LG350N1C-V5 | Solar Panels |  | 0.35 | 3 | 118 | 17 |  | Fixed | Roof
NJSTRE1545384753 | NJSRRE1544316814 | Transition Incentive Program | Middletown | 7748 | 17 | 8.19 | Residential | Yes | Behind the Meter | Net-metered residential rooftop and canopy |  | None | Vivint Solar Developer, LLC | JCP&L | Accepted | 2020-01-28 | 2020-01-31 | 2021-10-30 | SolarEdge | SE7600H-US | Inverters | 7600 |  | 1 |  |  | 0.992 |  | Outdoor | Near the utility meter
NJSTRE1545384753 | NJSRRE1544316814 | Transition Incentive Program | Middletown | 7748 | 17 | 8.19 | Residential | Yes | Behind the Meter | Net-metered residential rooftop and canopy |  | None | Vivint Solar Developer, LLC | JCP&L | Accepted | 2020-01-28 | 2020-01-31 | 2021-10-30 | Hanwha Solar | Q.PEAK BLK-G5 315 | Solar Panels |  | 0.315 | 8 | 62 | 23 |  | Fixed | Roof
NJSTRE1545384753 | NJSRRE1544316814 | Transition Incentive Program | Middletown | 7748 | 17 | 8.19 | Residential | Yes | Behind the Meter | Net-metered residential rooftop and canopy |  | None | Vivint Solar Developer, LLC | JCP&L | Accepted | 2020-01-28 | 2020-01-31 | 2021-10-30 | Hanwha Solar | Q.PEAK BLK-G5 315 | Solar Panels |  | 0.315 | 18 | 242 | 23 |  | Fixed | Roof
NJSTRE1545384755 | NJSRRE1543513139 | Transition Incentive Program | Jackson Township | 8527 | 18 | 7.83 | Residential | Yes | Behind the Meter | Net-metered residential rooftop and canopy |  | None | Complete Solar | JCP&L | Accepted | 2019-12-18 | 2019-12-19 | 2021-10-30 | SOLAREDGE TECHNOLOGIES | SE7600H-US RGM | Inverters | 7600 |  | 1 |  |  | 0.97 |  | Outdoor | BY MSP
NJSTRE1545384755 | NJSRRE1543513139 | Transition Incentive Program | Jackson Township | 8527 | 18 | 7.83 | Residential | Yes | Behind the Meter | Net-metered residential rooftop and canopy |  | None | Complete Solar | JCP&L | Accepted | 2019-12-18 | 2019-12-19 | 2021-10-30 | LONGI SOLAR | LR6-60HPB-305M | Solar Panels |  | 0.29 | 27 | 242.5 | 30 |  | Fixed | Roof
NJSTRE1545384756 | NJSRRE1543481358 | Transition Incentive Program | Vineland | 8361 | 20 | 2.36 | Residential | No | Behind the Meter | Behind the Meter |  | None | Bright Planet Solar | Vineland Muni Electric | Eligible for TI Program | 2019-12-05 | 2019-12-09 | 2021-10-30 | SOLAR EDGE | SE3000H-USRGM | Inverters | 3000 |  | 1 |  |  | 0.98 |  | Outside | NEXT TO METER
NJSTRE1545384756 | NJSRRE1543481358 | Transition Incentive Program | Vineland | 8361 | 20 | 2.36 | Residential | No | Behind the Meter | Behind the Meter |  | None | Bright Planet Solar | Vineland Muni Electric | Eligible for TI Program | 2019-12-05 | 2019-12-09 | 2021-10-30 | HANWHA Q-CELLS | Q.PEAK BLK-G4.1 295W | Solar Panels |  | 0.295 | 8 | 190 | 30 |  | Fixed | Roof
NJSTRE1545384758 | NJSRRE1544152941 | Transition Incentive Program | Westampton Twp | 8060 | 13 | 6.41 | Residential | Yes | Behind the Meter | Net-metered residential rooftop and canopy |  | None | Bright Planet Solar | PSE&G | Accepted | 2020-01-09 | 2020-01-14 | 2021-10-30 | Solar Edge | SE5000H-USRGM | Inverters | 5000 |  | 1 |  |  | 0.98 |  | Outdoor | Next to meter
NJSTRE1545384758 | NJSRRE1544152941 | Transition Incentive Program | Westampton Twp | 8060 | 13 | 6.41 | Residential | Yes | Behind the Meter | Net-metered residential rooftop and canopy |  | None | Bright Planet Solar | PSE&G | Accepted | 2020-01-09 | 2020-01-14 | 2021-10-30 | Trina Solar | TSM-DD05A.05(II) 305W | Solar Panels |  | 0.305 | 18 | 160 | 27 |  | Fixed | Roof
NJSTRE1545384758 | NJSRRE1544152941 | Transition Incentive Program | Westampton Twp | 8060 | 13 | 6.41 | Residential | Yes | Behind the Meter | Net-metered residential rooftop and canopy |  | None | Bright Planet Solar | PSE&G | Accepted | 2020-01-09 | 2020-01-14 | 2021-10-30 | Trina Solar | TSM-DD05A.05(II) 305W | Solar Panels |  | 0.305 | 3 | 160 | 27 |  | Fixed | Roof
NJSTRE1545384759 | NJSRRE1544428727 | Transition Incentive Program | Woodbridge | 7095 | 11 | 6.4 | Residential | Yes | Behind the Meter | Net-metered residential rooftop and canopy |  | None | Vivint Solar Developer, LLC | PSE&G | Accepted | 2020-02-10 | 2020-02-13 | 2021-10-30 | SOLAREDGE | SE7600H-US | Inverters | 7600 |  | 1 |  |  | 0.992 |  | Outdoor | Near the Utility Meter
NJSTRE1545384759 | NJSRRE1544428727 | Transition Incentive Program | Woodbridge | 7095 | 11 | 6.4 | Residential | Yes | Behind the Meter | Net-metered residential rooftop and canopy |  | None | Vivint Solar Developer, LLC | PSE&G | Accepted | 2020-02-10 | 2020-02-13 | 2021-10-30 | JINKO SOLAR | JKM320M-60HBL | Solar Panels |  | 0.32 | 10 | 17 | 26 |  | Fixed | Roof
NJSTRE1545384759 | NJSRRE1544428727 | Transition Incentive Program | Woodbridge | 7095 | 11 | 6.4 | Residential | Yes | Behind the Meter | Net-metered residential rooftop and canopy |  | None | Vivint Solar Developer, LLC | PSE&G | Accepted | 2020-02-10 | 2020-02-13 | 2021-10-30 | JINKO SOLAR | JKM320M-60HBL | Solar Panels |  | 0.32 | 10 | 197 | 26 |  | Fixed | Roof
NJSTRE1545384764 | NJSRRE1544428440 | Transition Incentive Program | Sicklerville | 8081 | 14 | 9.72 | Residential | Yes | Behind the Meter | Net-metered residential rooftop and canopy |  | None | Vision Solar LLC | AC Electric | Accepted | 2020-02-10 | 2020-02-12 | 2021-10-30 | enphase | iq7-60-2-us | Inverters | 0.25 |  | 29 |  |  | 0.96 |  | Other | behind panels
NJSTRE1545384764 | NJSRRE1544428440 | Transition Incentive Program | Sicklerville | 8081 | 14 | 9.72 | Residential | Yes | Behind the Meter | Net-metered residential rooftop and canopy |  | None | Vision Solar LLC | AC Electric | Accepted | 2020-02-10 | 2020-02-12 | 2021-10-30 | lg solar | lg335n1k-v5 | Solar Panels |  | 0.335 | 12 | 226 | 27 |  | Fixed | Roof
NJSTRE1545384764 | NJSRRE1544428440 | Transition Incentive Program | Sicklerville | 8081 | 14 | 9.72 | Residential | Yes | Behind the Meter | Net-metered residential rooftop and canopy |  | None | Vision Solar LLC | AC Electric | Accepted | 2020-02-10 | 2020-02-12 | 2021-10-30 | lg solar | lg335n1k-v5 | Solar Panels |  | 0.335 | 17 | 226 | 18 |  | Fixed | Roof
NJSTRE1545384765 | NJSRRE1544333455 | Transition Incentive Program | ORANGE | 7050 | 9 | 8.19 | Residential | Yes | Behind the Meter | Net-metered residential rooftop and canopy |  | None | Vivint Solar Developer, LLC | PSE&G | Accepted | 2020-01-30 | 2020-02-03 | 2021-10-30 | SOLAREDGE | SE7600H-US | Inverters | 7600 |  | 1 |  |  | 0.992 |  | Outdoor | Near the Utility Meter
NJSTRE1545384765 | NJSRRE1544333455 | Transition Incentive Program | ORANGE | 7050 | 9 | 8.19 | Residential | Yes | Behind the Meter | Net-metered residential rooftop and canopy |  | None | Vivint Solar Developer, LLC | PSE&G | Accepted | 2020-01-30 | 2020-02-03 | 2021-10-30 | HANWHA SOLAR | Q.PEAK BLK-G5 315 | Solar Panels |  | 0.315 | 3 | 32 | 37 |  | Fixed | Roof
NJSTRE1545384765 | NJSRRE1544333455 | Transition Incentive Program | ORANGE | 7050 | 9 | 8.19 | Residential | Yes | Behind the Meter | Net-metered residential rooftop and canopy |  | None | Vivint Solar Developer, LLC | PSE&G | Accepted | 2020-01-30 | 2020-02-03 | 2021-10-30 | HANWHA SOLAR | Q.PEAK BLK-G5 315 | Solar Panels |  | 0.315 | 8 | 122 | 37 |  | Fixed | Roof
NJSTRE1545384765 | NJSRRE1544333455 | Transition Incentive Program | ORANGE | 7050 | 9 | 8.19 | Residential | Yes | Behind the Meter | Net-metered residential rooftop and canopy |  | None | Vivint Solar Developer, LLC | PSE&G | Accepted | 2020-01-30 | 2020-02-03 | 2021-10-30 | HANWHA SOLAR | Q.PEAK BLK-G5 315 | Solar Panels |  | 0.315 | 3 | 122 | 14 |  | Fixed | Roof
NJSTRE1545384765 | NJSRRE1544333455 | Transition Incentive Program | ORANGE | 7050 | 9 | 8.19 | Residential | Yes | Behind the Meter | Net-metered residential rooftop and canopy |  | None | Vivint Solar Developer, LLC | PSE&G | Accepted | 2020-01-30 | 2020-02-03 | 2021-10-30 | HANWHA SOLAR | Q.PEAK BLK-G5 315 | Solar Panels |  | 0.315 | 12 | 302 | 37 |  | Fixed | Roof
NJSTRE1545384767 | NJSRRE1544153980 | Transition Incentive Program | WOODBURY | 8096 | 15 | 6.3 | Residential | Yes | Behind the Meter | Net-metered residential rooftop and canopy |  | None | Vivint Solar Developer, LLC | PSE&G | Accepted | 2020-01-09 | 2020-01-14 | 2021-10-30 | SolarEdge | SE7600H-US | Inverters | 7600 |  | 1 |  |  | 0.992 |  | Outdoor | Near the utility meter
NJSTRE1545384767 | NJSRRE1544153980 | Transition Incentive Program | WOODBURY | 8096 | 15 | 6.3 | Residential | Yes | Behind the Meter | Net-metered residential rooftop and canopy |  | None | Vivint Solar Developer, LLC | PSE&G | Accepted | 2020-01-09 | 2020-01-14 | 2021-10-30 | Hanwha Solar | Q.PEAK BLK-G5 315 | Solar Panels |  | 0.315 | 5 | 299 | 45 |  | Fixed | Roof
NJSTRE1545384767 | NJSRRE1544153980 | Transition Incentive Program | WOODBURY | 8096 | 15 | 6.3 | Residential | Yes | Behind the Meter | Net-metered residential rooftop and canopy |  | None | Vivint Solar Developer, LLC | PSE&G | Accepted | 2020-01-09 | 2020-01-14 | 2021-10-30 | Hanwha Solar | Q.PEAK BLK-G5 315 | Solar Panels |  | 0.315 | 6 | 119 | 45 |  | Fixed | Roof
NJSTRE1545384767 | NJSRRE1544153980 | Transition Incentive Program | WOODBURY | 8096 | 15 | 6.3 | Residential | Yes | Behind the Meter | Net-metered residential rooftop and canopy |  | None | Vivint Solar Developer, LLC | PSE&G | Accepted | 2020-01-09 | 2020-01-14 | 2021-10-30 | Hanwha Solar | Q.PEAK BLK-G5 315 | Solar Panels |  | 0.315 | 4 | 299 | 45 |  | Fixed | Roof
NJSTRE1545384767 | NJSRRE1544153980 | Transition Incentive Program | WOODBURY | 8096 | 15 | 6.3 | Residential | Yes | Behind the Meter | Net-metered residential rooftop and canopy |  | None | Vivint Solar Developer, LLC | PSE&G | Accepted | 2020-01-09 | 2020-01-14 | 2021-10-30 | Hanwha Solar | Q.PEAK BLK-G5 315 | Solar Panels |  | 0.315 | 5 | 119 | 45 |  | Fixed | Roof
NJSTRE1545384769 | NJSRRE1543498260 | Transition Incentive Program | Plainfield | 7063 | 10 | 6.67 | Residential | Yes | Behind the Meter | Behind the Meter |  | None | Sunrun Installation Services, Inc. | PSE&G | Eligible for TI Program | 2019-12-06 | 2019-12-10 | 2021-10-30 | LG Chem | RESU 10H SEG | Electric Storage Battery |  |  | 1 |  |  |  | Lithium Ion |  | outside
NJSTRE1545384769 | NJSRRE1543498260 | Transition Incentive Program | Plainfield | 7063 | 10 | 6.67 | Residential | Yes | Behind the Meter | Behind the Meter |  | None | Sunrun Installation Services, Inc. | PSE&G | Eligible for TI Program | 2019-12-06 | 2019-12-10 | 2021-10-30 | SolarEdge Technologies | SE7600A-USS2RGM | Inverters | 7600 |  | 1 |  |  | 0.96 |  | Outdoor | Next To Meter
NJSTRE1545384769 | NJSRRE1543498260 | Transition Incentive Program | Plainfield | 7063 | 10 | 6.67 | Residential | Yes | Behind the Meter | Behind the Meter |  | None | Sunrun Installation Services, Inc. | PSE&G | Eligible for TI Program | 2019-12-06 | 2019-12-10 | 2021-10-30 | REC Solar | REC290TP2 BLK | Solar Panels |  | 0.29 | 23 | 228 | 18 |  | Fixed | Roof
NJSTRE1545384770 | NJSRRE1544185702 | Transition Incentive Program | Lakewood Township | 8701 | 18 | 7.26 | Residential | No | Behind the Meter | Behind the Meter |  | None | Sunrun Installation Services, Inc. | JCP&L | Eligible for TI Program | 2020-01-16 | 2020-01-21 | 2021-10-30 | Delta Electronics | M6-TL-US | Inverters | 5760 |  | 1 |  |  | 0.96 |  | Outdoor | Next To Meter
NJSTRE1545384770 | NJSRRE1544185702 | Transition Incentive Program | Lakewood Township | 8701 | 18 | 7.26 | Residential | No | Behind the Meter | Behind the Meter |  | None | Sunrun Installation Services, Inc. | JCP&L | Eligible for TI Program | 2020-01-16 | 2020-01-21 | 2021-10-30 | REC Solar | REC310TP2M | Solar Panels |  | 0.33 | 7 | 97 | 9 |  | Fixed | Roof
NJSTRE1545384770 | NJSRRE1544185702 | Transition Incentive Program | Lakewood Township | 8701 | 18 | 7.26 | Residential | No | Behind the Meter | Behind the Meter |  | None | Sunrun Installation Services, Inc. | JCP&L | Eligible for TI Program | 2020-01-16 | 2020-01-21 | 2021-10-30 | REC Solar | REC310TP2M | Solar Panels |  | 0.33 | 15 | 97 | 27 |  | Fixed | Roof
NJSTRE1545384773 | NJSRRE1544161021 | Transition Incentive Program | Camden | 8105 | 14 | 5.12 | Residential | Yes | Behind the Meter | Behind the Meter |  | None | Skyline Solar, LLC | PSE&G | Eligible for TI Program | 2020-01-13 | 2020-01-16 | 2021-10-30 | SolarEdge | SE3800H-US | Inverters | 3800 |  | 1 |  |  | 0.99 |  | Outside | within ten feet of meter
NJSTRE1545384773 | NJSRRE1544161021 | Transition Incentive Program | Camden | 8105 | 14 | 5.12 | Residential | Yes | Behind the Meter | Behind the Meter |  | None | Skyline Solar, LLC | PSE&G | Eligible for TI Program | 2020-01-13 | 2020-01-16 | 2021-10-30 | Hanwha Q-Cells | Q.PEAK DUO-G5 320 | Solar Panels |  | 0.32 | 16 | 149 | 10 |  | Fixed | Roof
NJSTRE1545384774 | NJSRRE1544529878 | Transition Incentive Program | BRICK | 8724 | 18 | 3.78 | Residential | Yes | Behind the Meter | Net-metered residential rooftop and canopy |  | None | Vivint Solar Developer, LLC | JCP&L | Accepted | 2020-02-26 | 2020-02-27 | 2021-10-30 | SOLAREDGE | SE3800H-US | Inverters | 3800 |  | 1 |  |  | 0.992 |  | Outdoor | Near the Utility Meter
NJSTRE1545384774 | NJSRRE1544529878 | Transition Incentive Program | BRICK | 8724 | 18 | 3.78 | Residential | Yes | Behind the Meter | Net-metered residential rooftop and canopy |  | None | Vivint Solar Developer, LLC | JCP&L | Accepted | 2020-02-26 | 2020-02-27 | 2021-10-30 | HANWHA SOLAR | Q.PEAK BLK-G5 315 | Solar Panels |  | 0.315 | 12 | 297 | 19 |  | Fixed | Roof
NJSTRE1545384775 | NJSRRE1544442824 | Transition Incentive Program | Cream Ridge | 8514 | 17 | 18.91 | Residential | No | Behind the Meter | Behind the Meter |  | None | Sunrun Installation Services, Inc. | JCP&L | Eligible for TI Program | 2020-02-13 | 2020-02-18 | 2021-10-30 | Enphase Energy | IQ7-60-x-US (240V) | Inverters | 240 |  | 61 |  |  | 0.96 |  | Outdoor | Rooftop
NJSTRE1545384775 | NJSRRE1544442824 | Transition Incentive Program | Cream Ridge | 8514 | 17 | 18.91 | Residential | No | Behind the Meter | Behind the Meter |  | None | Sunrun Installation Services, Inc. | JCP&L | Eligible for TI Program | 2020-02-13 | 2020-02-18 | 2021-10-30 | REC Solar | REC310TP2M | Solar Panels |  | 0.31 | 9 | 292 | 27 |  | Fixed | Roof
NJSTRE1545384775 | NJSRRE1544442824 | Transition Incentive Program | Cream Ridge | 8514 | 17 | 18.91 | Residential | No | Behind the Meter | Behind the Meter |  | None | Sunrun Installation Services, Inc. | JCP&L | Eligible for TI Program | 2020-02-13 | 2020-02-18 | 2021-10-30 | REC Solar | REC310TP2M | Solar Panels |  | 0.31 | 36 | 178 | 34 |  | Fixed | Roof
NJSTRE1545384775 | NJSRRE1544442824 | Transition Incentive Program | Cream Ridge | 8514 | 17 | 18.91 | Residential | No | Behind the Meter | Behind the Meter |  | None | Sunrun Installation Services, Inc. | JCP&L | Eligible for TI Program | 2020-02-13 | 2020-02-18 | 2021-10-30 | REC Solar | REC310TP2M | Solar Panels |  | 0.31 | 8 | 112 | 27 |  | Fixed | Roof
NJSTRE1545384775 | NJSRRE1544442824 | Transition Incentive Program | Cream Ridge | 8514 | 17 | 18.91 | Residential | No | Behind the Meter | Behind the Meter |  | None | Sunrun Installation Services, Inc. | JCP&L | Eligible for TI Program | 2020-02-13 | 2020-02-18 | 2021-10-30 | REC Solar | REC310TP2M | Solar Panels |  | 0.31 | 8 | 292 | 19 |  | Fixed | Roof
NJSTRE1545384776 | NJSRRE1544467016 | Transition Incentive Program | berlin | 8009 | 14 | 5.36 | Residential | Yes | Behind the Meter | Net-metered residential rooftop and canopy |  | None | Vision Solar LLC | PSE&G | Accepted | 2020-02-17 | 2020-02-20 | 2021-10-30 | enphase | iq7-60-2-us | Inverters | 0.25 |  | 16 |  |  | 0.96 |  | Other | behind panels
NJSTRE1545384776 | NJSRRE1544467016 | Transition Incentive Program | berlin | 8009 | 14 | 5.36 | Residential | Yes | Behind the Meter | Net-metered residential rooftop and canopy |  | None | Vision Solar LLC | PSE&G | Accepted | 2020-02-17 | 2020-02-20 | 2021-10-30 | lg solar | lg335n1k-v5 | Solar Panels |  | 0.335 | 16 | 147 | 26 |  | Fixed | Roof
NJSTRE1545384778 | NJSRRE1544538741 | Transition Incentive Program | MOUNT HOLLY | 8060 | 13 | 10.24 | Residential | Yes | Behind the Meter | Net-metered residential rooftop and canopy |  | None | Vivint Solar Developer, LLC | PSE&G | Accepted | 2020-02-26 | 2020-02-28 | 2021-10-30 | SOLAREDGE | SE7600H-US | Inverters | 7600 |  | 1 |  |  | 0.992 |  | Outdoor | Near the Utility Meter
NJSTRE1545384778 | NJSRRE1544538741 | Transition Incentive Program | MOUNT HOLLY | 8060 | 13 | 10.24 | Residential | Yes | Behind the Meter | Net-metered residential rooftop and canopy |  | None | Vivint Solar Developer, LLC | PSE&G | Accepted | 2020-02-26 | 2020-02-28 | 2021-10-30 | JINKO SOLAR | JKM320M-60HBL | Solar Panels |  | 0.32 | 16 | 318 | 27 |  | Fixed | Roof
NJSTRE1545384778 | NJSRRE1544538741 | Transition Incentive Program | MOUNT HOLLY | 8060 | 13 | 10.24 | Residential | Yes | Behind the Meter | Net-metered residential rooftop and canopy |  | None | Vivint Solar Developer, LLC | PSE&G | Accepted | 2020-02-26 | 2020-02-28 | 2021-10-30 | JINKO SOLAR | JKM320M-60HBL | Solar Panels |  | 0.32 | 7 | 318 | 27 |  | Fixed | Roof
NJSTRE1545384778 | NJSRRE1544538741 | Transition Incentive Program | MOUNT HOLLY | 8060 | 13 | 10.24 | Residential | Yes | Behind the Meter | Net-metered residential rooftop and canopy |  | None | Vivint Solar Developer, LLC | PSE&G | Accepted | 2020-02-26 | 2020-02-28 | 2021-10-30 | JINKO SOLAR | JKM320M-60HBL | Solar Panels |  | 0.32 | 9 | 138 | 27 |  | Fixed | Roof
NJSTRE1545384780 | NJSRRE1544333955 | Transition Incentive Program | Pompton Lakes | 7442 | 6 | 5.27 | Residential | Yes | Behind the Meter | Behind the Meter |  | None | Sunrun Installation Services, Inc. | JCP&L | Eligible for TI Program | 2020-01-30 | 2020-02-03 | 2021-10-30 | Delta Electronics | M5-TL-US | Inverters | 4800 |  | 1 |  |  | 0.96 |  | Outdoor | Next To Meter
NJSTRE1545384780 | NJSRRE1544333955 | Transition Incentive Program | Pompton Lakes | 7442 | 6 | 5.27 | Residential | Yes | Behind the Meter | Behind the Meter |  | None | Sunrun Installation Services, Inc. | JCP&L | Eligible for TI Program | 2020-01-30 | 2020-02-03 | 2021-10-30 | REC Solar | REC310TP2M | Solar Panels |  | 0.31 | 8 | 54 | 23 |  | Fixed | Roof | roof
NJSTRE1545384780 | NJSRRE1544333955 | Transition Incentive Program | Pompton Lakes | 7442 | 6 | 5.27 | Residential | Yes | Behind the Meter | Behind the Meter |  | None | Sunrun Installation Services, Inc. | JCP&L | Eligible for TI Program | 2020-01-30 | 2020-02-03 | 2021-10-30 | REC Solar | REC310TP2M | Solar Panels |  | 0.31 | 9 | 234 | 23 |  | Fixed | Roof
NJSTRE1545384781 | NJSRRE1544413056 | Transition Incentive Program | IRVINGTON | 7111 | 9 | 11.52 | Residential | Yes | Behind the Meter | Net-metered residential rooftop and canopy |  | None | Vivint Solar Developer, LLC | PSE&G | Accepted | 2020-02-06 | 2020-02-10 | 2021-10-30 | SOLAREDGE | SE7600H-US | Inverters | 7600 |  | 1 |  |  | 0.992 |  | Outdoor | Near the Utility Meter
NJSTRE1545384781 | NJSRRE1544413056 | Transition Incentive Program | IRVINGTON | 7111 | 9 | 11.52 | Residential | Yes | Behind the Meter | Net-metered residential rooftop and canopy |  | None | Vivint Solar Developer, LLC | PSE&G | Accepted | 2020-02-06 | 2020-02-10 | 2021-10-30 | JINKO SOLAR | JKM320M-60HBL | Solar Panels |  | 0.32 | 27 | 306 | 4 |  | Fixed | Roof
NJSTRE1545384781 | NJSRRE1544413056 | Transition Incentive Program | IRVINGTON | 7111 | 9 | 11.52 | Residential | Yes | Behind the Meter | Net-metered residential rooftop and canopy |  | None | Vivint Solar Developer, LLC | PSE&G | Accepted | 2020-02-06 | 2020-02-10 | 2021-10-30 | JINKO SOLAR | JKM320M-60HBL | Solar Panels |  | 0.32 | 4 | 126 | 41 |  | Fixed | Roof
NJSTRE1545384781 | NJSRRE1544413056 | Transition Incentive Program | IRVINGTON | 7111 | 9 | 11.52 | Residential | Yes | Behind the Meter | Net-metered residential rooftop and canopy |  | None | Vivint Solar Developer, LLC | PSE&G | Accepted | 2020-02-06 | 2020-02-10 | 2021-10-30 | JINKO SOLAR | JKM320M-60HBL | Solar Panels |  | 0.32 | 5 | 126 | 14 |  | Fixed | Roof
NJSTRE1545384783 | NJSRRE1543466184 | Transition Incentive Program | CAMDEN | 8105 | 14 | 4.41 | Residential | Yes | Behind the Meter | Net-metered residential rooftop and canopy |  | None | Vivint Solar Developer, LLC | PSE&G | Accepted | 2019-12-03 | 2019-12-05 | 2021-10-30 | Solar Edge | SE3800H-US | Inverters | 3800 |  | 1 |  |  | 0.992 |  | Outdoor | Near the Utility Meter
NJSTRE1545384783 | NJSRRE1543466184 | Transition Incentive Program | CAMDEN | 8105 | 14 | 4.41 | Residential | Yes | Behind the Meter | Net-metered residential rooftop and canopy |  | None | Vivint Solar Developer, LLC | PSE&G | Accepted | 2019-12-03 | 2019-12-05 | 2021-10-30 | Hanwha Solar | Q.PEAK BLK G5 315 | Solar Panels |  | 0.315 | 7 | 260 | 0 |  | Fixed | Roof
NJSTRE1545384783 | NJSRRE1543466184 | Transition Incentive Program | CAMDEN | 8105 | 14 | 4.41 | Residential | Yes | Behind the Meter | Net-metered residential rooftop and canopy |  | None | Vivint Solar Developer, LLC | PSE&G | Accepted | 2019-12-03 | 2019-12-05 | 2021-10-30 | Hanwha Solar | Q.PEAK BLK G5 315 | Solar Panels |  | 0.315 | 3 | 261 | 23 |  | Fixed | Roof
NJSTRE1545384783 | NJSRRE1543466184 | Transition Incentive Program | CAMDEN | 8105 | 14 | 4.41 | Residential | Yes | Behind the Meter | Net-metered residential rooftop and canopy |  | None | Vivint Solar Developer, LLC | PSE&G | Accepted | 2019-12-03 | 2019-12-05 | 2021-10-30 | Hanwha Solar | Q.PEAK BLK G5 315 | Solar Panels |  | 0.315 | 4 | 259 | 37 |  | Fixed | Roof
NJSTRE1545384786 | NJSRRE1544529781 | Transition Incentive Program | Hamilton Township | 8690 | 12 | 5.85 | Residential | No | Behind the Meter | Net-metered residential rooftop and canopy |  | None | Exact Solar | PSE&G | Accepted | 2020-02-25 | 2020-02-27 | 2021-10-30 | Enphase | IQ7X | Inverters | 0.315 |  | 18 |  |  | 0.97 |  | Outdoor | under panels
NJSTRE1545384786 | NJSRRE1544529781 | Transition Incentive Program | Hamilton Township | 8690 | 12 | 5.85 | Residential | No | Behind the Meter | Net-metered residential rooftop and canopy |  | None | Exact Solar | PSE&G | Accepted | 2020-02-25 | 2020-02-27 | 2021-10-30 | Panasonic | VBHN325KA03 | Solar Panels |  | 0.325 | 4 | 280 | 20 |  | Fixed | Roof
NJSTRE1545384786 | NJSRRE1544529781 | Transition Incentive Program | Hamilton Township | 8690 | 12 | 5.85 | Residential | No | Behind the Meter | Net-metered residential rooftop and canopy |  | None | Exact Solar | PSE&G | Accepted | 2020-02-25 | 2020-02-27 | 2021-10-30 | Panasonic | VBHN325KA03 | Solar Panels |  | 0.325 | 14 | 100 | 22 |  | Fixed | Roof
NJSTRE1545384787 | NJSRRE1544354828 | Transition Incentive Program | Mount Laurel | 8054 | 13 | 5.2 | Residential | No | Behind the Meter | Behind the Meter |  | None | Sunny Corp | PSE&G | Eligible for TI Program | 2020-02-05 | 2020-02-07 | 2021-10-30 | ENPHASE | IQ7X-96-2 | Inverters | 1.31 |  | 16 |  |  | 0.1 |  | Outdoor | ON ROOF
NJSTRE1545384787 | NJSRRE1544354828 | Transition Incentive Program | Mount Laurel | 8054 | 13 | 5.2 | Residential | No | Behind the Meter | Behind the Meter |  | None | Sunny Corp | PSE&G | Eligible for TI Program | 2020-02-05 | 2020-02-07 | 2021-10-30 | PANASONIC | VBHN325KA03 | Solar Panels |  | 0.325 | 9 | 220 | 26 |  | Fixed | Roof
NJSTRE1545384787 | NJSRRE1544354828 | Transition Incentive Program | Mount Laurel | 8054 | 13 | 5.2 | Residential | No | Behind the Meter | Behind the Meter |  | None | Sunny Corp | PSE&G | Eligible for TI Program | 2020-02-05 | 2020-02-07 | 2021-10-30 | PANASONIC | VBHN325KA03 | Solar Panels |  | 0.325 | 7 | 220 | 30 |  | Fixed | Roof
NJSTRE1545384788 | NJSRRE1543422048 | Transition Incentive Program | Newton | 7860 | 1 | 10.14 | Residential | No | Behind the Meter | Net-metered residential rooftop and canopy |  | None | SunPower Capital LLC | JCP&L | Accepted | 2019-11-19 | 2019-11-25 | 2021-10-30 | sunpower | e20-327-e-ac | Inverters | 0.32 |  | 31 |  |  | 0.96 |  | Other | behind panels
NJSTRE1545384788 | NJSRRE1543422048 | Transition Incentive Program | Newton | 7860 | 1 | 10.14 | Residential | No | Behind the Meter | Net-metered residential rooftop and canopy |  | None | SunPower Capital LLC | JCP&L | Accepted | 2019-11-19 | 2019-11-25 | 2021-10-30 | sunpower | e20-327-e-ac | Solar Panels |  | 0.327 | 31 | 192 | 18 |  | Fixed | Roof
NJSTRE1545384791 | NJSRRE1543550224 | Transition Incentive Program | Deptford Township | 8096 | 15 | 5.04 | Residential | Yes | Behind the Meter | Net-metered residential rooftop and canopy |  | None | Suntuity Solar LLC | PSE&G | Accepted | 2019-12-14 | 2019-12-18 | 2021-10-30 | Enphase Energy | IQ7-60-2-US | Inverters | 240 |  | 16 |  |  | 0.97 |  | Outdoor | Behind the PV Modules
NJSTRE1545384791 | NJSRRE1543550224 | Transition Incentive Program | Deptford Township | 8096 | 15 | 5.04 | Residential | Yes | Behind the Meter | Net-metered residential rooftop and canopy |  | None | Suntuity Solar LLC | PSE&G | Accepted | 2019-12-14 | 2019-12-18 | 2021-10-30 | Yingli Green Energy | YL315D-30b | Solar Panels |  | 0.315 | 16 | 180 | 18 |  | Fixed | Roof
NJSTRE1545384794 | NJSRRE1544308304 | Transition Incentive Program | Barnegat | 8005 | 18 | 5.94 | Residential | No | Behind the Meter | Behind the Meter |  | None | Whitman Construction, LLC | JCP&L | Eligible for TI Program | 2020-01-27 | 2020-01-29 | 2021-10-30 | Enphase Energy | IQ7X-96-2-US | Inverters | 0.315 |  | 18 |  |  | 0.975 |  | Outside | roof
NJSTRE1545384794 | NJSRRE1544308304 | Transition Incentive Program | Barnegat | 8005 | 18 | 5.94 | Residential | No | Behind the Meter | Behind the Meter |  | None | Whitman Construction, LLC | JCP&L | Eligible for TI Program | 2020-01-27 | 2020-01-29 | 2021-10-30 | Panasonic | VBHN330SA17 | Solar Panels |  | 0.33 | 18 | 126 | 30 |  | Fixed | Roof
NJSTRE1545384795 | NJSRRE1544326473 | Transition Incentive Program | EDISON | 8820 | 11 | 8.82 | Residential | Yes | Behind the Meter | Net-metered residential rooftop and canopy |  | None | Vivint Solar Developer, LLC | PSE&G | Accepted | 2020-01-29 | 2020-02-03 | 2021-10-30 | SolarEdge | SE7600H-US | Inverters | 7600 |  | 1 |  |  | 0.992 |  | Outdoor | Near the utility meter
NJSTRE1545384795 | NJSRRE1544326473 | Transition Incentive Program | EDISON | 8820 | 11 | 8.82 | Residential | Yes | Behind the Meter | Net-metered residential rooftop and canopy |  | None | Vivint Solar Developer, LLC | PSE&G | Accepted | 2020-01-29 | 2020-02-03 | 2021-10-30 | Hanwha Solar | Q.PEAK BLK-G5 315 | Solar Panels |  | 0.315 | 4 | 275 | 19 |  | Fixed | Roof
NJSTRE1545384795 | NJSRRE1544326473 | Transition Incentive Program | EDISON | 8820 | 11 | 8.82 | Residential | Yes | Behind the Meter | Net-metered residential rooftop and canopy |  | None | Vivint Solar Developer, LLC | PSE&G | Accepted | 2020-01-29 | 2020-02-03 | 2021-10-30 | Hanwha Solar | Q.PEAK BLK-G5 315 | Solar Panels |  | 0.315 | 24 | 95 | 19 |  | Fixed | Roof
NJSTRE1545384797 | NJSRRE1543974513 | Transition Incentive Program | Newark | 7104 | 9 | 6.87 | Residential | No | Behind the Meter | Net-metered residential rooftop and canopy |  | None | SunPower Corporation, Systems | PSE&G | Accepted | 2020-01-06 | 2020-01-08 | 2021-10-30 | SUNPOWER | SPR-E20-327-E-AC | Inverters | 320 |  | 21 |  |  | 0.96 |  | Other | under each panel
NJSTRE1545384797 | NJSRRE1543974513 | Transition Incentive Program | Newark | 7104 | 9 | 6.87 | Residential | No | Behind the Meter | Net-metered residential rooftop and canopy |  | None | SunPower Corporation, Systems | PSE&G | Accepted | 2020-01-06 | 2020-01-08 | 2021-10-30 | SUNPOWER | SPR-E20-327-E-AC | Solar Panels |  | 0.327 | 21 | 201 | 30 |  | Fixed | Roof
NJSTRE1545384798 | NJSRRE1544524627 | Transition Incentive Program | Short Hills | 7078 | 9 | 13.33 | Residential | Yes | Behind the Meter | Behind the Meter |  | None | Sunrun Installation Services, Inc. | JCP&L | Eligible for TI Program | 2020-02-24 | 2020-02-27 | 2021-10-30 | Enphase Energy | IQ7-60-x-US (240V) | Inverters | 240 |  | 43 |  |  | 0.96 |  | Outdoor | Rooftop
NJSTRE1545384798 | NJSRRE1544524627 | Transition Incentive Program | Short Hills | 7078 | 9 | 13.33 | Residential | Yes | Behind the Meter | Behind the Meter |  | None | Sunrun Installation Services, Inc. | JCP&L | Eligible for TI Program | 2020-02-24 | 2020-02-27 | 2021-10-30 | REC Solar | REC310TP2M | Solar Panels |  | 0.31 | 30 | 227 | 27 |  | Fixed | Roof
NJSTRE1545384798 | NJSRRE1544524627 | Transition Incentive Program | Short Hills | 7078 | 9 | 13.33 | Residential | Yes | Behind the Meter | Behind the Meter |  | None | Sunrun Installation Services, Inc. | JCP&L | Eligible for TI Program | 2020-02-24 | 2020-02-27 | 2021-10-30 | REC Solar | REC310TP2M | Solar Panels |  | 0.31 | 13 | 137 | 27 |  | Fixed | Roof
NJSTRE1545384799 | NJSRRE1544456592 | Transition Incentive Program | Sicklerville | 8081 | 14 | 8.37 | Residential | Yes | Behind the Meter | Behind the Meter |  | None | Sunrun Installation Services, Inc. | AC Electric | Eligible for TI Program | 2020-02-14 | 2020-02-28 | 2021-10-30 | Delta Electronics | M8-TL-US | Inverters | 7680 |  | 1 |  |  | 0.96 |  | Outdoor | Next To Meter
NJSTRE1545384799 | NJSRRE1544456592 | Transition Incentive Program | Sicklerville | 8081 | 14 | 8.37 | Residential | Yes | Behind the Meter | Behind the Meter |  | None | Sunrun Installation Services, Inc. | AC Electric | Eligible for TI Program | 2020-02-14 | 2020-02-28 | 2021-10-30 | REC Solar | REC310TP2M | Solar Panels |  | 0.31 | 7 | 149 | 23 |  | Fixed | Roof
NJSTRE1545384799 | NJSRRE1544456592 | Transition Incentive Program | Sicklerville | 8081 | 14 | 8.37 | Residential | Yes | Behind the Meter | Behind the Meter |  | None | Sunrun Installation Services, Inc. | AC Electric | Eligible for TI Program | 2020-02-14 | 2020-02-28 | 2021-10-30 | REC Solar | REC310TP2M | Solar Panels |  | 0.31 | 20 | 238 | 23 |  | Fixed | Roof
NJSTRE1545384802 | NJSRRE1544446796 | Transition Incentive Program | Newton | 7860 | 1 | 3.84 | Residential | No | Behind the Meter | Behind the Meter |  | None | Maier Solar Engineering dba Solar Me | JCP&L | Eligible for TI Program | 2020-02-13 | 2020-02-18 | 2021-10-30 | Solar Edg | SE3800A-US | Inverters | 3800 |  | 1 |  |  | 0.97 |  | Outdoor | Next to meter
NJSTRE1545384802 | NJSRRE1544446796 | Transition Incentive Program | Newton | 7860 | 1 | 3.84 | Residential | No | Behind the Meter | Behind the Meter |  | None | Maier Solar Engineering dba Solar Me | JCP&L | Eligible for TI Program | 2020-02-13 | 2020-02-18 | 2021-10-30 | Hanwha | Q.CELL DUO BLK-G5 320W | Solar Panels |  | 0.32 | 12 | 213 | 20 |  | Fixed | Roof
NJSTRE1545384803 | NJSRRE1544343676 | Transition Incentive Program | Newtownville | 8346 | 19 | 5.12 | Residential | Yes | Behind the Meter | Behind the Meter |  | None | Skyline Solar, LLC | AC Electric | Eligible for TI Program | 2020-01-31 | 2020-02-05 | 2021-10-30 | SolarEdge | SE3800H-US | Inverters | 3800 |  | 1 |  |  | 0.99 |  | Outside | within ten feet
NJSTRE1545384803 | NJSRRE1544343676 | Transition Incentive Program | Newtownville | 8346 | 19 | 5.12 | Residential | Yes | Behind the Meter | Behind the Meter |  | None | Skyline Solar, LLC | AC Electric | Eligible for TI Program | 2020-01-31 | 2020-02-05 | 2021-10-30 | Hanwha Q-Cells | Q.PEAK DUO-G5 320 | Solar Panels |  | 0.32 | 16 | 68 | 20 |  | Fixed | Roof
NJSTRE1545384805 | NJSRRE1544442809 | Transition Incentive Program | Erial | 8081 | 14 | 7.75 | Residential | Yes | Behind the Meter | Behind the Meter |  | None | Sunrun Installation Services, Inc. | AC Electric | Eligible for TI Program | 2020-02-13 | 2020-02-18 | 2021-10-30 | Delta Electronics | M8-TL-US | Inverters | 7680 |  | 1 |  |  | 0.96 |  | Outdoor | Next To Meter
NJSTRE1545384805 | NJSRRE1544442809 | Transition Incentive Program | Erial | 8081 | 14 | 7.75 | Residential | Yes | Behind the Meter | Behind the Meter |  | None | Sunrun Installation Services, Inc. | AC Electric | Eligible for TI Program | 2020-02-13 | 2020-02-18 | 2021-10-30 | REC Solar | REC310TP2M | Solar Panels |  | 0.31 | 16 | 338 | 23 |  | Fixed | Roof
NJSTRE1545384805 | NJSRRE1544442809 | Transition Incentive Program | Erial | 8081 | 14 | 7.75 | Residential | Yes | Behind the Meter | Behind the Meter |  | None | Sunrun Installation Services, Inc. | AC Electric | Eligible for TI Program | 2020-02-13 | 2020-02-18 | 2021-10-30 | REC Solar | REC310TP2M | Solar Panels |  | 0.31 | 9 | 158 | 23 |  | Fixed | Roof
NJSTRE1545384811 | NJSRRE1543464359 | Transition Incentive Program | PARLIN | 8859 | 11 | 5.99 | Residential | Yes | Behind the Meter | Net-metered residential rooftop and canopy |  | None | Vivint Solar Developer, LLC | JCP&L | Accepted | 2019-12-02 | 2019-12-04 | 2021-10-30 | SOLAREDGE | SE7600H-US | Inverters | 7600 |  | 1 |  |  | 0.992 |  | Outdoor | Near the Utility Meter
NJSTRE1545384811 | NJSRRE1543464359 | Transition Incentive Program | PARLIN | 8859 | 11 | 5.99 | Residential | Yes | Behind the Meter | Net-metered residential rooftop and canopy |  | None | Vivint Solar Developer, LLC | JCP&L | Accepted | 2019-12-02 | 2019-12-04 | 2021-10-30 | HANWHA SOLAR | Q.PEAK BLK-G5 315 | Solar Panels |  | 0.315 | 19 | 261 | 36 |  | Fixed | Roof
NJSTRE1545384812 | NJSRRE1543820279 | Transition Incentive Program | Steelmanville | 8234 | 19 | 16 | Residential | Yes | Behind the Meter | Behind the Meter |  | None | All Season Solar | AC Electric | Eligible for TI Program | 2019-12-26 | 2019-12-31 | 2021-10-30 | Enphase | IQ7 | Inverters | 240 |  | 50 |  |  | 0.97 |  | Outdoor | Under Module
NJSTRE1545384812 | NJSRRE1543820279 | Transition Incentive Program | Steelmanville | 8234 | 19 | 16 | Residential | Yes | Behind the Meter | Behind the Meter |  | None | All Season Solar | AC Electric | Eligible for TI Program | 2019-12-26 | 2019-12-31 | 2021-10-30 | Trina | TSM-DD06M05II 320W NOV19 | Solar Panels |  | 0.32 | 16 | 204 | 33 |  | Fixed | Roof
NJSTRE1545384812 | NJSRRE1543820279 | Transition Incentive Program | Steelmanville | 8234 | 19 | 16 | Residential | Yes | Behind the Meter | Behind the Meter |  | None | All Season Solar | AC Electric | Eligible for TI Program | 2019-12-26 | 2019-12-31 | 2021-10-30 | Trina | TSM-DD06M05II 320W NOV19 | Solar Panels |  | 0.32 | 6 | 114 | 34 |  | Fixed | Roof
NJSTRE1545384812 | NJSRRE1543820279 | Transition Incentive Program | Steelmanville | 8234 | 19 | 16 | Residential | Yes | Behind the Meter | Behind the Meter |  | None | All Season Solar | AC Electric | Eligible for TI Program | 2019-12-26 | 2019-12-31 | 2021-10-30 | Trina | TSM-DD06M05II 320W NOV19 | Solar Panels |  | 0.32 | 8 | 204 | 33 |  | Fixed | Roof
NJSTRE1545384812 | NJSRRE1543820279 | Transition Incentive Program | Steelmanville | 8234 | 19 | 16 | Residential | Yes | Behind the Meter | Behind the Meter |  | None | All Season Solar | AC Electric | Eligible for TI Program | 2019-12-26 | 2019-12-31 | 2021-10-30 | Trina | TSM-DD06M05II 320W NOV19 | Solar Panels |  | 0.32 | 20 | 204 | 34 |  | Fixed | Roof
NJSTRE1545384813 | NJSRRE1544309439 | Transition Incentive Program | Haledon | 7508 | 6 | 9.3 | Residential | Yes | Behind the Meter | Behind the Meter |  | None | Sunrun Installation Services, Inc. | PSE&G | Eligible for TI Program | 2020-01-27 | 2020-01-30 | 2021-10-30 | Delta Electronics | M4-TL-US | Inverters | 3840 |  | 2 |  |  | 0.96 |  | Outdoor | Next To Meter
NJSTRE1545384813 | NJSRRE1544309439 | Transition Incentive Program | Haledon | 7508 | 6 | 9.3 | Residential | Yes | Behind the Meter | Behind the Meter |  | None | Sunrun Installation Services, Inc. | PSE&G | Eligible for TI Program | 2020-01-27 | 2020-01-30 | 2021-10-30 | REC Solar | REC310TP2M | Solar Panels |  | 0.31 | 16 | 138 | 37 |  | Fixed | Roof
NJSTRE1545384813 | NJSRRE1544309439 | Transition Incentive Program | Haledon | 7508 | 6 | 9.3 | Residential | Yes | Behind the Meter | Behind the Meter |  | None | Sunrun Installation Services, Inc. | PSE&G | Eligible for TI Program | 2020-01-27 | 2020-01-30 | 2021-10-30 | REC Solar | REC310TP2M | Solar Panels |  | 0.31 | 14 | 318 | 37 |  | Fixed | Roof
NJSTRE1545384814 | NJSRRE1543565059 | Transition Incentive Program | NORTH BRUNSWICK | 8902 | 11 | 11.03 | Residential | Yes | Behind the Meter | Net-metered residential rooftop and canopy |  | None | Vivint Solar Developer, LLC | PSE&G | Accepted | 2019-12-18 | 2019-12-23 | 2021-10-30 | SOLAREDGE | SE7600H-US | Inverters | 7600 |  | 1 |  |  | 0.992 |  | Outdoor | Near the Utility Meter
NJSTRE1545384814 | NJSRRE1543565059 | Transition Incentive Program | NORTH BRUNSWICK | 8902 | 11 | 11.03 | Residential | Yes | Behind the Meter | Net-metered residential rooftop and canopy |  | None | Vivint Solar Developer, LLC | PSE&G | Accepted | 2019-12-18 | 2019-12-23 | 2021-10-30 | HANWHA SOLAR | Q.PEAK BLK-G5 315 | Solar Panels |  | 0.315 | 15 | 115 | 21 |  | Fixed | Roof
NJSTRE1545384814 | NJSRRE1543565059 | Transition Incentive Program | NORTH BRUNSWICK | 8902 | 11 | 11.03 | Residential | Yes | Behind the Meter | Net-metered residential rooftop and canopy |  | None | Vivint Solar Developer, LLC | PSE&G | Accepted | 2019-12-18 | 2019-12-23 | 2021-10-30 | HANWHA SOLAR | Q.PEAK BLK-G5 315 | Solar Panels |  | 0.315 | 20 | 295 | 21 |  | Fixed | Roof
NJSTRE1545384816 | NJSRRE1544347736 | Transition Incentive Program | Bridgeton | 8302 | 20 | 7.67 | Residential | Yes | Behind the Meter | Net-metered residential rooftop and canopy |  | None | Bright Planet Solar | AC Electric | Accepted | 2020-02-03 | 2020-02-06 | 2021-10-30 | SOLAR EDGE | SE6000H-USRGM | Inverters | 6000 |  | 1 |  |  | 0.98 |  | Outdoor | OUTSIDE